NYB27-31001 | 2400100 | 690131 | Industrial Box PC with Intel® Core™ i7-7820EQ, 8 GB DRAM (non-ECC), No Storage, No OS, 1 PCIe + 2 drive slots, RS-232C
NYB27-31002 | 2400100 | 690132 | Industrial Box PC with Intel® Core™ i7-7820EQ, 8 GB DRAM (non-ECC), No Storage, No OS, 1 PCIe + 2 drive slots, extra DVI-D
NYB27-31006 | 2521700 | 690133 | Industrial Box PC with Intel® Core™ i7-7820EQ, 8 GB DRAM (non-ECC), No Storage, No OS, 1 PCIe + 2 drive slots, NY Monitor Link
NYB27-313K1 | 3001700 | 684464 | Industrial Box PC with Intel® Core™ i7-7820EQ, 8 GB DRAM (non-ECC), 128 GB SSD iMLC, WIN 10 IoT Ent. (64-bit), 1 PCIe + 2 drive slots, RS-232C
NYB27-314D1 | 2410900 | 700152 | Industrial Box PC with Intel® Core™ i7-7820EQ, 8 GB DRAM (non-ECC), 500 GB HDD, WIN 10 IoT 2019 (64-bit), 1 PCIe + 2 drive slots, RS-232C
NYB27-314D2 | 2410900 | 700151 | Industrial Box PC with Intel® Core™ i7-7820EQ, 8 GB DRAM (non-ECC), 500 GB HDD, WIN 10 IoT 2019 (64-bit), 1 PCIe + 2 drive slots, extra DVI-D
NYB27-314D6 | 2521400 | 700150 | Industrial Box PC with Intel® Core™ i7-7820EQ, 8 GB DRAM (non-ECC), 500 GB HDD, WIN 10 IoT 2019 (64-bit), 1 PCIe + 2 drive slots, NY Monitor Link
NYB27-314K1 | 2485000 | 700161 | Industrial Box PC with Intel® Core™ i7-7820EQ, 8 GB DRAM (non-ECC), 128 GB SSD iMLC, WIN 10 IoT 2019 (64-bit), 1 PCIe + 2 drive slots, RS-232C
NYB27-314K2 | 2485000 | 700162 | Industrial Box PC with Intel® Core™ i7-7820EQ, 8 GB DRAM (non-ECC), 128 GB SSD iMLC, WIN 10 IoT 2019 (64-bit), 1 PCIe + 2 drive slots, extra DVI-D
NYB27-314K6 | 2595300 | 700163 | Industrial Box PC with Intel® Core™ i7-7820EQ, 8 GB DRAM (non-ECC), 128 GB SSD iMLC, WIN 10 IoT 2019 (64-bit), 1 PCIe + 2 drive slots, NY Monitor Link
NYB27-314L1 | 2600500 | 700170 | Industrial Box PC with Intel® Core™ i7-7820EQ, 8 GB DRAM (non-ECC), 256 GB SSD iMLC, WIN 10 IoT 2019 (64-bit), 1 PCIe + 2 drive slots, RS-232C
NYB27-314L2 | 2600500 | 700171 | Industrial Box PC with Intel® Core™ i7-7820EQ, 8 GB DRAM (non-ECC), 256 GB SSD iMLC, WIN 10 IoT 2019 (64-bit), 1 PCIe + 2 drive slots, extra DVI-D
NYB27-314L6 | 2710900 | 700172 | Industrial Box PC with Intel® Core™ i7-7820EQ, 8 GB DRAM (non-ECC), 256 GB SSD iMLC, WIN 10 IoT 2019 (64-bit), 1 PCIe + 2 drive slots, NY Monitor Link
NYB27-314M1 | 2838000 | 700179 | Industrial Box PC with Intel® Core™ i7-7820EQ, 8 GB DRAM (non-ECC), 500 GB SSD iMLC, WIN 10 IoT 2019 (64-bit), 1 PCIe + 2 drive slots, RS-232C
NYB27-314M2 | 2838000 | 700180 | Industrial Box PC with Intel® Core™ i7-7820EQ, 8 GB DRAM (non-ECC), 500 GB SSD iMLC, WIN 10 IoT 2019 (64-bit), 1 PCIe + 2 drive slots, extra DVI-D
NYB27-314M6 | 2948500 | 700181 | Industrial Box PC with Intel® Core™ i7-7820EQ, 8 GB DRAM (non-ECC), 500 GB SSD iMLC, WIN 10 IoT 2019 (64-bit), 1 PCIe + 2 drive slots, NY Monitor Link
NYB27-314P1 | 2704700 | 700187 | Industrial Box PC with Intel® Core™ i7-7820EQ, 8 GB DRAM (non-ECC), 1 TB SSD 3DTLC, WIN 10 IoT 2019 (64-bit), 1 PCIe + 2 drive slots, RS-232C
NYB27-314P2 | 2704700 | 700188 | Industrial Box PC with Intel® Core™ i7-7820EQ, 8 GB DRAM (non-ECC), 1 TB SSD 3DTLC, WIN 10 IoT 2019 (64-bit), 1 PCIe + 2 drive slots, extra DVI-D
NYB27-314P6 | 2815200 | 700189 | Industrial Box PC with Intel® Core™ i7-7820EQ, 8 GB DRAM (non-ECC), 1 TB SSD 3DTLC, WIN 10 IoT 2019 (64-bit), 1 PCIe + 2 drive slots, NY Monitor Link
NYB27-32001 | 2528900 | 703224 | Industrial Box PC with Intel® Core™ i7-7820EQ, 8 GB DRAM (non-ECC), No Storage, No OS, 1 PCIe + 2 drive slots, Hardware RAID, RS-232C
NYB27-32002 | 2528900 | 703225 | Industrial Box PC with Intel® Core™ i7-7820EQ, 8 GB DRAM (non-ECC), No Storage, No OS, 1 PCIe + 2 drive slots, Hardware RAID, extra DVI-D
NYB27-32006 | 2652800 | 703226 | Industrial Box PC with Intel® Core™ i7-7820EQ, 8 GB DRAM (non-ECC), No Storage, No OS, 1 PCIe + 2 drive slots, Hardware RAID, NY Monitor Link
NYB27-32009 | 2540600 | 703227 | Industrial Box PC with Intel® Core™ i7-7820EQ, 8 GB DRAM (non-ECC), No Storage, No OS, 1 PCIe + 2 drive slots, Hardware RAID, extra Ethernet port
NYB27-324D1 | 2518800 | 703271 | Industrial Box PC with Intel® Core™ i7-7820EQ, 8 GB DRAM (non-ECC), 500 GB HDD, WIN 10 IoT 2019 (64-bit), 1 PCIe + 2 drive slots, Hardware RAID, RS-232C
NYB27-324D2 | 2518800 | 703272 | Industrial Box PC with Intel® Core™ i7-7820EQ, 8 GB DRAM (non-ECC), 500 GB HDD, WIN 10 IoT 2019 (64-bit), 1 PCIe + 2 drive slots, Hardware RAID, extra DVI-D
NYB27-324D6 | 2501700 | 707175 | Industrial Box PC with Intel® Core™ i7-7820EQ, 8 GB DRAM (non-ECC), 500 GB HDD, WIN 10 IoT 2019 (64-bit), 1 PCIe + 2 drive slots, Hardware RAID, NY Monitor Link
NYB27-324D9 | 2517800 | 703273 | Industrial Box PC with Intel® Core™ i7-7820EQ, 8 GB DRAM (non-ECC), 500 GB HDD, WIN 10 IoT 2019 (64-bit), 1 PCIe + 2 drive slots, Hardware RAID, extra Ethernet port
NYB27-324E1 | 2576900 | 703281 | Industrial Box PC with Intel® Core™ i7-7820EQ, 8 GB DRAM (non-ECC), 1 TB HDD, WIN 10 IoT 2019 (64-bit), 1 PCIe + 2 drive slots, Hardware RAID, RS-232C
NYB27-324E2 | 2576900 | 703282 | Industrial Box PC with Intel® Core™ i7-7820EQ, 8 GB DRAM (non-ECC), 1 TB HDD, WIN 10 IoT 2019 (64-bit), 1 PCIe + 2 drive slots, Hardware RAID, extra DVI-D
NYB27-324E6 | 2690600 | 703283 | Industrial Box PC with Intel® Core™ i7-7820EQ, 8 GB DRAM (non-ECC), 1 TB HDD, WIN 10 IoT 2019 (64-bit), 1 PCIe + 2 drive slots, Hardware RAID, NY Monitor Link
NYB27-324E9 | 2575900 | 703284 | Industrial Box PC with Intel® Core™ i7-7820EQ, 8 GB DRAM (non-ECC), 1 TB HDD, WIN 10 IoT 2019 (64-bit), 1 PCIe + 2 drive slots, Hardware RAID, extra Ethernet port
NYB27-324K1 | 2592900 | 703236 | Industrial Box PC with Intel® Core™ i7-7820EQ, 8 GB DRAM (non-ECC), 128 GB SSD iMLC, WIN 10 IoT 2019 (64-bit), 1 PCIe + 2 drive slots, Hardware RAID, RS-232C
NYB27-324K2 | 2592900 | 703237 | Industrial Box PC with Intel® Core™ i7-7820EQ, 8 GB DRAM (non-ECC), 128 GB SSD iMLC, WIN 10 IoT 2019 (64-bit), 1 PCIe + 2 drive slots, Hardware RAID, extra DVI-D
NYB27-324K6 | 2704000 | 703238 | Industrial Box PC with Intel® Core™ i7-7820EQ, 8 GB DRAM (non-ECC), 128 GB SSD iMLC, WIN 10 IoT 2019 (64-bit), 1 PCIe + 2 drive slots, Hardware RAID, NY Monitor Link
NYB27-324K9 | 2591900 | 703239 | Industrial Box PC with Intel® Core™ i7-7820EQ, 8 GB DRAM (non-ECC), 128 GB SSD iMLC, WIN 10 IoT 2019 (64-bit), 1 PCIe + 2 drive slots, Hardware RAID, extra Ethernet port
NYB27-324L1 | 2709500 | 703248 | Industrial Box PC with Intel® Core™ i7-7820EQ, 8 GB DRAM (non-ECC), 256 GB SSD iMLC, WIN 10 IoT 2019 (64-bit), 1 PCIe + 2 drive slots, Hardware RAID, RS-232C
NYB27-324L2 | 2709500 | 703249 | Industrial Box PC with Intel® Core™ i7-7820EQ, 8 GB DRAM (non-ECC), 256 GB SSD iMLC, WIN 10 IoT 2019 (64-bit), 1 PCIe + 2 drive slots, Hardware RAID, extra DVI-D
NYB27-324L6 | 3000600 | 703195 | Industrial Box PC with Intel® Core™ i7-7820EQ, 8 GB DRAM (non-ECC), 256 GB SSD iMLC, WIN 10 IoT 2019 (64-bit), 1 PCIe + 2 drive slots, Hardware RAID, NY Monitor Link
NYB27-324L9 | 2721300 | 703250 | Industrial Box PC with Intel® Core™ i7-7820EQ, 8 GB DRAM (non-ECC), 256 GB SSD iMLC, WIN 10 IoT 2019 (64-bit), 1 PCIe + 2 drive slots, Hardware RAID, extra Ethernet port
NYB27-324M1 | 3228100 | 703354 | Industrial Box PC with Intel® Core™ i7-7820EQ, 8 GB DRAM (non-ECC), 500 GB SSD iMLC, WIN 10 IoT 2019 (64-bit), 1 PCIe + 2 drive slots, Hardware RAID, RS-232C
NYB27-324M2 | 3228100 | 703355 | Industrial Box PC with Intel® Core™ i7-7820EQ, 8 GB DRAM (non-ECC), 500 GB SSD iMLC, WIN 10 IoT 2019 (64-bit), 1 PCIe + 2 drive slots, Hardware RAID, extra DVI-D
NYB27-324M6 | 3326000 | 703356 | Industrial Box PC with Intel® Core™ i7-7820EQ, 8 GB DRAM (non-ECC), 500 GB SSD iMLC, WIN 10 IoT 2019 (64-bit), 1 PCIe + 2 drive slots, Hardware RAID, NY Monitor Link
NYB27-324M9 | 3243000 | 703357 | Industrial Box PC with Intel® Core™ i7-7820EQ, 8 GB DRAM (non-ECC), 500 GB SSD iMLC, WIN 10 IoT 2019 (64-bit), 1 PCIe + 2 drive slots, Hardware RAID, extra Ethernet port
NYB27-324P1 | 2815800 | 703259 | Industrial Box PC with Intel® Core™ i7-7820EQ, 8 GB DRAM (non-ECC), 1 TB SSD 3DTLC, WIN 10 IoT 2019 (64-bit), 1 PCIe + 2 drive slots, Hardware RAID, RS-232C
NYB27-324P2 | 2815800 | 703260 | Industrial Box PC with Intel® Core™ i7-7820EQ, 8 GB DRAM (non-ECC), 1 TB SSD 3DTLC, WIN 10 IoT 2019 (64-bit), 1 PCIe + 2 drive slots, Hardware RAID, extra DVI-D
NYB27-324P6 | 2925300 | 703261 | Industrial Box PC with Intel® Core™ i7-7820EQ, 8 GB DRAM (non-ECC), 1 TB SSD 3DTLC, WIN 10 IoT 2019 (64-bit), 1 PCIe + 2 drive slots, Hardware RAID, NY Monitor Link
NYB27-324P9 | 2813100 | 703262 | Industrial Box PC with Intel® Core™ i7-7820EQ, 8 GB DRAM (non-ECC), 1 TB SSD 3DTLC, WIN 10 IoT 2019 (64-bit), 1 PCIe + 2 drive slots, Hardware RAID, extra Ethernet port
NYB27-40000 | 1951300 | 700141 | Industrial Box PC with Intel® Core™ i7-7820EQ, 16 GB DRAM (non-ECC), No Storage, No OS, No exp. slots, No I/F option
NYB27-40006 | 2038200 | 700140 | Industrial Box PC with Intel® Core™ i7-7820EQ, 16 GB DRAM (non-ECC), No Storage, No OS, No exp. slots, NY Monitor Link
NYB27-40460 | 2266600 | 700135 | Industrial Box PC with Intel® Core™ i7-7820EQ, 16 GB DRAM (non-ECC), 128 GB CFast iMLC, WIN 10 IoT 2019 (64-bit), No exp. slots, No I/F option
NYB27-40466 | 2394000 | 700134 | Industrial Box PC with Intel® Core™ i7-7820EQ, 16 GB DRAM (non-ECC), 128 GB CFast iMLC, WIN 10 IoT 2019 (64-bit), No exp. slots, NY Monitor Link
NYB27-40470 | 2407400 | 700129 | Industrial Box PC with Intel® Core™ i7-7820EQ, 16 GB DRAM (non-ECC), 256 GB CFast iMLC, WIN 10 IoT 2019 (64-bit), No exp. slots, No I/F option
NYB27-40476 | 2534800 | 700128 | Industrial Box PC with Intel® Core™ i7-7820EQ, 16 GB DRAM (non-ECC), 256 GB CFast iMLC, WIN 10 IoT 2019 (64-bit), No exp. slots, NY Monitor Link
NYB27-41001 | 2224000 | 700156 | Industrial Box PC with Intel® Core™ i7-7820EQ, 16 GB DRAM (non-ECC), No Storage, No OS, 1 PCIe + 2 drive slots, RS-232C
NYB27-41002 | 2074800 | 700122 | Industrial Box PC with Intel® Core™ i7-7820EQ, 16 GB DRAM (non-ECC), No Storage, No OS, 1 PCIe + 2 drive slots, extra DVI-D
NYB27-41006 | 2334100 | 700157 | Industrial Box PC with Intel® Core™ i7-7820EQ, 16 GB DRAM (non-ECC), No Storage, No OS, 1 PCIe + 2 drive slots, NY Monitor Link
NYB27-414D1 | 2463000 | 700149 | Industrial Box PC with Intel® Core™ i7-7820EQ, 16 GB DRAM (non-ECC), 500 GB HDD, WIN 10 IoT 2019 (64-bit), 1 PCIe + 2 drive slots, RS-232C
NYB27-414D2 | 2463000 | 700148 | Industrial Box PC with Intel® Core™ i7-7820EQ, 16 GB DRAM (non-ECC), 500 GB HDD, WIN 10 IoT 2019 (64-bit), 1 PCIe + 2 drive slots, extra DVI-D
NYB27-414D6 | 2573100 | 700147 | Industrial Box PC with Intel® Core™ i7-7820EQ, 16 GB DRAM (non-ECC), 500 GB HDD, WIN 10 IoT 2019 (64-bit), 1 PCIe + 2 drive slots, NY Monitor Link
NYB27-414K1 | 2536400 | 700164 | Industrial Box PC with Intel® Core™ i7-7820EQ, 16 GB DRAM (non-ECC), 128 GB SSD iMLC, WIN 10 IoT 2019 (64-bit), 1 PCIe + 2 drive slots, RS-232C
NYB27-414K2 | 2536400 | 700165 | Industrial Box PC with Intel® Core™ i7-7820EQ, 16 GB DRAM (non-ECC), 128 GB SSD iMLC, WIN 10 IoT 2019 (64-bit), 1 PCIe + 2 drive slots, extra DVI-D
NYB27-414K6 | 2646800 | 700166 | Industrial Box PC with Intel® Core™ i7-7820EQ, 16 GB DRAM (non-ECC), 128 GB SSD iMLC, WIN 10 IoT 2019 (64-bit), 1 PCIe + 2 drive slots, NY Monitor Link
NYB27-414L1 | 2652200 | 700173 | Industrial Box PC with Intel® Core™ i7-7820EQ, 16 GB DRAM (non-ECC), 256 GB SSD iMLC, WIN 10 IoT 2019 (64-bit), 1 PCIe + 2 drive slots, RS-232C
NYB27-414L2 | 2652200 | 700174 | Industrial Box PC with Intel® Core™ i7-7820EQ, 16 GB DRAM (non-ECC), 256 GB SSD iMLC, WIN 10 IoT 2019 (64-bit), 1 PCIe + 2 drive slots, extra DVI-D
NYB27-414L6 | 2762700 | 700175 | Industrial Box PC with Intel® Core™ i7-7820EQ, 16 GB DRAM (non-ECC), 256 GB SSD iMLC, WIN 10 IoT 2019 (64-bit), 1 PCIe + 2 drive slots, NY Monitor Link
NYB27-414M1 | 2696300 | 700119 | Industrial Box PC with Intel® Core™ i7-7820EQ, 16 GB DRAM (non-ECC), 500 GB SSD iMLC, WIN 10 IoT 2019 (64-bit), 1 PCIe + 2 drive slots, RS-232C
NYB27-414M2 | 2890300 | 700182 | Industrial Box PC with Intel® Core™ i7-7820EQ, 16 GB DRAM (non-ECC), 500 GB SSD iMLC, WIN 10 IoT 2019 (64-bit), 1 PCIe + 2 drive slots, extra DVI-D
NYB27-414M6 | 3000000 | 700183 | Industrial Box PC with Intel® Core™ i7-7820EQ, 16 GB DRAM (non-ECC), 500 GB SSD iMLC, WIN 10 IoT 2019 (64-bit), 1 PCIe + 2 drive slots, NY Monitor Link
NYB27-414P1 | 2756800 | 700190 | Industrial Box PC with Intel® Core™ i7-7820EQ, 16 GB DRAM (non-ECC), 1 TB SSD 3DTLC, WIN 10 IoT 2019 (64-bit), 1 PCIe + 2 drive slots, RS-232C
NYB27-414P2 | 2756800 | 700191 | Industrial Box PC with Intel® Core™ i7-7820EQ, 16 GB DRAM (non-ECC), 1 TB SSD 3DTLC, WIN 10 IoT 2019 (64-bit), 1 PCIe + 2 drive slots, extra DVI-D
NYB27-414P6 | 2867200 | 700125 | Industrial Box PC with Intel® Core™ i7-7820EQ, 16 GB DRAM (non-ECC), 1 TB SSD 3DTLC, WIN 10 IoT 2019 (64-bit), 1 PCIe + 2 drive slots, NY Monitor Link
NYB27-414P9 | 3098900 | 707394 | Industrial Box PC with Intel® Core™ i7-7820EQ, 16 GB DRAM (non-ECC), 1 TB SSD 3DTLC, WIN 10 IoT Ent. 2019 LTSC (64-bit), 1 PCIe + 2 drive slots, GigE LAN
NYB27-42001 | 2330600 | 703228 | Industrial Box PC with Intel® Core™ i7-7820EQ, 16 GB DRAM (non-ECC), No Storage, No OS, 1 PCIe + 2 drive slots, Hardware RAID, RS-232C
NYB27-42002 | 2180600 | 703229 | Industrial Box PC with Intel® Core™ i7-7820EQ, 16 GB DRAM (non-ECC), No Storage, No OS, 1 PCIe + 2 drive slots, Hardware RAID, extra DVI-D
NYB27-42006 | 2441300 | 703230 | Industrial Box PC with Intel® Core™ i7-7820EQ, 16 GB DRAM (non-ECC), No Storage, No OS, 1 PCIe + 2 drive slots, Hardware RAID, NY Monitor Link
NYB27-42009 | 2329100 | 703231 | Industrial Box PC with Intel® Core™ i7-7820EQ, 16 GB DRAM (non-ECC), No Storage, No OS, 1 PCIe + 2 drive slots, Hardware RAID, extra Ethernet port
NYB27-424D1 | 2571100 | 703274 | Industrial Box PC with Intel® Core™ i7-7820EQ, 16 GB DRAM (non-ECC), 500 GB HDD, WIN 10 IoT 2019 (64-bit), 1 PCIe + 2 drive slots, Hardware RAID, RS-232C
NYB27-424D2 | 2571100 | 703275 | Industrial Box PC with Intel® Core™ i7-7820EQ, 16 GB DRAM (non-ECC), 500 GB HDD, WIN 10 IoT 2019 (64-bit), 1 PCIe + 2 drive slots, Hardware RAID, extra DVI-D
NYB27-424D6 | 2681600 | 703276 | Industrial Box PC with Intel® Core™ i7-7820EQ, 16 GB DRAM (non-ECC), 500 GB HDD, WIN 10 IoT 2019 (64-bit), 1 PCIe + 2 drive slots, Hardware RAID, NY Monitor Link
NYB27-424D9 | 2569400 | 703277 | Industrial Box PC with Intel® Core™ i7-7820EQ, 16 GB DRAM (non-ECC), 500 GB HDD, WIN 10 IoT 2019 (64-bit), 1 PCIe + 2 drive slots, Hardware RAID, extra Ethernet port
NYB27-424E1 | 2630400 | 703285 | Industrial Box PC with Intel® Core™ i7-7820EQ, 16 GB DRAM (non-ECC), 1 TB HDD, WIN 10 IoT 2019 (64-bit), 1 PCIe + 2 drive slots, Hardware RAID, RS-232C
NYB27-424E2 | 2630400 | 703286 | Industrial Box PC with Intel® Core™ i7-7820EQ, 16 GB DRAM (non-ECC), 1 TB HDD, WIN 10 IoT 2019 (64-bit), 1 PCIe + 2 drive slots, Hardware RAID, extra DVI-D
NYB27-424E6 | 2743700 | 703287 | Industrial Box PC with Intel® Core™ i7-7820EQ, 16 GB DRAM (non-ECC), 1 TB HDD, WIN 10 IoT 2019 (64-bit), 1 PCIe + 2 drive slots, Hardware RAID, NY Monitor Link
NYB27-424E9 | 2629000 | 703288 | Industrial Box PC with Intel® Core™ i7-7820EQ, 16 GB DRAM (non-ECC), 1 TB HDD, WIN 10 IoT 2019 (64-bit), 1 PCIe + 2 drive slots, Hardware RAID, extra Ethernet port
NYB27-424K1 | 2644800 | 703240 | Industrial Box PC with Intel® Core™ i7-7820EQ, 16 GB DRAM (non-ECC), 128 GB SSD iMLC, WIN 10 IoT 2019 (64-bit), 1 PCIe + 2 drive slots, Hardware RAID, RS-232C
NYB27-424K2 | 2644800 | 703241 | Industrial Box PC with Intel® Core™ i7-7820EQ, 16 GB DRAM (non-ECC), 128 GB SSD iMLC, WIN 10 IoT 2019 (64-bit), 1 PCIe + 2 drive slots, Hardware RAID, extra DVI-D
NYB27-424K6 | 2755900 | 703242 | Industrial Box PC with Intel® Core™ i7-7820EQ, 16 GB DRAM (non-ECC), 128 GB SSD iMLC, WIN 10 IoT 2019 (64-bit), 1 PCIe + 2 drive slots, Hardware RAID, NY Monitor Link
NYB27-424K9 | 2643800 | 703243 | Industrial Box PC with Intel® Core™ i7-7820EQ, 16 GB DRAM (non-ECC), 128 GB SSD iMLC, WIN 10 IoT 2019 (64-bit), 1 PCIe + 2 drive slots, Hardware RAID, extra Ethernet port
NYB27-424L1 | 2761200 | 703251 | Industrial Box PC with Intel® Core™ i7-7820EQ, 16 GB DRAM (non-ECC), 256 GB SSD iMLC, WIN 10 IoT 2019 (64-bit), 1 PCIe + 2 drive slots, Hardware RAID, RS-232C
NYB27-424L2 | 2761200 | 703252 | Industrial Box PC with Intel® Core™ i7-7820EQ, 16 GB DRAM (non-ECC), 256 GB SSD iMLC, WIN 10 IoT 2019 (64-bit), 1 PCIe + 2 drive slots, Hardware RAID, extra DVI-D
NYB27-424L6 | 2874700 | 703253 | Industrial Box PC with Intel® Core™ i7-7820EQ, 16 GB DRAM (non-ECC), 256 GB SSD iMLC, WIN 10 IoT 2019 (64-bit), 1 PCIe + 2 drive slots, Hardware RAID, NY Monitor Link
NYB27-424L9 | 2762500 | 703254 | Industrial Box PC with Intel® Core™ i7-7820EQ, 16 GB DRAM (non-ECC), 256 GB SSD iMLC, WIN 10 IoT 2019 (64-bit), 1 PCIe + 2 drive slots, Hardware RAID, extra Ethernet port
NYB27-424M1 | 3327000 | 703358 | Industrial Box PC with Intel® Core™ i7-7820EQ, 16 GB DRAM (non-ECC), 500 GB SSD iMLC, WIN 10 IoT 2019 (64-bit), 1 PCIe + 2 drive slots, Hardware RAID, RS-232C
NYB27-424M2 | 3327000 | 703359 | Industrial Box PC with Intel® Core™ i7-7820EQ, 16 GB DRAM (non-ECC), 500 GB SSD iMLC, WIN 10 IoT 2019 (64-bit), 1 PCIe + 2 drive slots, Hardware RAID, extra DVI-D
NYB27-424M6 | 3424300 | 703360 | Industrial Box PC with Intel® Core™ i7-7820EQ, 16 GB DRAM (non-ECC), 500 GB SSD iMLC, WIN 10 IoT 2019 (64-bit), 1 PCIe + 2 drive slots, Hardware RAID, NY Monitor Link
NYB27-424M9 | 3341300 | 703361 | Industrial Box PC with Intel® Core™ i7-7820EQ, 16 GB DRAM (non-ECC), 500 GB SSD iMLC, WIN 10 IoT 2019 (64-bit), 1 PCIe + 2 drive slots, Hardware RAID, extra Ethernet port
NYB27-424P1 | 2866500 | 703263 | Industrial Box PC with Intel® Core™ i7-7820EQ, 16 GB DRAM (non-ECC), 1 TB SSD 3DTLC, WIN 10 IoT 2019 (64-bit), 1 PCIe + 2 drive slots, Hardware RAID, RS-232C
NYB27-424P2 | 2866500 | 703264 | Industrial Box PC with Intel® Core™ i7-7820EQ, 16 GB DRAM (non-ECC), 1 TB SSD 3DTLC, WIN 10 IoT 2019 (64-bit), 1 PCIe + 2 drive slots, Hardware RAID, extra DVI-D
NYB27-424P6 | 2978800 | 703265 | Industrial Box PC with Intel® Core™ i7-7820EQ, 16 GB DRAM (non-ECC), 1 TB SSD 3DTLC, WIN 10 IoT 2019 (64-bit), 1 PCIe + 2 drive slots, Hardware RAID, NY Monitor Link
NYB27-424P9 | 2866500 | 703266 | Industrial Box PC with Intel® Core™ i7-7820EQ, 16 GB DRAM (non-ECC), 1 TB SSD 3DTLC, WIN 10 IoT 2019 (64-bit), 1 PCIe + 2 drive slots, Hardware RAID, extra Ethernet port
NYB27-50000 | 2032800 | 700139 | Industrial Box PC with Intel® Core™ i7-7820EQ, 32 GB DRAM (non-ECC), No Storage, No OS, No exp. slots, No I/F option
NYB27-50006 | 2160200 | 700138 | Industrial Box PC with Intel® Core™ i7-7820EQ, 32 GB DRAM (non-ECC), No Storage, No OS, No exp. slots, NY Monitor Link
NYB27-50460 | 2388700 | 700133 | Industrial Box PC with Intel® Core™ i7-7820EQ, 32 GB DRAM (non-ECC), 128 GB CFast iMLC, WIN 10 IoT 2019 (64-bit), No exp. slots, No I/F option
NYB27-50466 | 2516200 | 700132 | Industrial Box PC with Intel® Core™ i7-7820EQ, 32 GB DRAM (non-ECC), 128 GB CFast iMLC, WIN 10 IoT 2019 (64-bit), No exp. slots, NY Monitor Link
NYB27-50470 | 2529300 | 700127 | Industrial Box PC with Intel® Core™ i7-7820EQ, 32 GB DRAM (non-ECC), 256 GB CFast iMLC, WIN 10 IoT 2019 (64-bit), No exp. slots, No I/F option
NYB27-50476 | 2657000 | 700126 | Industrial Box PC with Intel® Core™ i7-7820EQ, 32 GB DRAM (non-ECC), 256 GB CFast iMLC, WIN 10 IoT 2019 (64-bit), No exp. slots, NY Monitor Link
NYB27-51001 | 2368400 | 700158 | Industrial Box PC with Intel® Core™ i7-7820EQ, 32 GB DRAM (non-ECC), No Storage, No OS, 1 PCIe + 2 drive slots, RS-232C
NYB27-51002 | 2367900 | 700159 | Industrial Box PC with Intel® Core™ i7-7820EQ, 32 GB DRAM (non-ECC), No Storage, No OS, 1 PCIe + 2 drive slots, extra DVI-D
NYB27-51006 | 2478500 | 700160 | Industrial Box PC with Intel® Core™ i7-7820EQ, 32 GB DRAM (non-ECC), No Storage, No OS, 1 PCIe + 2 drive slots, NY Monitor Link
NYB27-514D1 | 2585200 | 700146 | Industrial Box PC with Intel® Core™ i7-7820EQ, 32 GB DRAM (non-ECC), 500 GB HDD, WIN 10 IoT 2019 (64-bit), 1 PCIe + 2 drive slots, RS-232C
NYB27-514D2 | 2585200 | 700145 | Industrial Box PC with Intel® Core™ i7-7820EQ, 32 GB DRAM (non-ECC), 500 GB HDD, WIN 10 IoT 2019 (64-bit), 1 PCIe + 2 drive slots, extra DVI-D
NYB27-514D6 | 2695100 | 700144 | Industrial Box PC with Intel® Core™ i7-7820EQ, 32 GB DRAM (non-ECC), 500 GB HDD, WIN 10 IoT 2019 (64-bit), 1 PCIe + 2 drive slots, NY Monitor Link
NYB27-514K1 | 2658400 | 700167 | Industrial Box PC with Intel® Core™ i7-7820EQ, 32 GB DRAM (non-ECC), 128 GB SSD iMLC, WIN 10 IoT 2019 (64-bit), 1 PCIe + 2 drive slots, RS-232C
NYB27-514K2 | 2658400 | 700168 | Industrial Box PC with Intel® Core™ i7-7820EQ, 32 GB DRAM (non-ECC), 128 GB SSD iMLC, WIN 10 IoT 2019 (64-bit), 1 PCIe + 2 drive slots, extra DVI-D
NYB27-514K6 | 2769000 | 700169 | Industrial Box PC with Intel® Core™ i7-7820EQ, 32 GB DRAM (non-ECC), 128 GB SSD iMLC, WIN 10 IoT 2019 (64-bit), 1 PCIe + 2 drive slots, NY Monitor Link
NYB27-514L1 | 2774200 | 700176 | Industrial Box PC with Intel® Core™ i7-7820EQ, 32 GB DRAM (non-ECC), 256 GB SSD iMLC, WIN 10 IoT 2019 (64-bit), 1 PCIe + 2 drive slots, RS-232C
NYB27-514L2 | 2774200 | 700177 | Industrial Box PC with Intel® Core™ i7-7820EQ, 32 GB DRAM (non-ECC), 256 GB SSD iMLC, WIN 10 IoT 2019 (64-bit), 1 PCIe + 2 drive slots, extra DVI-D
NYB27-514L6 | 2884800 | 700178 | Industrial Box PC with Intel® Core™ i7-7820EQ, 32 GB DRAM (non-ECC), 256 GB SSD iMLC, WIN 10 IoT 2019 (64-bit), 1 PCIe + 2 drive slots, NY Monitor Link
NYB27-514M1 | 3011700 | 700184 | Industrial Box PC with Intel® Core™ i7-7820EQ, 32 GB DRAM (non-ECC), 500 GB SSD iMLC, WIN 10 IoT 2019 (64-bit), 1 PCIe + 2 drive slots, RS-232C
NYB27-514M2 | 3011700 | 700185 | Industrial Box PC with Intel® Core™ i7-7820EQ, 32 GB DRAM (non-ECC), 500 GB SSD iMLC, WIN 10 IoT 2019 (64-bit), 1 PCIe + 2 drive slots, extra DVI-D
NYB27-514M6 | 3122000 | 700186 | Industrial Box PC with Intel® Core™ i7-7820EQ, 32 GB DRAM (non-ECC), 500 GB SSD iMLC, WIN 10 IoT 2019 (64-bit), 1 PCIe + 2 drive slots, NY Monitor Link
NYB27-514P1 | 2878800 | 700155 | Industrial Box PC with Intel® Core™ i7-7820EQ, 32 GB DRAM (non-ECC), 1 TB SSD 3DTLC, WIN 10 IoT 2019 (64-bit), 1 PCIe + 2 drive slots, RS-232C
NYB27-514P2 | 2878800 | 700154 | Industrial Box PC with Intel® Core™ i7-7820EQ, 32 GB DRAM (non-ECC), 1 TB SSD 3DTLC, WIN 10 IoT 2019 (64-bit), 1 PCIe + 2 drive slots, extra DVI-D
NYB27-514P6 | 2988900 | 700153 | Industrial Box PC with Intel® Core™ i7-7820EQ, 32 GB DRAM (non-ECC), 1 TB SSD 3DTLC, WIN 10 IoT 2019 (64-bit), 1 PCIe + 2 drive slots, NY Monitor Link
NYB27-52001 | 2476100 | 703232 | Industrial Box PC with Intel® Core™ i7-7820EQ, 32 GB DRAM (non-ECC), No Storage, No OS, 1 PCIe + 2 drive slots, Hardware RAID, RS-232C
NYB27-52002 | 2475500 | 703233 | Industrial Box PC with Intel® Core™ i7-7820EQ, 32 GB DRAM (non-ECC), No Storage, No OS, 1 PCIe + 2 drive slots, Hardware RAID, extra DVI-D
NYB27-52006 | 2586700 | 703234 | Industrial Box PC with Intel® Core™ i7-7820EQ, 32 GB DRAM (non-ECC), No Storage, No OS, 1 PCIe + 2 drive slots, Hardware RAID, NY Monitor Link
NYB27-52009 | 2474400 | 703235 | Industrial Box PC with Intel® Core™ i7-7820EQ, 32 GB DRAM (non-ECC), No Storage, No OS, 1 PCIe + 2 drive slots, Hardware RAID, extra Ethernet port
NYB27-524D1 | 2694100 | 703222 | Industrial Box PC with Intel® Core™ i7-7820EQ, 32 GB DRAM (non-ECC), 500 GB HDD, WIN 10 IoT 2019 (64-bit), 1 PCIe + 2 drive slots, Hardware RAID, RS-232C
NYB27-524D2 | 2694100 | 703278 | Industrial Box PC with Intel® Core™ i7-7820EQ, 32 GB DRAM (non-ECC), 500 GB HDD, WIN 10 IoT 2019 (64-bit), 1 PCIe + 2 drive slots, Hardware RAID, extra DVI-D
NYB27-524D6 | 2805000 | 703279 | Industrial Box PC with Intel® Core™ i7-7820EQ, 32 GB DRAM (non-ECC), 500 GB HDD, WIN 10 IoT 2019 (64-bit), 1 PCIe + 2 drive slots, Hardware RAID, NY Monitor Link
NYB27-524D9 | 2692900 | 703280 | Industrial Box PC with Intel® Core™ i7-7820EQ, 32 GB DRAM (non-ECC), 500 GB HDD, WIN 10 IoT 2019 (64-bit), 1 PCIe + 2 drive slots, Hardware RAID, extra Ethernet port
NYB27-524E1 | 2756400 | 703289 | Industrial Box PC with Intel® Core™ i7-7820EQ, 32 GB DRAM (non-ECC), 1 TB HDD, WIN 10 IoT 2019 (64-bit), 1 PCIe + 2 drive slots, Hardware RAID, RS-232C
NYB27-524E2 | 2756400 | 703290 | Industrial Box PC with Intel® Core™ i7-7820EQ, 32 GB DRAM (non-ECC), 1 TB HDD, WIN 10 IoT 2019 (64-bit), 1 PCIe + 2 drive slots, Hardware RAID, extra DVI-D
NYB27-524E6 | 2870100 | 703291 | Industrial Box PC with Intel® Core™ i7-7820EQ, 32 GB DRAM (non-ECC), 1 TB HDD, WIN 10 IoT 2019 (64-bit), 1 PCIe + 2 drive slots, Hardware RAID, NY Monitor Link
NYB27-524E9 | 2755200 | 703223 | Industrial Box PC with Intel® Core™ i7-7820EQ, 32 GB DRAM (non-ECC), 1 TB HDD, WIN 10 IoT 2019 (64-bit), 1 PCIe + 2 drive slots, Hardware RAID, extra Ethernet port
NYB27-524K1 | 2767600 | 703244 | Industrial Box PC with Intel® Core™ i7-7820EQ, 32 GB DRAM (non-ECC), 128 GB SSD iMLC, WIN 10 IoT 2019 (64-bit), 1 PCIe + 2 drive slots, Hardware RAID, RS-232C
NYB27-524K2 | 2767600 | 703245 | Industrial Box PC with Intel® Core™ i7-7820EQ, 32 GB DRAM (non-ECC), 128 GB SSD iMLC, WIN 10 IoT 2019 (64-bit), 1 PCIe + 2 drive slots, Hardware RAID, extra DVI-D
NYB27-524K6 | 2879800 | 703246 | Industrial Box PC with Intel® Core™ i7-7820EQ, 32 GB DRAM (non-ECC), 128 GB SSD iMLC, WIN 10 IoT 2019 (64-bit), 1 PCIe + 2 drive slots, Hardware RAID, NY Monitor Link
NYB27-524K9 | 2767600 | 703247 | Industrial Box PC with Intel® Core™ i7-7820EQ, 32 GB DRAM (non-ECC), 128 GB SSD iMLC, WIN 10 IoT 2019 (64-bit), 1 PCIe + 2 drive slots, Hardware RAID, extra Ethernet port
NYB27-524L1 | 2885100 | 703255 | Industrial Box PC with Intel® Core™ i7-7820EQ, 32 GB DRAM (non-ECC), 256 GB SSD iMLC, WIN 10 IoT 2019 (64-bit), 1 PCIe + 2 drive slots, Hardware RAID, RS-232C
NYB27-524L2 | 2885100 | 703256 | Industrial Box PC with Intel® Core™ i7-7820EQ, 32 GB DRAM (non-ECC), 256 GB SSD iMLC, WIN 10 IoT 2019 (64-bit), 1 PCIe + 2 drive slots, Hardware RAID, extra DVI-D
NYB27-524L6 | 2997400 | 703257 | Industrial Box PC with Intel® Core™ i7-7820EQ, 32 GB DRAM (non-ECC), 256 GB SSD iMLC, WIN 10 IoT 2019 (64-bit), 1 PCIe + 2 drive slots, Hardware RAID, NY Monitor Link
NYB27-524L9 | 2885100 | 703258 | Industrial Box PC with Intel® Core™ i7-7820EQ, 32 GB DRAM (non-ECC), 256 GB SSD iMLC, WIN 10 IoT 2019 (64-bit), 1 PCIe + 2 drive slots, Hardware RAID, extra Ethernet port
NYB27-524M1 | 3426300 | 703362 | Industrial Box PC with Intel® Core™ i7-7820EQ, 32 GB DRAM (non-ECC), 500 GB SSD iMLC, WIN 10 IoT 2019 (64-bit), 1 PCIe + 2 drive slots, Hardware RAID, RS-232C
NYB27-524M2 | 3426300 | 703363 | Industrial Box PC with Intel® Core™ i7-7820EQ, 32 GB DRAM (non-ECC), 500 GB SSD iMLC, WIN 10 IoT 2019 (64-bit), 1 PCIe + 2 drive slots, Hardware RAID, extra DVI-D
NYB27-524M6 | 3523600 | 703364 | Industrial Box PC with Intel® Core™ i7-7820EQ, 32 GB DRAM (non-ECC), 500 GB SSD iMLC, WIN 10 IoT 2019 (64-bit), 1 PCIe + 2 drive slots, Hardware RAID, NY Monitor Link
NYB27-524M9 | 3441200 | 703365 | Industrial Box PC with Intel® Core™ i7-7820EQ, 32 GB DRAM (non-ECC), 500 GB SSD iMLC, WIN 10 IoT 2019 (64-bit), 1 PCIe + 2 drive slots, Hardware RAID, extra Ethernet port
NYB27-524P1 | 2989400 | 703267 | Industrial Box PC with Intel® Core™ i7-7820EQ, 32 GB DRAM (non-ECC), 1 TB SSD 3DTLC, WIN 10 IoT 2019 (64-bit), 1 PCIe + 2 drive slots, Hardware RAID, RS-232C
NYB27-524P2 | 2989400 | 703268 | Industrial Box PC with Intel® Core™ i7-7820EQ, 32 GB DRAM (non-ECC), 1 TB SSD 3DTLC, WIN 10 IoT 2019 (64-bit), 1 PCIe + 2 drive slots, Hardware RAID, extra DVI-D
NYB27-524P6 | 3101500 | 703269 | Industrial Box PC with Intel® Core™ i7-7820EQ, 32 GB DRAM (non-ECC), 1 TB SSD 3DTLC, WIN 10 IoT 2019 (64-bit), 1 PCIe + 2 drive slots, Hardware RAID, NY Monitor Link
NYB27-524P9 | 2989400 | 703270 | Industrial Box PC with Intel® Core™ i7-7820EQ, 32 GB DRAM (non-ECC), 1 TB SSD 3DTLC, WIN 10 IoT 2019 (64-bit), 1 PCIe + 2 drive slots, Hardware RAID, extra Ethernet port
NYB2A-10000 | 761100 | 688956 | Industrial Box PC with Intel® Atom™ E3940, 2 GB DRAM (non-ECC), No Storage, No OS, No exp. slots, No I/F option
NYB2A-10006 | 901200 | 688957 | Industrial Box PC with Intel® Atom™ E3940, 2 GB DRAM (non-ECC), No Storage, No OS, No exp. slots, NY Monitor Link
NYB2A-20000 | 775700 | 688958 | Industrial Box PC with Intel® Atom™ E3940, 4 GB DRAM (non-ECC), No Storage, No OS, No exp. slots, No I/F option
NYB2A-20006 | 915700 | 688959 | Industrial Box PC with Intel® Atom™ E3940, 4 GB DRAM (non-ECC), No Storage, No OS, No exp. slots, NY Monitor Link
NYB2A-20050 | 893500 | 689344 | Industrial Box PC with Intel® Atom™ E3940, 4 GB DRAM (non-ECC), 64 GB CFast iMLC, No OS, No exp. slots, No I/F option
NYB2A-20450 | 921000 | 688960 | Industrial Box PC with Intel® Atom™ E3940, 4 GB DRAM (non-ECC), 64 GB CFast iMLC, WIN 10 IoT 2019 (64-bit), No exp. slots, No I/F option
NYB2A-20456 | 1061000 | 688961 | Industrial Box PC with Intel® Atom™ E3940, 4 GB DRAM (non-ECC), 64 GB CFast iMLC, WIN 10 IoT 2019 (64-bit), No exp. slots, NY Monitor Link
NYB2A-20460 | 976600 | 688962 | Industrial Box PC with Intel® Atom™ E3940, 4 GB DRAM (non-ECC), 128 GB CFast iMLC, WIN 10 IoT 2019 (64-bit), No exp. slots, No I/F option
NYB2A-20466 | 1116500 | 688963 | Industrial Box PC with Intel® Atom™ E3940, 4 GB DRAM (non-ECC), 128 GB CFast iMLC, WIN 10 IoT 2019 (64-bit), No exp. slots, NY Monitor Link
NYB2A-20470 | 1095000 | 688964 | Industrial Box PC with Intel® Atom™ E3940, 4 GB DRAM (non-ECC), 256 GB CFast iMLC, WIN 10 IoT 2019 (64-bit), No exp. slots, No I/F option
NYB2A-20476 | 1235000 | 688965 | Industrial Box PC with Intel® Atom™ E3940, 4 GB DRAM (non-ECC), 256 GB CFast iMLC, WIN 10 IoT 2019 (64-bit), No exp. slots, NY Monitor Link
NYB2A-30000 | 809500 | 688966 | Industrial Box PC with Intel® Atom™ E3940, 8 GB DRAM (non-ECC), No Storage, No OS, No exp. slots, No I/F option
NYB2A-30006 | 949400 | 688967 | Industrial Box PC with Intel® Atom™ E3940, 8 GB DRAM (non-ECC), No Storage, No OS, No exp. slots, NY Monitor Link
NYB2A-30450 | 954800 | 688968 | Industrial Box PC with Intel® Atom™ E3940, 8 GB DRAM (non-ECC), 64 GB CFast iMLC, WIN 10 IoT 2019 (64-bit), No exp. slots, No I/F option
NYB2A-30456 | 1095000 | 688969 | Industrial Box PC with Intel® Atom™ E3940, 8 GB DRAM (non-ECC), 64 GB CFast iMLC, WIN 10 IoT 2019 (64-bit), No exp. slots, NY Monitor Link
NYB2A-30460 | 1010600 | 688970 | Industrial Box PC with Intel® Atom™ E3940, 8 GB DRAM (non-ECC), 128 GB CFast iMLC, WIN 10 IoT 2019 (64-bit), No exp. slots, No I/F option
NYB2A-30466 | 1150400 | 688971 | Industrial Box PC with Intel® Atom™ E3940, 8 GB DRAM (non-ECC), 128 GB CFast iMLC, WIN 10 IoT 2019 (64-bit), No exp. slots, NY Monitor Link
NYB2A-30470 | 1129000 | 688972 | Industrial Box PC with Intel® Atom™ E3940, 8 GB DRAM (non-ECC), 256 GB CFast iMLC, WIN 10 IoT 2019 (64-bit), No exp. slots, No I/F option
NYB2A-30476 | 1269000 | 688973 | Industrial Box PC with Intel® Atom™ E3940, 8 GB DRAM (non-ECC), 256 GB CFast iMLC, WIN 10 IoT 2019 (64-bit), No exp. slots, NY Monitor Link
NYB2C-20000 | 916200 | 683615 | Industrial Box PC with Intel® Celeron® 3965U, 4 GB DDR4 RAM (non-ECC), No storage, No OS, no PCIe slot, no option port
NYB2C-20006 | 1079000 | 683617 | Industrial Box PC with Intel® Celeron® 3965U, 4 GB DDR4 RAM (non-ECC), No storage, No OS, no PCIe slot, NYML port
NYB2C-20350 | 1133800 | 683618 | Industrial Box PC with Intel® Celeron® 3965U, 4 GB DDR4 RAM (non-ECC), 64 GB CFast iMLC, WIN 10 IoT Ent. (64-bit), no PCIe slot, no option port
NYB2C-20356 | 1296100 | 683619 | Industrial Box PC with Intel® Celeron® 3965U, 4 GB DDR4 RAM (non-ECC), 64 GB CFast iMLC, WIN 10 IoT Ent. (64-bit), no PCIe slot, NYML port
NYB2C-20360 | 1201600 | 683620 | Industrial Box PC with Intel® Celeron® 3965U, 4 GB DDR4 RAM (non-ECC), 128 GB CFast iMLC, WIN 10 IoT Ent. (64-bit), no PCIe slot, no option port
NYB2C-20366 | 1364200 | 683621 | Industrial Box PC with Intel® Celeron® 3965U, 4 GB DDR4 RAM (non-ECC), 128 GB CFast iMLC, WIN 10 IoT Ent. (64-bit), no PCIe slot, NYML port
NYB2C-20370 | 1343200 | 683622 | Industrial Box PC with Intel® Celeron® 3965U, 4 GB DDR4 RAM (non-ECC), 256 GB CFast iMLC, WIN 10 IoT Ent. (64-bit), no PCIe slot, no option port
NYB2C-20376 | 1505500 | 683623 | Industrial Box PC with Intel® Celeron® 3965U, 4 GB DDR4 RAM (non-ECC), 256 GB CFast iMLC, WIN 10 IoT Ent. (64-bit), no PCIe slot, NYML port
NYB2C-20450 | 1021900 | 707558 | Industrial Box PC with Intel® Celeron® 3965U, 4 GB DRAM (non-ECC), 64 GB CFast iMLC, WIN 10 IoT 2019 (64-bit), No exp. slots, No I/F option
NYB2C-20456 | 1168400 | 707559 | Industrial Box PC with Intel® Celeron® 3965U, 4 GB DRAM (non-ECC), 64 GB CFast iMLC, WIN 10 IoT 2019 (64-bit), No exp. slots, NY Monitor Link
NYB2C-20460 | 1083400 | 707557 | Industrial Box PC with Intel® Celeron® 3965U, 4 GB DRAM (non-ECC), 128 GB CFast iMLC, WIN 10 IoT 2019 (64-bit), No exp. slots, No I/F option
NYB2C-20466 | 1229900 | 707560 | Industrial Box PC with Intel® Celeron® 3965U, 4 GB DRAM (non-ECC), 128 GB CFast iMLC, WIN 10 IoT 2019 (64-bit), No exp. slots, NY Monitor Link
NYB2C-20470 | 1210400 | 707561 | Industrial Box PC with Intel® Celeron® 3965U, 4 GB DRAM (non-ECC), 256 GB CFast iMLC, WIN 10 IoT 2019 (64-bit), No exp. slots, No I/F option
NYB2C-20476 | 1356900 | 707562 | Industrial Box PC with Intel® Celeron® 3965U, 4 GB DRAM (non-ECC), 256 GB CFast iMLC, WIN 10 IoT 2019 (64-bit), No exp. slots, NY Monitor Link
NYB2C-21001 | 1584500 | 683242 | Industrial Box PC with Intel® Celeron® 3965U, 4 GB DDR4 RAM (non-ECC), No storage, No OS, PCIe slot, RS-232
NYB2C-21002 | 1584500 | 683237 | Industrial Box PC with Intel® Celeron® 3965U, 4 GB DDR4 RAM (non-ECC), No storage, No OS, PCIe slot, extra DVI-D
NYB2C-21006 | 1815100 | 682759 | Industrial Box PC with Intel® Celeron® 3965U, 4 GB DDR4 RAM (non-ECC), No storage, No OS, PCIe slot, NYML port
NYB2C-21391 | 2388800 | 683243 | Industrial Box PC with Intel® Celeron® 3965U, 4 GB DDR4 RAM (non-ECC), 64 GB SSD-SLC, WIN 10 IoT Ent. (64-bit), PCIe slot, RS-232
NYB2C-21392 | 2388800 | 683249 | Industrial Box PC with Intel® Celeron® 3965U, 4 GB DDR4 RAM (non-ECC), 64 GB SSD-SLC, WIN 10 IoT Ent. (64-bit), PCIe slot, extra DVI-D
NYB2C-21396 | 2619800 | 682769 | Industrial Box PC with Intel® Celeron® 3965U, 4 GB DDR4 RAM (non-ECC), 64 GB SSD-SLC, WIN 10 IoT Ent. (64-bit), PCIe slot, NYML port
NYB2C-213C1 | 1777300 | 683250 | Industrial Box PC with Intel® Celeron® 3965U, 4 GB DDR4 RAM (non-ECC), 320 GB HDD, WIN 10 IoT Ent. (64-bit), PCIe slot, RS-232
NYB2C-213C2 | 1777300 | 683225 | Industrial Box PC with Intel® Celeron® 3965U, 4 GB DDR4 RAM (non-ECC), 320 GB HDD, WIN 10 IoT Ent. (64-bit), PCIe slot, extra DVI-D
NYB2C-213C6 | 2008100 | 682756 | Industrial Box PC with Intel® Celeron® 3965U, 4 GB DDR4 RAM (non-ECC), 320 GB HDD, WIN 10 IoT Ent. (64-bit), PCIe slot, NYML port
NYB2C-213K1 | 1904000 | 683226 | Industrial Box PC with Intel® Celeron® 3965U, 4 GB DDR4 RAM (non-ECC), 128 GB SSD-iMLC, WIN 10 IoT Ent. (64-bit), PCIe slot, RS-232
NYB2C-213K2 | 1904000 | 683255 | Industrial Box PC with Intel® Celeron® 3965U, 4 GB DDR4 RAM (non-ECC), 128 GB SSD-iMLC, WIN 10 IoT Ent. (64-bit), PCIe slot, extra DVI-D
NYB2C-213K6 | 2135000 | 682765 | Industrial Box PC with Intel® Celeron® 3965U, 4 GB DDR4 RAM (non-ECC), 128 GB SSD-iMLC, WIN 10 IoT Ent. (64-bit), PCIe slot, NYML port
NYB2C-21491 | 2152000 | 707563 | Industrial Box PC with Intel® Celeron® 3965U, 4 GB DRAM (non-ECC), 64 GB SSD SLC, WIN 10 IoT 2019 (64-bit), 1 PCIe + 2 drive slots, RS-232C
NYB2C-21492 | 2152000 | 707564 | Industrial Box PC with Intel® Celeron® 3965U, 4 GB DRAM (non-ECC), 64 GB SSD SLC, WIN 10 IoT 2019 (64-bit), 1 PCIe + 2 drive slots, extra DVI-D
NYB2C-21496 | 2360800 | 707565 | Industrial Box PC with Intel® Celeron® 3965U, 4 GB DRAM (non-ECC), 64 GB SSD SLC, WIN 10 IoT 2019 (64-bit), 1 PCIe + 2 drive slots, NY Monitor Link
NYB2C-214C1 | 1601700 | 707566 | Industrial Box PC with Intel® Celeron® 3965U, 4 GB DRAM (non-ECC), 320 GB HDD, WIN 10 IoT 2019 (64-bit), 1 PCIe + 2 drive slots, RS-232C
NYB2C-214C2 | 1601700 | 707567 | Industrial Box PC with Intel® Celeron® 3965U, 4 GB DRAM (non-ECC), 320 GB HDD, WIN 10 IoT 2019 (64-bit), 1 PCIe + 2 drive slots, extra DVI-D
NYB2C-214C6 | 1809200 | 707568 | Industrial Box PC with Intel® Celeron® 3965U, 4 GB DRAM (non-ECC), 320 GB HDD, WIN 10 IoT 2019 (64-bit), 1 PCIe + 2 drive slots, NY Monitor Link
NYB2C-214K1 | 1715800 | 707569 | Industrial Box PC with Intel® Celeron® 3965U, 4 GB DRAM (non-ECC), 128 GB SSD iMLC, WIN 10 IoT 2019 (64-bit), 1 PCIe + 2 drive slots, RS-232C
NYB2C-214K2 | 1715800 | 707570 | Industrial Box PC with Intel® Celeron® 3965U, 4 GB DRAM (non-ECC), 128 GB SSD iMLC, WIN 10 IoT 2019 (64-bit), 1 PCIe + 2 drive slots, extra DVI-D
NYB2C-214K6 | 1924100 | 707571 | Industrial Box PC with Intel® Celeron® 3965U, 4 GB DRAM (non-ECC), 128 GB SSD iMLC, WIN 10 IoT 2019 (64-bit), 1 PCIe + 2 drive slots, NY Monitor Link
NYB2C-30000 | 999800 | 683624 | Industrial Box PC with Intel® Celeron® 3965U, 8 GB DDR4 RAM (non-ECC), No storage, No OS, no PCIe slot, no option port
NYB2C-30006 | 1162000 | 683625 | Industrial Box PC with Intel® Celeron® 3965U, 8 GB DDR4 RAM (non-ECC), No storage, No OS, no PCIe slot, NYML port
NYB2C-30350 | 1217400 | 683626 | Industrial Box PC with Intel® Celeron® 3965U, 8 GB DDR4 RAM (non-ECC), 64 GB CFast iMLC, WIN 10 IoT Ent. (64-bit), no PCIe slot, no option port
NYB2C-30356 | 1379400 | 683627 | Industrial Box PC with Intel® Celeron® 3965U, 8 GB DDR4 RAM (non-ECC), 64 GB CFast iMLC, WIN 10 IoT Ent. (64-bit), no PCIe slot, NYML port
NYB2C-30360 | 1284900 | 683628 | Industrial Box PC with Intel® Celeron® 3965U, 8 GB DDR4 RAM (non-ECC), 128 GB CFast iMLC, WIN 10 IoT Ent. (64-bit), no PCIe slot, no option port
NYB2C-30366 | 1447300 | 683629 | Industrial Box PC with Intel® Celeron® 3965U, 8 GB DDR4 RAM (non-ECC), 128 GB CFast iMLC, WIN 10 IoT Ent. (64-bit), no PCIe slot, NYML port
NYB2C-30370 | 1426600 | 683630 | Industrial Box PC with Intel® Celeron® 3965U, 8 GB DDR4 RAM (non-ECC), 256 GB CFast iMLC, WIN 10 IoT Ent. (64-bit), no PCIe slot, no option port
NYB2C-30376 | 1588900 | 683631 | Industrial Box PC with Intel® Celeron® 3965U, 8 GB DDR4 RAM (non-ECC), 256 GB CFast iMLC, WIN 10 IoT Ent. (64-bit), no PCIe slot, NYML port
NYB2C-30450 | 1097300 | 707572 | Industrial Box PC with Intel® Celeron® 3965U, 8 GB DRAM (non-ECC), 64 GB CFast iMLC, WIN 10 IoT 2019 (64-bit), No exp. slots, No I/F option
NYB2C-30456 | 1243200 | 707573 | Industrial Box PC with Intel® Celeron® 3965U, 8 GB DRAM (non-ECC), 64 GB CFast iMLC, WIN 10 IoT 2019 (64-bit), No exp. slots, NY Monitor Link
NYB2C-30460 | 1268300 | 702006 | Industrial Box PC with Intel® Celeron® 3965U, 8 GB DDR4 RAM (non-ECC), 128 GB CFast iMLC, WIN 10 IoT 2019 (64-bit), no PCIe slot, no option port
NYB2C-30466 | 1395400 | 707174 | Industrial Box PC with Intel® Celeron® 3965U, 8 GB DDR4 RAM (non-ECC), 128 GB CFast iMLC, WIN 10 IoT 2019 (64-bit), no PCIe slot, NYML
NYB2C-30470 | 1432700 | 702007 | Industrial Box PC with Intel® Celeron® 3965U, 8 GB DDR4 RAM (non-ECC), 256 GB CFast iMLC, WIN 10 IoT 2019 (64-bit), no PCIe slot, no option port
NYB2C-30476 | 1432700 | 707574 | Industrial Box PC with Intel® Celeron® 3965U, 8 GB DRAM (non-ECC), 256 GB CFast iMLC, WIN 10 IoT 2019 (64-bit), No exp. slots, NY Monitor Link
NYB2C-31001 | 1636300 | 683253 | Industrial Box PC with Intel® Celeron® 3965U, 8 GB DDR4 RAM (non-ECC), No storage, No OS, PCIe slot, RS-232
NYB2C-31002 | 1636300 | 683236 | Industrial Box PC with Intel® Celeron® 3965U, 8 GB DDR4 RAM (non-ECC), No storage, No OS, PCIe slot, extra DVI-D
NYB2C-31006 | 1867200 | 682760 | Industrial Box PC with Intel® Celeron® 3965U, 8 GB DDR4 RAM (non-ECC), No storage, No OS, PCIe slot, NYML port
NYB2C-31391 | 2440700 | 683232 | Industrial Box PC with Intel® Celeron® 3965U, 8 GB DDR4 RAM (non-ECC), 64 GB SSD-SLC, WIN 10 IoT Ent. (64-bit), PCIe slot, RS-232
NYB2C-31392 | 2440700 | 683233 | Industrial Box PC with Intel® Celeron® 3965U, 8 GB DDR4 RAM (non-ECC), 64 GB SSD-SLC, WIN 10 IoT Ent. (64-bit), PCIe slot, extra DVI-D
NYB2C-31396 | 2671900 | 682754 | Industrial Box PC with Intel® Celeron® 3965U, 8 GB DDR4 RAM (non-ECC), 64 GB SSD-SLC, WIN 10 IoT Ent. (64-bit), PCIe slot, NYML port
NYB2C-313C1 | 1829400 | 683244 | Industrial Box PC with Intel® Celeron® 3965U, 8 GB DDR4 RAM (non-ECC), 320 GB HDD, WIN 10 IoT Ent. (64-bit), PCIe slot, RS-232
NYB2C-313C2 | 1829400 | 683239 | Industrial Box PC with Intel® Celeron® 3965U, 8 GB DDR4 RAM (non-ECC), 320 GB HDD, WIN 10 IoT Ent. (64-bit), PCIe slot, extra DVI-D
NYB2C-313C6 | 2060200 | 682758 | Industrial Box PC with Intel® Celeron® 3965U, 8 GB DDR4 RAM (non-ECC), 320 GB HDD, WIN 10 IoT Ent. (64-bit), PCIe slot, NYML port
NYB2C-313K1 | 1955900 | 683251 | Industrial Box PC with Intel® Celeron® 3965U, 8 GB DDR4 RAM (non-ECC), 128 GB SSD-iMLC, WIN 10 IoT Ent. (64-bit), PCIe slot, RS-232
NYB2C-313K2 | 1955900 | 683234 | Industrial Box PC with Intel® Celeron® 3965U, 8 GB DDR4 RAM (non-ECC), 128 GB SSD-iMLC, WIN 10 IoT Ent. (64-bit), PCIe slot, extra DVI-D
NYB2C-313K6 | 2186900 | 682762 | Industrial Box PC with Intel® Celeron® 3965U, 8 GB DDR4 RAM (non-ECC), 128 GB SSD-iMLC, WIN 10 IoT Ent. (64-bit), PCIe slot, NYML port
NYB2C-31491 | 2199100 | 707575 | Industrial Box PC with Intel® Celeron® 3965U, 8 GB DRAM (non-ECC), 64 GB SSD SLC, WIN 10 IoT 2019 (64-bit), 1 PCIe + 2 drive slots, RS-232C
NYB2C-31492 | 2199100 | 707576 | Industrial Box PC with Intel® Celeron® 3965U, 8 GB DRAM (non-ECC), 64 GB SSD SLC, WIN 10 IoT 2019 (64-bit), 1 PCIe + 2 drive slots, extra DVI-D
NYB2C-31496 | 2409300 | 707577 | Industrial Box PC with Intel® Celeron® 3965U, 8 GB DRAM (non-ECC), 64 GB SSD SLC, WIN 10 IoT 2019 (64-bit), 1 PCIe + 2 drive slots, NY Monitor Link
NYB2C-314C1 | 1648000 | 707578 | Industrial Box PC with Intel® Celeron® 3965U, 8 GB DRAM (non-ECC), 320 GB HDD, WIN 10 IoT 2019 (64-bit), 1 PCIe + 2 drive slots, RS-232C
NYB2C-314C2 | 1648000 | 707579 | Industrial Box PC with Intel® Celeron® 3965U, 8 GB DRAM (non-ECC), 320 GB HDD, WIN 10 IoT 2019 (64-bit), 1 PCIe + 2 drive slots, extra DVI-D
NYB2C-314C6 | 1855800 | 707580 | Industrial Box PC with Intel® Celeron® 3965U, 8 GB DRAM (non-ECC), 320 GB HDD, WIN 10 IoT 2019 (64-bit), 1 PCIe + 2 drive slots, NY Monitor Link
NYB2C-314K1 | 1762500 | 707581 | Industrial Box PC with Intel® Celeron® 3965U, 8 GB DRAM (non-ECC), 128 GB SSD iMLC, WIN 10 IoT 2019 (64-bit), 1 PCIe + 2 drive slots, RS-232C
NYB2C-314K2 | 1762500 | 707582 | Industrial Box PC with Intel® Celeron® 3965U, 8 GB DRAM (non-ECC), 128 GB SSD iMLC, WIN 10 IoT 2019 (64-bit), 1 PCIe + 2 drive slots, extra DVI-D
NYB2C-314K6 | 1970800 | 707583 | Industrial Box PC with Intel® Celeron® 3965U, 8 GB DRAM (non-ECC), 128 GB SSD iMLC, WIN 10 IoT 2019 (64-bit), 1 PCIe + 2 drive slots, NY Monitor Link
NYB2C-31PK1 | 3034900 | 688380 | PMAC Motion Controller for 64 axes, Industrial Box PC with Intel® Celeron®, 8GB memory, 128GB SSD MLC, Linux, PCIe slot x1, 232C
NYB2C-40360 | 1187900 | 694128 | Industrial Box PC with Intel® Celeron® 3965U, 16 GB DDR4 RAM (non-ECC), 128 GB CFast iMLC, WIN 10 IoT Ent. (64-bit), no PCIe slot, no option port
NYB2C-40460 | 1069700 | 707584 | Industrial Box PC with Intel® Celeron® 3965U, 16 GB DRAM (non-ECC), 128 GB CFast iMLC, WIN 10 IoT 2019 (64-bit), No exp. slots, No I/F option
NYB35-21001 | 1895900 | 683247 | Industrial Box PC with Intel® Core™ i5-7300U, 4 GB DDR4 RAM (non-ECC), No storage, No OS, PCIe slot, RS-232
NYB35-21002 | 1895900 | 683248 | Industrial Box PC with Intel® Core™ i5-7300U, 4 GB DDR4 RAM (non-ECC), No storage, No OS, PCIe slot, extra DVI-D
NYB35-21006 | 2126900 | 682768 | Industrial Box PC with Intel® Core™ i5-7300U, 4 GB DDR4 RAM (non-ECC), No storage, No OS, PCIe slot, NYML port
NYB35-21391 | 2700800 | 683230 | Industrial Box PC with Intel® Core™ i5-7300U, 4 GB DDR4 RAM (non-ECC), 64 GB SSD-SLC, WIN 10 IoT Ent. (64-bit), PCIe slot, RS-232
NYB35-21392 | 2700800 | 683227 | Industrial Box PC with Intel® Core™ i5-7300U, 4 GB DDR4 RAM (non-ECC), 64 GB SSD-SLC, WIN 10 IoT Ent. (64-bit), PCIe slot, extra DVI-D
NYB35-21396 | 2934200 | 682763 | Industrial Box PC with Intel® Core™ i5-7300U, 4 GB DDR4 RAM (non-ECC), 64 GB SSD-SLC, WIN 10 IoT Ent. (64-bit), PCIe slot, NYML port
NYB35-213C1 | 2089100 | 683256 | Industrial Box PC with Intel® Core™ i5-7300U, 4 GB DDR4 RAM (non-ECC), 320 GB HDD, WIN 10 IoT Ent. (64-bit), PCIe slot, RS-232
NYB35-213C2 | 2089100 | 683235 | Industrial Box PC with Intel® Core™ i5-7300U, 4 GB DDR4 RAM (non-ECC), 320 GB HDD, WIN 10 IoT Ent. (64-bit), PCIe slot, extra DVI-D
NYB35-213C6 | 2319900 | 682764 | Industrial Box PC with Intel® Core™ i5-7300U, 4 GB DDR4 RAM (non-ECC), 320 GB HDD, WIN 10 IoT Ent. (64-bit), PCIe slot, NYML port
NYB35-213K1 | 2215900 | 683240 | Industrial Box PC with Intel® Core™ i5-7300U, 4 GB DDR4 RAM (non-ECC), 128 GB SSD-iMLC, WIN 10 IoT Ent. (64-bit), PCIe slot, RS-232
NYB35-213K2 | 2215900 | 683231 | Industrial Box PC with Intel® Core™ i5-7300U, 4 GB DDR4 RAM (non-ECC), 128 GB SSD-iMLC, WIN 10 IoT Ent. (64-bit), PCIe slot, extra DVI-D
NYB35-213K6 | 2446700 | 682755 | Industrial Box PC with Intel® Core™ i5-7300U, 4 GB DDR4 RAM (non-ECC), 128 GB SSD-iMLC, WIN 10 IoT Ent. (64-bit), PCIe slot, NYML port
NYB35-21491 | 2436900 | 707609 | Industrial Box PC with Intel® Core™ i5-7300U, 4 GB DRAM (non-ECC), 64 GB SSD SLC, WIN 10 IoT 2019 (64-bit), 1 PCIe + 2 drive slots, RS-232C
NYB35-21492 | 2436900 | 707610 | Industrial Box PC with Intel® Core™ i5-7300U, 4 GB DRAM (non-ECC), 64 GB SSD SLC, WIN 10 IoT 2019 (64-bit), 1 PCIe + 2 drive slots, extra DVI-D
NYB35-21496 | 2644900 | 707611 | Industrial Box PC with Intel® Core™ i5-7300U, 4 GB DRAM (non-ECC), 64 GB SSD SLC, WIN 10 IoT 2019 (64-bit), 1 PCIe + 2 drive slots, NY Monitor Link
NYB35-214C1 | 1882100 | 707612 | Industrial Box PC with Intel® Core™ i5-7300U, 4 GB DRAM (non-ECC), 320 GB HDD, WIN 10 IoT 2019 (64-bit), 1 PCIe + 2 drive slots, RS-232C
NYB35-214C2 | 1882100 | 707613 | Industrial Box PC with Intel® Core™ i5-7300U, 4 GB DRAM (non-ECC), 320 GB HDD, WIN 10 IoT 2019 (64-bit), 1 PCIe + 2 drive slots, extra DVI-D
NYB35-214C6 | 2090500 | 707614 | Industrial Box PC with Intel® Core™ i5-7300U, 4 GB DRAM (non-ECC), 320 GB HDD, WIN 10 IoT 2019 (64-bit), 1 PCIe + 2 drive slots, NY Monitor Link
NYB35-214K1 | 1996300 | 707615 | Industrial Box PC with Intel® Core™ i5-7300U, 4 GB DRAM (non-ECC), 128 GB SSD iMLC, WIN 10 IoT 2019 (64-bit), 1 PCIe + 2 drive slots, RS-232C
NYB35-214K2 | 1996300 | 707616 | Industrial Box PC with Intel® Core™ i5-7300U, 4 GB DRAM (non-ECC), 128 GB SSD iMLC, WIN 10 IoT 2019 (64-bit), 1 PCIe + 2 drive slots, extra DVI-D
NYB35-214K6 | 2204500 | 707617 | Industrial Box PC with Intel® Core™ i5-7300U, 4 GB DRAM (non-ECC), 128 GB SSD iMLC, WIN 10 IoT 2019 (64-bit), 1 PCIe + 2 drive slots, NY Monitor Link
NYB35-22001 | 1821500 | 703381 | Industrial Box PC with Intel® Core™ i5-7300U, 4 GB DRAM (non-ECC), No Storage, No OS, 1 PCIe + 2 drive slots, Hardware RAID, RS-232C
NYB35-22002 | 1821500 | 703383 | Industrial Box PC with Intel® Core™ i5-7300U, 4 GB DRAM (non-ECC), No Storage, No OS, 1 PCIe + 2 drive slots, Hardware RAID, extra DVI-D
NYB35-22006 | 1950800 | 703384 | Industrial Box PC with Intel® Core™ i5-7300U, 4 GB DRAM (non-ECC), No Storage, No OS, 1 PCIe + 2 drive slots, Hardware RAID, NY Monitor Link
NYB35-224K1 | 1942700 | 703391 | Industrial Box PC with Intel® Core™ i5-7300U, 4 GB DRAM (non-ECC), 128 GB SSD iMLC, WIN 10 IoT 2019 (64-bit), 1 PCIe + 2 drive slots, Hardware RAID, RS-232C
NYB35-224K2 | 1942700 | 703392 | Industrial Box PC with Intel® Core™ i5-7300U, 4 GB DRAM (non-ECC), 128 GB SSD iMLC, WIN 10 IoT 2019 (64-bit), 1 PCIe + 2 drive slots, Hardware RAID, extra DVI-D
NYB35-224K6 | 2046500 | 703393 | Industrial Box PC with Intel® Core™ i5-7300U, 4 GB DRAM (non-ECC), 128 GB SSD iMLC, WIN 10 IoT 2019 (64-bit), 1 PCIe + 2 drive slots, Hardware RAID, NY Monitor Link
NYB35-224L1 | 2088600 | 703394 | Industrial Box PC with Intel® Core™ i5-7300U, 4 GB DRAM (non-ECC), 256 GB SSD iMLC, WIN 10 IoT 2019 (64-bit), 1 PCIe + 2 drive slots, Hardware RAID, RS-232C
NYB35-224L2 | 2088200 | 703395 | Industrial Box PC with Intel® Core™ i5-7300U, 4 GB DRAM (non-ECC), 256 GB SSD iMLC, WIN 10 IoT 2019 (64-bit), 1 PCIe + 2 drive slots, Hardware RAID, extra DVI-D
NYB35-224L6 | 2187000 | 703396 | Industrial Box PC with Intel® Core™ i5-7300U, 4 GB DRAM (non-ECC), 256 GB SSD iMLC, WIN 10 IoT 2019 (64-bit), 1 PCIe + 2 drive slots, Hardware RAID, NY Monitor Link
NYB35-30000 | 1538300 | 683632 | Industrial Box PC with Intel® Core™ i5-7300U, 8 GB DDR4 RAM (non-ECC), No storage, No OS, no PCIe slot, no option port
NYB35-30006 | 1700800 | 683633 | Industrial Box PC with Intel® Core™ i5-7300U, 8 GB DDR4 RAM (non-ECC), No storage, No OS, no PCIe slot, NYML port
NYB35-30350 | 1755400 | 683634 | Industrial Box PC with Intel® Core™ i5-7300U, 8 GB DDR4 RAM (non-ECC), 64 GB CFast iMLC, WIN 10 IoT Ent. (64-bit), no PCIe slot, no option port
NYB35-30356 | 1918100 | 683635 | Industrial Box PC with Intel® Core™ i5-7300U, 8 GB DDR4 RAM (non-ECC), 64 GB CFast iMLC, WIN 10 IoT Ent. (64-bit), no PCIe slot, NYML port
NYB35-30360 | 1823600 | 683636 | Industrial Box PC with Intel® Core™ i5-7300U, 8 GB DDR4 RAM (non-ECC), 128 GB CFast iMLC, WIN 10 IoT Ent. (64-bit), no PCIe slot, no option port
NYB35-30366 | 1985900 | 683637 | Industrial Box PC with Intel® Core™ i5-7300U, 8 GB DDR4 RAM (non-ECC), 128 GB CFast iMLC, WIN 10 IoT Ent. (64-bit), no PCIe slot, NYML port
NYB35-30370 | 1964800 | 683638 | Industrial Box PC with Intel® Core™ i5-7300U, 8 GB DDR4 RAM (non-ECC), 256 GB CFast iMLC, WIN 10 IoT Ent. (64-bit), no PCIe slot, no option port
NYB35-30376 | 2399900 | 683639 | Industrial Box PC with Intel® Core™ i5-7300U, 8 GB DDR4 RAM (non-ECC), 256 GB CFast iMLC, WIN 10 IoT Ent. (64-bit), no PCIe slot, NYML port
NYB35-30450 | 1582500 | 707618 | Industrial Box PC with Intel® Core™ i5-7300U, 8 GB DRAM (non-ECC), 64 GB CFast iMLC, WIN 10 IoT 2019 (64-bit), No exp. slots, No I/F option
NYB35-30456 | 1728800 | 707619 | Industrial Box PC with Intel® Core™ i5-7300U, 8 GB DRAM (non-ECC), 64 GB CFast iMLC, WIN 10 IoT 2019 (64-bit), No exp. slots, NY Monitor Link
NYB35-30460 | 1643400 | 707620 | Industrial Box PC with Intel® Core™ i5-7300U, 8 GB DRAM (non-ECC), 128 GB CFast iMLC, WIN 10 IoT 2019 (64-bit), No exp. slots, No I/F option
NYB35-30466 | 1789300 | 707621 | Industrial Box PC with Intel® Core™ i5-7300U, 8 GB DRAM (non-ECC), 128 GB CFast iMLC, WIN 10 IoT 2019 (64-bit), No exp. slots, NY Monitor Link
NYB35-30470 | 1999500 | 703221 | Industrial Box PC with Intel® Core™ i5-7300U, 8 GB DRAM (non-ECC), 256 GB CFast iMLC, WIN 10 IoT 2019 (64-bit), No exp. slots, No I/F option
NYB35-30476 | 2163100 | 707622 | Industrial Box PC with Intel® Core™ i5-7300U, 8 GB DRAM (non-ECC), 256 GB CFast iMLC, WIN 10 IoT 2019 (64-bit), No exp. slots, NY Monitor Link
NYB35-31001 | 1948000 | 683238 | Industrial Box PC with Intel® Core™ i5-7300U, 8 GB DDR4 RAM (non-ECC), No storage, No OS, PCIe slot, RS-232
NYB35-31002 | 1948000 | 683254 | Industrial Box PC with Intel® Core™ i5-7300U, 8 GB DDR4 RAM (non-ECC), No storage, No OS, PCIe slot, extra DVI-D
NYB35-31006 | 2178800 | 682761 | Industrial Box PC with Intel® Core™ i5-7300U, 8 GB DDR4 RAM (non-ECC), No storage, No OS, PCIe slot, NYML port
NYB35-31391 | 2752600 | 683245 | Industrial Box PC with Intel® Core™ i5-7300U, 8 GB DDR4 RAM (non-ECC), 64 GB SSD-SLC, WIN 10 IoT Ent. (64-bit), PCIe slot, RS-232
NYB35-31392 | 2752600 | 683228 | Industrial Box PC with Intel® Core™ i5-7300U, 8 GB DDR4 RAM (non-ECC), 64 GB SSD-SLC, WIN 10 IoT Ent. (64-bit), PCIe slot, extra DVI-D
NYB35-31396 | 2985200 | 682766 | Industrial Box PC with Intel® Core™ i5-7300U, 8 GB DDR4 RAM (non-ECC), 64 GB SSD-SLC, WIN 10 IoT Ent. (64-bit), PCIe slot, NYML port
NYB35-313C1 | 2140800 | 683252 | Industrial Box PC with Intel® Core™ i5-7300U, 8 GB DDR4 RAM (non-ECC), 320 GB HDD, WIN 10 IoT Ent. (64-bit), PCIe slot, RS-232
NYB35-313C2 | 2140800 | 683229 | Industrial Box PC with Intel® Core™ i5-7300U, 8 GB DDR4 RAM (non-ECC), 320 GB HDD, WIN 10 IoT Ent. (64-bit), PCIe slot, extra DVI-D
NYB35-313C6 | 2371700 | 682767 | Industrial Box PC with Intel® Core™ i5-7300U, 8 GB DDR4 RAM (non-ECC), 320 GB HDD, WIN 10 IoT Ent. (64-bit), PCIe slot, NYML port
NYB35-313K1 | 2267700 | 683246 | Industrial Box PC with Intel® Core™ i5-7300U, 8 GB DDR4 RAM (non-ECC), 128 GB SSD-iMLC, WIN 10 IoT Ent. (64-bit), PCIe slot, RS-232
NYB35-313K2 | 2267700 | 683241 | Industrial Box PC with Intel® Core™ i5-7300U, 8 GB DDR4 RAM (non-ECC), 128 GB SSD-iMLC, WIN 10 IoT Ent. (64-bit), PCIe slot, extra DVI-D
NYB35-313K6 | 2498500 | 682757 | Industrial Box PC with Intel® Core™ i5-7300U, 8 GB DDR4 RAM (non-ECC), 128 GB SSD-iMLC, WIN 10 IoT Ent. (64-bit), PCIe slot, NYML port
NYB35-31491 | 2485500 | 707623 | Industrial Box PC with Intel® Core™ i5-7300U, 8 GB DRAM (non-ECC), 64 GB SSD SLC, WIN 10 IoT 2019 (64-bit), 1 PCIe + 2 drive slots, RS-232C
NYB35-31492 | 2485500 | 707624 | Industrial Box PC with Intel® Core™ i5-7300U, 8 GB DRAM (non-ECC), 64 GB SSD SLC, WIN 10 IoT 2019 (64-bit), 1 PCIe + 2 drive slots, extra DVI-D
NYB35-31496 | 2693400 | 707625 | Industrial Box PC with Intel® Core™ i5-7300U, 8 GB DRAM (non-ECC), 64 GB SSD SLC, WIN 10 IoT 2019 (64-bit), 1 PCIe + 2 drive slots, NY Monitor Link
NYB35-314C1 | 1929400 | 707626 | Industrial Box PC with Intel® Core™ i5-7300U, 8 GB DRAM (non-ECC), 320 GB HDD, WIN 10 IoT 2019 (64-bit), 1 PCIe + 2 drive slots, RS-232C
NYB35-314C2 | 1929400 | 707627 | Industrial Box PC with Intel® Core™ i5-7300U, 8 GB DRAM (non-ECC), 320 GB HDD, WIN 10 IoT 2019 (64-bit), 1 PCIe + 2 drive slots, extra DVI-D
NYB35-314C6 | 2137100 | 707628 | Industrial Box PC with Intel® Core™ i5-7300U, 8 GB DRAM (non-ECC), 320 GB HDD, WIN 10 IoT 2019 (64-bit), 1 PCIe + 2 drive slots, NY Monitor Link
NYB35-314K1 | 2043400 | 707629 | Industrial Box PC with Intel® Core™ i5-7300U, 8 GB DRAM (non-ECC), 128 GB SSD iMLC, WIN 10 IoT 2019 (64-bit), 1 PCIe + 2 drive slots, RS-232C
NYB35-314K2 | 2043400 | 707630 | Industrial Box PC with Intel® Core™ i5-7300U, 8 GB DRAM (non-ECC), 128 GB SSD iMLC, WIN 10 IoT 2019 (64-bit), 1 PCIe + 2 drive slots, extra DVI-D
NYB35-314K6 | 2250800 | 707631 | Industrial Box PC with Intel® Core™ i5-7300U, 8 GB DRAM (non-ECC), 128 GB SSD iMLC, WIN 10 IoT 2019 (64-bit), 1 PCIe + 2 drive slots, NY Monitor Link
NYB35-32001 | 1893800 | 703385 | Industrial Box PC with Intel® Core™ i5-7300U, 8 GB DRAM (non-ECC), No Storage, No OS, 1 PCIe + 2 drive slots, Hardware RAID, RS-232C
NYB35-32002 | 1893800 | 703386 | Industrial Box PC with Intel® Core™ i5-7300U, 8 GB DRAM (non-ECC), No Storage, No OS, 1 PCIe + 2 drive slots, Hardware RAID, extra DVI-D
NYB35-32006 | 2018600 | 703387 | Industrial Box PC with Intel® Core™ i5-7300U, 8 GB DRAM (non-ECC), No Storage, No OS, 1 PCIe + 2 drive slots, Hardware RAID, NY Monitor Link
NYB35-324D1 | 1878200 | 703397 | Industrial Box PC with Intel® Core™ i5-7300U, 8 GB DRAM (non-ECC), 500 GB HDD, WIN 10 IoT 2019 (64-bit), 1 PCIe + 2 drive slots, Hardware RAID, RS-232C
NYB35-324D2 | 1878200 | 703398 | Industrial Box PC with Intel® Core™ i5-7300U, 8 GB DRAM (non-ECC), 500 GB HDD, WIN 10 IoT 2019 (64-bit), 1 PCIe + 2 drive slots, Hardware RAID, extra DVI-D
NYB35-324D6 | 1989900 | 703399 | Industrial Box PC with Intel® Core™ i5-7300U, 8 GB DRAM (non-ECC), 500 GB HDD, WIN 10 IoT 2019 (64-bit), 1 PCIe + 2 drive slots, Hardware RAID, NY Monitor Link
NYB35-324E1 | 1938500 | 703400 | Industrial Box PC with Intel® Core™ i5-7300U, 8 GB DRAM (non-ECC), 1 TB HDD, WIN 10 IoT 2019 (64-bit), 1 PCIe + 2 drive slots, Hardware RAID, RS-232C
NYB35-324E2 | 1938500 | 703401 | Industrial Box PC with Intel® Core™ i5-7300U, 8 GB DRAM (non-ECC), 1 TB HDD, WIN 10 IoT 2019 (64-bit), 1 PCIe + 2 drive slots, Hardware RAID, extra DVI-D
NYB35-324E6 | 2051800 | 703402 | Industrial Box PC with Intel® Core™ i5-7300U, 8 GB DRAM (non-ECC), 1 TB HDD, WIN 10 IoT 2019 (64-bit), 1 PCIe + 2 drive slots, Hardware RAID, NY Monitor Link
NYB35-324K1 | 1998500 | 703403 | Industrial Box PC with Intel® Core™ i5-7300U, 8 GB DRAM (non-ECC), 128 GB SSD iMLC, WIN 10 IoT 2019 (64-bit), 1 PCIe + 2 drive slots, Hardware RAID, RS-232C
NYB35-324K2 | 1998500 | 703404 | Industrial Box PC with Intel® Core™ i5-7300U, 8 GB DRAM (non-ECC), 128 GB SSD iMLC, WIN 10 IoT 2019 (64-bit), 1 PCIe + 2 drive slots, Hardware RAID, extra DVI-D
NYB35-324K6 | 2108000 | 703405 | Industrial Box PC with Intel® Core™ i5-7300U, 8 GB DRAM (non-ECC), 128 GB SSD iMLC, WIN 10 IoT 2019 (64-bit), 1 PCIe + 2 drive slots, Hardware RAID, NY Monitor Link
NYB35-324L1 | 2144300 | 703406 | Industrial Box PC with Intel® Core™ i5-7300U, 8 GB DRAM (non-ECC), 256 GB SSD iMLC, WIN 10 IoT 2019 (64-bit), 1 PCIe + 2 drive slots, Hardware RAID, RS-232C
NYB35-324L2 | 2144300 | 703407 | Industrial Box PC with Intel® Core™ i5-7300U, 8 GB DRAM (non-ECC), 256 GB SSD iMLC, WIN 10 IoT 2019 (64-bit), 1 PCIe + 2 drive slots, Hardware RAID, extra DVI-D
NYB35-324L6 | 2240800 | 703408 | Industrial Box PC with Intel® Core™ i5-7300U, 8 GB DRAM (non-ECC), 256 GB SSD iMLC, WIN 10 IoT 2019 (64-bit), 1 PCIe + 2 drive slots, Hardware RAID, NY Monitor Link
NYB35-324M1 | 2672700 | 703409 | Industrial Box PC with Intel® Core™ i5-7300U, 8 GB DRAM (non-ECC), 500 GB SSD iMLC, WIN 10 IoT 2019 (64-bit), 1 PCIe + 2 drive slots, Hardware RAID, RS-232C
NYB35-324M2 | 2672700 | 703410 | Industrial Box PC with Intel® Core™ i5-7300U, 8 GB DRAM (non-ECC), 500 GB SSD iMLC, WIN 10 IoT 2019 (64-bit), 1 PCIe + 2 drive slots, Hardware RAID, extra DVI-D
NYB35-324M6 | 2769900 | 703411 | Industrial Box PC with Intel® Core™ i5-7300U, 8 GB DRAM (non-ECC), 500 GB SSD iMLC, WIN 10 IoT 2019 (64-bit), 1 PCIe + 2 drive slots, Hardware RAID, NY Monitor Link
NYB35-324P1 | 2241500 | 703412 | Industrial Box PC with Intel® Core™ i5-7300U, 8 GB DRAM (non-ECC), 1 TB SSD 3DTLC, WIN 10 IoT 2019 (64-bit), 1 PCIe + 2 drive slots, Hardware RAID, RS-232C
NYB35-324P2 | 2241500 | 703413 | Industrial Box PC with Intel® Core™ i5-7300U, 8 GB DRAM (non-ECC), 1 TB SSD 3DTLC, WIN 10 IoT 2019 (64-bit), 1 PCIe + 2 drive slots, Hardware RAID, extra DVI-D
NYB35-324P6 | 2349500 | 703414 | Industrial Box PC with Intel® Core™ i5-7300U, 8 GB DRAM (non-ECC), 1 TB SSD 3DTLC, WIN 10 IoT 2019 (64-bit), 1 PCIe + 2 drive slots, Hardware RAID, NY Monitor Link
NYB35-40000 | 1692400 | 683640 | Industrial Box PC with Intel® Core™ i5-7300U, 16 GB DDR4 RAM (non-ECC), No storage, No OS, no PCIe slot, no option port
NYB35-40006 | 1854900 | 683641 | Industrial Box PC with Intel® Core™ i5-7300U, 16 GB DDR4 RAM (non-ECC), No storage, No OS, no PCIe slot, NYML port
NYB35-40350 | 1909500 | 683642 | Industrial Box PC with Intel® Core™ i5-7300U, 16 GB DDR4 RAM (non-ECC), 64 GB CFast iMLC, WIN 10 IoT Ent. (64-bit), no PCIe slot, no option port
NYB35-40356 | 2072300 | 683643 | Industrial Box PC with Intel® Core™ i5-7300U, 16 GB DDR4 RAM (non-ECC), 64 GB CFast iMLC, WIN 10 IoT Ent. (64-bit), no PCIe slot, NYML port
NYB35-40360 | 1977700 | 683644 | Industrial Box PC with Intel® Core™ i5-7300U, 16 GB DDR4 RAM (non-ECC), 128 GB CFast iMLC, WIN 10 IoT Ent. (64-bit), no PCIe slot, no option port
NYB35-40366 | 2140000 | 683645 | Industrial Box PC with Intel® Core™ i5-7300U, 16 GB DDR4 RAM (non-ECC), 128 GB CFast iMLC, WIN 10 IoT Ent. (64-bit), no PCIe slot, NYML port
NYB35-40370 | 2118900 | 683646 | Industrial Box PC with Intel® Core™ i5-7300U, 16 GB DDR4 RAM (non-ECC), 256 GB CFast iMLC, WIN 10 IoT Ent. (64-bit), no PCIe slot, no option port
NYB35-40376 | 2281700 | 683647 | Industrial Box PC with Intel® Core™ i5-7300U, 16 GB DDR4 RAM (non-ECC), 256 GB CFast iMLC, WIN 10 IoT Ent. (64-bit), no PCIe slot, NYML port
NYB35-40450 | 1721000 | 707632 | Industrial Box PC with Intel® Core™ i5-7300U, 16 GB DRAM (non-ECC), 64 GB CFast iMLC, WIN 10 IoT 2019 (64-bit), No exp. slots, No I/F option
NYB35-40456 | 1867900 | 707633 | Industrial Box PC with Intel® Core™ i5-7300U, 16 GB DRAM (non-ECC), 64 GB CFast iMLC, WIN 10 IoT 2019 (64-bit), No exp. slots, NY Monitor Link
NYB35-40460 | 1781900 | 707634 | Industrial Box PC with Intel® Core™ i5-7300U, 16 GB DRAM (non-ECC), 128 GB CFast iMLC, WIN 10 IoT 2019 (64-bit), No exp. slots, No I/F option
NYB35-40466 | 1928800 | 707635 | Industrial Box PC with Intel® Core™ i5-7300U, 16 GB DRAM (non-ECC), 128 GB CFast iMLC, WIN 10 IoT 2019 (64-bit), No exp. slots, NY Monitor Link
NYB35-40470 | 1909000 | 707636 | Industrial Box PC with Intel® Core™ i5-7300U, 16 GB DRAM (non-ECC), 256 GB CFast iMLC, WIN 10 IoT 2019 (64-bit), No exp. slots, No I/F option
NYB35-40476 | 2054900 | 707637 | Industrial Box PC with Intel® Core™ i5-7300U, 16 GB DRAM (non-ECC), 256 GB CFast iMLC, WIN 10 IoT 2019 (64-bit), No exp. slots, NY Monitor Link
NYB35-41001 | 1903900 | 703294 | Industrial Box PC with Intel® Core™ i5-7300U, 16 GB DRAM (non-ECC), No Storage, No OS, 1 PCIe + 2 drive slots, RS-232C
NYB35-41002 | 1903900 | 703297 | Industrial Box PC with Intel® Core™ i5-7300U, 16 GB DRAM (non-ECC), No Storage, No OS, 1 PCIe + 2 drive slots, extra DVI-D
NYB35-41006 | 2033100 | 703298 | Industrial Box PC with Intel® Core™ i5-7300U, 16 GB DRAM (non-ECC), No Storage, No OS, 1 PCIe + 2 drive slots, NY Monitor Link
NYB35-413D1 | 2104100 | 703299 | Industrial Box PC with Intel® Core™ i5-7300U, 16 GB DRAM (non-ECC), 500 GB HDD, WIN 10 IoT Ent. (64-bit), 1 PCIe + 2 drive slots, RS-232C
NYB35-413D2 | 2102100 | 703300 | Industrial Box PC with Intel® Core™ i5-7300U, 16 GB DRAM (non-ECC), 500 GB HDD, WIN 10 IoT Ent. (64-bit), 1 PCIe + 2 drive slots, extra DVI-D
NYB35-413D6 | 2232900 | 703301 | Industrial Box PC with Intel® Core™ i5-7300U, 16 GB DRAM (non-ECC), 500 GB HDD, WIN 10 IoT Ent. (64-bit), 1 PCIe + 2 drive slots, NY Monitor Link
NYB35-413E1 | 2141600 | 703296 | Industrial Box PC with Intel® Core™ i5-7300U, 16 GB DRAM (non-ECC), 1 TB HDD, WIN 10 IoT Ent. (64-bit), 1 PCIe + 2 drive slots, RS-232C
NYB35-413E2 | 2141600 | 703293 | Industrial Box PC with Intel® Core™ i5-7300U, 16 GB DRAM (non-ECC), 1 TB HDD, WIN 10 IoT Ent. (64-bit), 1 PCIe + 2 drive slots, extra DVI-D
NYB35-413E6 | 2270300 | 703295 | Industrial Box PC with Intel® Core™ i5-7300U, 16 GB DRAM (non-ECC), 1 TB HDD, WIN 10 IoT Ent. (64-bit), 1 PCIe + 2 drive slots, NY Monitor Link
NYB35-413K1 | 2191800 | 703302 | Industrial Box PC with Intel® Core™ i5-7300U, 16 GB DRAM (non-ECC), 128 GB SSD iMLC, WIN 10 IoT Ent. (64-bit), 1 PCIe + 2 drive slots, RS-232C
NYB35-413K2 | 2191800 | 703303 | Industrial Box PC with Intel® Core™ i5-7300U, 16 GB DRAM (non-ECC), 128 GB SSD iMLC, WIN 10 IoT Ent. (64-bit), 1 PCIe + 2 drive slots, extra DVI-D
NYB35-413K6 | 2321200 | 703220 | Industrial Box PC with Intel® Core™ i5-7300U, 16 GB DRAM (non-ECC), 128 GB SSD iMLC, WIN 10 IoT Ent. (64-bit), 1 PCIe + 2 drive slots, NY Monitor Link
NYB35-413M1 | 2294800 | 689433 | Industrial Box PC with Intel® Core™ i5-7300U, 16 GB DRAM (non-ECC), 500 GB SSD iMLC, WIN 10 IoT Ent. (64-bit), 1 PCIe + 2 drive slots, RS-232C
NYB35-413M2 | 2311700 | 689434 | Industrial Box PC with Intel® Core™ i5-7300U, 16 GB DRAM (non-ECC), 500 GB SSD iMLC, WIN 10 IoT Ent. (64-bit), 1 PCIe + 2 drive slots, extra DVI-D
NYB35-413M6 | 2429800 | 689435 | Industrial Box PC with Intel® Core™ i5-7300U, 16 GB DRAM (non-ECC), 500 GB SSD iMLC, WIN 10 IoT Ent. (64-bit), 1 PCIe + 2 drive slots, NY Monitor Link
NYB35-414D1 | 1910400 | 707638 | Industrial Box PC with Intel® Core™ i5-7300U, 16 GB DRAM (non-ECC), 500 GB HDD, WIN 10 IoT 2019 (64-bit), 1 PCIe + 2 drive slots, RS-232C
NYB35-414D2 | 1908600 | 707639 | Industrial Box PC with Intel® Core™ i5-7300U, 16 GB DRAM (non-ECC), 500 GB HDD, WIN 10 IoT 2019 (64-bit), 1 PCIe + 2 drive slots, extra DVI-D
NYB35-414D6 | 2027200 | 707640 | Industrial Box PC with Intel® Core™ i5-7300U, 16 GB DRAM (non-ECC), 500 GB HDD, WIN 10 IoT 2019 (64-bit), 1 PCIe + 2 drive slots, NY Monitor Link
NYB35-414E1 | 1944500 | 707641 | Industrial Box PC with Intel® Core™ i5-7300U, 16 GB DRAM (non-ECC), 1 TB HDD, WIN 10 IoT 2019 (64-bit), 1 PCIe + 2 drive slots, RS-232C
NYB35-414E2 | 1944500 | 707642 | Industrial Box PC with Intel® Core™ i5-7300U, 16 GB DRAM (non-ECC), 1 TB HDD, WIN 10 IoT 2019 (64-bit), 1 PCIe + 2 drive slots, extra DVI-D
NYB35-414E6 | 2061400 | 707643 | Industrial Box PC with Intel® Core™ i5-7300U, 16 GB DRAM (non-ECC), 1 TB HDD, WIN 10 IoT 2019 (64-bit), 1 PCIe + 2 drive slots, NY Monitor Link
NYB35-414K1 | 2189700 | 707158 | Industrial Box PC with Intel® Core™ i5-7300U, 16 GB DRAM (non-ECC), 128 GB SSD iMLC, WIN 10 IoT 2019 LTSC, 1 PCIe + 2 drive slots, RS-232C
NYB35-414K2 | 1990200 | 707644 | Industrial Box PC with Intel® Core™ i5-7300U, 16 GB DRAM (non-ECC), 128 GB SSD iMLC, WIN 10 IoT 2019 (64-bit), 1 PCIe + 2 drive slots, extra DVI-D
NYB35-414K6 | 2107600 | 707645 | Industrial Box PC with Intel® Core™ i5-7300U, 16 GB DRAM (non-ECC), 128 GB SSD iMLC, WIN 10 IoT 2019 (64-bit), 1 PCIe + 2 drive slots, NY Monitor Link
NYB35-414M1 | 2114100 | 707646 | Industrial Box PC with Intel® Core™ i5-7300U, 16 GB DRAM (non-ECC), 500 GB SSD iMLC, WIN 10 IoT 2019 (64-bit), 1 PCIe + 2 drive slots, RS-232C
NYB35-414M2 | 2129700 | 707647 | Industrial Box PC with Intel® Core™ i5-7300U, 16 GB DRAM (non-ECC), 500 GB SSD iMLC, WIN 10 IoT 2019 (64-bit), 1 PCIe + 2 drive slots, extra DVI-D
NYB35-414M6 | 2238400 | 707648 | Industrial Box PC with Intel® Core™ i5-7300U, 16 GB DRAM (non-ECC), 500 GB SSD iMLC, WIN 10 IoT 2019 (64-bit), 1 PCIe + 2 drive slots, NY Monitor Link
NYB35-42001 | 1774000 | 703388 | Industrial Box PC with Intel® Core™ i5-7300U, 16 GB DRAM (non-ECC), No Storage, No OS, 1 PCIe + 2 drive slots, Hardware RAID, RS-232C
NYB35-42002 | 1659600 | 703389 | Industrial Box PC with Intel® Core™ i5-7300U, 16 GB DRAM (non-ECC), No Storage, No OS, 1 PCIe + 2 drive slots, Hardware RAID, extra DVI-D
NYB35-42006 | 1885200 | 703390 | Industrial Box PC with Intel® Core™ i5-7300U, 16 GB DRAM (non-ECC), No Storage, No OS, 1 PCIe + 2 drive slots, Hardware RAID, NY Monitor Link
NYB35-424D1 | 1945500 | 703415 | Industrial Box PC with Intel® Core™ i5-7300U, 16 GB DRAM (non-ECC), 500 GB HDD, WIN 10 IoT 2019 (64-bit), 1 PCIe + 2 drive slots, Hardware RAID, RS-232C
NYB35-424D2 | 1945500 | 703416 | Industrial Box PC with Intel® Core™ i5-7300U, 16 GB DRAM (non-ECC), 500 GB HDD, WIN 10 IoT 2019 (64-bit), 1 PCIe + 2 drive slots, Hardware RAID, extra DVI-D
NYB35-424D6 | 2055900 | 703417 | Industrial Box PC with Intel® Core™ i5-7300U, 16 GB DRAM (non-ECC), 500 GB HDD, WIN 10 IoT 2019 (64-bit), 1 PCIe + 2 drive slots, Hardware RAID, NY Monitor Link
NYB35-424E1 | 2006300 | 703418 | Industrial Box PC with Intel® Core™ i5-7300U, 16 GB DRAM (non-ECC), 1 TB HDD, WIN 10 IoT 2019 (64-bit), 1 PCIe + 2 drive slots, Hardware RAID, RS-232C
NYB35-424E2 | 2006300 | 703419 | Industrial Box PC with Intel® Core™ i5-7300U, 16 GB DRAM (non-ECC), 1 TB HDD, WIN 10 IoT 2019 (64-bit), 1 PCIe + 2 drive slots, Hardware RAID, extra DVI-D
NYB35-424E6 | 2118500 | 703420 | Industrial Box PC with Intel® Core™ i5-7300U, 16 GB DRAM (non-ECC), 1 TB HDD, WIN 10 IoT 2019 (64-bit), 1 PCIe + 2 drive slots, Hardware RAID, NY Monitor Link
NYB35-424K1 | 2062000 | 703421 | Industrial Box PC with Intel® Core™ i5-7300U, 16 GB DRAM (non-ECC), 128 GB SSD iMLC, WIN 10 IoT 2019 (64-bit), 1 PCIe + 2 drive slots, Hardware RAID, RS-232C
NYB35-424K2 | 2062000 | 703422 | Industrial Box PC with Intel® Core™ i5-7300U, 16 GB DRAM (non-ECC), 128 GB SSD iMLC, WIN 10 IoT 2019 (64-bit), 1 PCIe + 2 drive slots, Hardware RAID, extra DVI-D
NYB35-424K6 | 2171500 | 703423 | Industrial Box PC with Intel® Core™ i5-7300U, 16 GB DRAM (non-ECC), 128 GB SSD iMLC, WIN 10 IoT 2019 (64-bit), 1 PCIe + 2 drive slots, Hardware RAID, NY Monitor Link
NYB35-424L1 | 2205700 | 703424 | Industrial Box PC with Intel® Core™ i5-7300U, 16 GB DRAM (non-ECC), 256 GB SSD iMLC, WIN 10 IoT 2019 (64-bit), 1 PCIe + 2 drive slots, Hardware RAID, RS-232C
NYB35-424L2 | 2205700 | 703425 | Industrial Box PC with Intel® Core™ i5-7300U, 16 GB DRAM (non-ECC), 256 GB SSD iMLC, WIN 10 IoT 2019 (64-bit), 1 PCIe + 2 drive slots, Hardware RAID, extra DVI-D
NYB35-424L6 | 2315900 | 703426 | Industrial Box PC with Intel® Core™ i5-7300U, 16 GB DRAM (non-ECC), 256 GB SSD iMLC, WIN 10 IoT 2019 (64-bit), 1 PCIe + 2 drive slots, Hardware RAID, NY Monitor Link
NYB35-424M1 | 2771000 | 703427 | Industrial Box PC with Intel® Core™ i5-7300U, 16 GB DRAM (non-ECC), 500 GB SSD iMLC, WIN 10 IoT 2019 (64-bit), 1 PCIe + 2 drive slots, Hardware RAID, RS-232C
NYB35-424M2 | 2771000 | 703428 | Industrial Box PC with Intel® Core™ i5-7300U, 16 GB DRAM (non-ECC), 500 GB SSD iMLC, WIN 10 IoT 2019 (64-bit), 1 PCIe + 2 drive slots, Hardware RAID, extra DVI-D
NYB35-424M6 | 2868200 | 703429 | Industrial Box PC with Intel® Core™ i5-7300U, 16 GB DRAM (non-ECC), 500 GB SSD iMLC, WIN 10 IoT 2019 (64-bit), 1 PCIe + 2 drive slots, Hardware RAID, NY Monitor Link
NYB35-424P1 | 2302300 | 703379 | Industrial Box PC with Intel® Core™ i5-7300U, 16 GB DRAM (non-ECC), 1 TB SSD 3DTLC, WIN 10 IoT 2019 (64-bit), 1 PCIe + 2 drive slots, Hardware RAID, RS-232C
NYB35-424P2 | 2302300 | 703380 | Industrial Box PC with Intel® Core™ i5-7300U, 16 GB DRAM (non-ECC), 1 TB SSD 3DTLC, WIN 10 IoT 2019 (64-bit), 1 PCIe + 2 drive slots, Hardware RAID, extra DVI-D
NYB35-424P6 | 2411800 | 703382 | Industrial Box PC with Intel® Core™ i5-7300U, 16 GB DRAM (non-ECC), 1 TB SSD 3DTLC, WIN 10 IoT 2019 (64-bit), 1 PCIe + 2 drive slots, Hardware RAID, NY Monitor Link
NYB35-50360 | 2068400 | 703292 | Industrial Box PC with Intel® Core™ i5-7300U, 32 GB DRAM (non-ECC), 128 GB CFast iMLC, WIN 10 IoT Ent. (64-bit), No exp. slots, No I/F option
NYB35-50460 | 1878000 | 707649 | Industrial Box PC with Intel® Core™ i5-7300U, 32 GB DRAM (non-ECC), 128 GB CFast iMLC, WIN 10 IoT 2019 (64-bit), No exp. slots, No I/F option
NYB35-50469 | 2774500 | 708443 | Industrial Box PC with Intel® Core™ i5-7300U, 32 GB DRAM (non-ECC), 128 GB CFast iMLC, WIN 10 IoT 2019 (64-bit), No exp. slots, 4 EtherNet Ports
NYB35-514M2 | 2795000 | 708049 | Industrial Box PC with Intel® Core™ i5-7300U, 32 GB DRAM (non-ECC), 500 GB SSD iMLC, WIN 10 IoT 2019 (64-bit), 1 PCIe + 2 drive slots, extra DVI-D
NYE2A-20S11-07WR1200 | 1069300 | 708979 | Touch screen HMI Panel PC with NS Runtime, Windows 10 IOT 2021, Intel Atom E3950 CPU, 7 inch, 1 x RS-232C ,2 x Ethernet (10/100/1000 Base-T), 2 x USB 2.0 Ports, 1 x USB 3.0 Port, 128 GB CFAST, 24 VDC, black case
NYE2A-20S11-07WR1300 | 1069300 | 708980 | Touch screen HMI Panel PC with NS Runtime, Windows 10 IOT 2021, Intel Atom E3950 CPU, 7 inch, 1 x RS-232C, 2 x Ethernet (10/100/1000 Base-T), 2 x USB 2.0 Ports, 1 x USB 3.0 Port, 128 GB CFAST, 24 VDC, silver case
NYE2A-20S11-09WR1200 | 1202900 | 708977 | Touch screen HMI Panel PC with NS Runtime, Windows 10 IOT 2021, Intel Atom E3950 CPU, 9 inch, 1 x RS-232C, 2 x Ethernet (10/100/1000 Base-T), 2 x USB 2.0 Ports, 1 x USB 3.0 Port, 128 GB CFAST, 24 VDC, black case
NYE2A-20S11-09WR1300 | 1202900 | 708978 | Touch screen HMI Panel PC with NS Runtime, Windows 10 IOT 2021, Intel Atom E3950 CPU, 9 inch, 1 x RS-232C, 2 x Ethernet (10/100/1000 Base-T), 2 x USB 2.0 Ports, 1 x USB 3.0 Port, 128 GB CFAST, 24 VDC, silver case
NYE2A-20S11-12WR1200 | 1915800 | 708975 | Touch screen HMI Panel PC with NS Runtime, Windows 10 IOT 2021, Intel Atom E3950 CPU, 12 inch, 1 x RS-232C, 2 x Ethernet (10/100/1000 Base-T), 2 x USB 2.0 Ports, 1 x USB 3.0 Port, 128 GB CFAST, 24 VDC, black case
NYE2A-20S11-12WR1300 | 1915800 | 708976 | Touch screen HMI Panel PC with NS Runtime, Windows 10 IOT 2021, Intel Atom E3950 CPU, 12 inch, 1 x RS-232C, 2 x Ethernet (10/100/1000 Base-T), 2 x USB 2.0 Ports, 1 x USB 3.0 Port, 128 GB CFAST, 24 VDC, silver case
NYE2A-20S11-15WR1200 | 2094000 | 708973 | Touch screen HMI Panel PC with NS Runtime, Windows 10 IOT 2021, Intel Atom E3950 CPU, 15 inch, 1 x RS-232C, 2 x Ethernet (10/100/1000 Base-T), 2 x USB 2.0 Ports, 1 x USB 3.0 Port, 128 GB CFAST, 24 VDC, black case
NYE2A-20S11-15WR1300 | 2094000 | 708974 | Touch screen HMI Panel PC with NS Runtime, Windows 10 IOT 2021, Intel Atom E3950 CPU, 15 inch, 1 x RS-232C, 2 x Ethernet (10/100/1000 Base-T), 2 x USB 2.0 Ports, 1 x USB 3.0 Port, 128 GB CFAST, 24 VDC, silver case
NYM12W-C1000 | 875900 | 686607 | Industrial Monitor, 12.1" display with capacitive touchscreen, Build-in mounting, DVI-D port
NYM12W-C1060 | 999100 | 686605 | Industrial Monitor, 12.1" display with capacitive touchscreen, Build-in mounting, NYML port
NYM12W-C1062 | 792900 | 708106 | Industrial Monitor, 12.1" display with capacitive touchscreen, Build-in mounting, NYML port, with custom logo - TEMPLATE
NYM15W-C1000 | 938800 | 686606 | Industrial Monitor, 15.4" display with capacitive touchscreen, Build-in mounting, DVI-D port
NYM15W-C1060 | 1060000 | 686604 | Industrial Monitor, 15.4" display with capacitive touchscreen, Build-in mounting, NYML port
NYM19W-C1000 | 1134000 | 688734 | Industrial Monitor, 18.5" display with capacitive touchscreen, Build-in mounting, DVI-D port
NYM19W-C1002 | 1180200 | 688733 | Industrial Monitor, 18.5" display with capacitive touchscreen, Build-in mounting, DVI-D port, with custom logo - TEMPLATE
NYM19W-C1060 | 1235100 | 688732 | Industrial Monitor, 18.5" display with capacitive touchscreen, Build-in mounting, NYML port
NYM19W-C1062 | 1281400 | 688731 | Industrial Monitor, 18.5" display with capacitive touchscreen, Build-in mounting, NYML port, with custom logo - TEMPLATE
NYM19W-C1100 | 1204200 | 695304 | Industrial Monitor, 18.5" display with capacitive touchscreen, Build-in mounting, DVI-D port, Ni plating
NYM19W-C1102 | 1249900 | 695303 | Industrial Monitor, 18.5" display with capacitive touchscreen, Build-in mounting, DVI-D port, Ni plating, with custom logo - TEMPLATE
NYM19W-C1160 | 1422900 | 683601 | Industrial Monitor, 18.5" display with capacitive touchscreen, Build-in mounting, NYML port, Ni plating
NYM19W-C1162 | 1469000 | 683602 | Industrial Monitor, 18.5" display with capacitive touchscreen, Build-in mounting, NYML port, Ni plating, with custom logo - TEMPLATE
NYP1C-11181-12WC1000 | 2818300 | 686874 | Industrial Panel PC with Intel® Celeron® 2980U, 2 GB DRAM (non-ECC), 32 GB SSD-SLC, WES 7 (32-bit), PCIe slot, RS-232, 12.1" display with capacitive touchscreen
NYP1C-11181-15WC1000 | 2807500 | 686825 | Industrial Panel PC with Intel® Celeron® 2980U, 2 GB DRAM (non-ECC), 32 GB SSD-SLC, WES 7 (32-bit), PCIe slot, RS-232, 15.4" display with capacitive touchscreen
NYP1C-11182-12WC1000 | 2818300 | 686873 | Industrial Panel PC with Intel® Celeron® 2980U, 2 GB DRAM (non-ECC), 32 GB SSD-SLC, WES 7 (32-bit), PCIe slot, extra DVI-D, 12.1" display with capacitive touchscreen
NYP1C-11182-15WC1000 | 2807500 | 686824 | Industrial Panel PC with Intel® Celeron® 2980U, 2 GB DRAM (non-ECC), 32 GB SSD-SLC, WES 7 (32-bit), PCIe slot, extra DVI-D, 15.4" display with capacitive touchscreen
NYP1C-11191-12WC1000 | 3100500 | 686872 | Industrial Panel PC with Intel® Celeron® 2980U, 2 GB DRAM (non-ECC), 64 GB SSD-SLC, WES 7 (32-bit), PCIe slot, RS-232, 12.1" display with capacitive touchscreen
NYP1C-11191-15WC1000 | 3084400 | 686823 | Industrial Panel PC with Intel® Celeron® 2980U, 2 GB DRAM (non-ECC), 64 GB SSD-SLC, WES 7 (32-bit), PCIe slot, RS-232, 15.4" display with capacitive touchscreen
NYP1C-11192-12WC1000 | 3100500 | 686871 | Industrial Panel PC with Intel® Celeron® 2980U, 2 GB DRAM (non-ECC), 64 GB SSD-SLC, WES 7 (32-bit), PCIe slot, extra DVI-D, 12.1" display with capacitive touchscreen
NYP1C-11192-15WC1000 | 3084400 | 686822 | Industrial Panel PC with Intel® Celeron® 2980U, 2 GB DRAM (non-ECC), 64 GB SSD-SLC, WES 7 (32-bit), PCIe slot, extra DVI-D, 15.4" display with capacitive touchscreen
NYP1C-111C1-12WC1000 | 2501700 | 686870 | Industrial Panel PC with Intel® Celeron® 2980U, 2 GB DRAM (non-ECC), 320 GB HDD, WES 7 (32-bit), PCIe slot, RS-232, 12.1" display with capacitive touchscreen
NYP1C-111C1-15WC1000 | 2497200 | 686821 | Industrial Panel PC with Intel® Celeron® 2980U, 2 GB DRAM (non-ECC), 320 GB HDD, WES 7 (32-bit), PCIe slot, RS-232, 15.4" display with capacitive touchscreen
NYP1C-111C2-12WC1000 | 2501700 | 686869 | Industrial Panel PC with Intel® Celeron® 2980U, 2 GB DRAM (non-ECC), 320 GB HDD, WES 7 (32-bit), PCIe slot, extra DVI-D, 12.1" display with capacitive touchscreen
NYP1C-111C2-15WC1000 | 2497200 | 686820 | Industrial Panel PC with Intel® Celeron® 2980U, 2 GB DRAM (non-ECC), 320 GB HDD, WES 7 (32-bit), PCIe slot, extra DVI-D, 15.4" display with capacitive touchscreen
NYP1C-111K1-12WC1000 | 2626000 | 686785 | Industrial Panel PC with Intel® Celeron® 2980U, 2 GB DRAM (non-ECC), 128 GB SSD-iMLC, WES 7 (32-bit), PCIe slot, RS-232, 12.1" display with capacitive touchscreen
NYP1C-111K1-15WC1000 | 2618900 | 686765 | Industrial Panel PC with Intel® Celeron® 2980U, 2 GB DRAM (non-ECC), 128 GB SSD-iMLC, WES 7 (32-bit), PCIe slot, RS-232, 15.4" display with capacitive touchscreen
NYP1C-111K2-12WC1000 | 2626000 | 686784 | Industrial Panel PC with Intel® Celeron® 2980U, 2 GB DRAM (non-ECC), 128 GB SSD-iMLC, WES 7 (32-bit), PCIe slot, extra DVI-D, 12.1" display with capacitive touchscreen
NYP1C-111K2-15WC1000 | 2618900 | 686764 | Industrial Panel PC with Intel® Celeron® 2980U, 2 GB DRAM (non-ECC), 128 GB SSD-iMLC, WES 7 (32-bit), PCIe slot, extra DVI-D, 15.4" display with capacitive touchscreen
NYP1C-11281-12WC1000 | 2818300 | 686868 | Industrial Panel PC with Intel® Celeron® 2980U, 2 GB DRAM (non-ECC), 32 GB SSD-SLC, WES 7 (64-bit), PCIe slot, RS-232, 12.1" display with capacitive touchscreen
NYP1C-11281-15WC1000 | 2807500 | 686819 | Industrial Panel PC with Intel® Celeron® 2980U, 2 GB DRAM (non-ECC), 32 GB SSD-SLC, WES 7 (64-bit), PCIe slot, RS-232, 15.4" display with capacitive touchscreen
NYP1C-11282-12WC1000 | 2818300 | 686867 | Industrial Panel PC with Intel® Celeron® 2980U, 2 GB DRAM (non-ECC), 32 GB SSD-SLC, WES 7 (64-bit), PCIe slot, extra DVI-D, 12.1" display with capacitive touchscreen
NYP1C-11282-15WC1000 | 2807500 | 686818 | Industrial Panel PC with Intel® Celeron® 2980U, 2 GB DRAM (non-ECC), 32 GB SSD-SLC, WES 7 (64-bit), PCIe slot, extra DVI-D, 15.4" display with capacitive touchscreen
NYP1C-11291-12WC1000 | 3100500 | 686866 | Industrial Panel PC with Intel® Celeron® 2980U, 2 GB DRAM (non-ECC), 64 GB SSD-SLC, WES 7 (64-bit), PCIe slot, RS-232, 12.1" display with capacitive touchscreen
NYP1C-11291-15WC1000 | 3084400 | 686817 | Industrial Panel PC with Intel® Celeron® 2980U, 2 GB DRAM (non-ECC), 64 GB SSD-SLC, WES 7 (64-bit), PCIe slot, RS-232, 15.4" display with capacitive touchscreen
NYP1C-11292-12WC1000 | 3100500 | 686865 | Industrial Panel PC with Intel® Celeron® 2980U, 2 GB DRAM (non-ECC), 64 GB SSD-SLC, WES 7 (64-bit), PCIe slot, extra DVI-D, 12.1" display with capacitive touchscreen
NYP1C-11292-15WC1000 | 3084400 | 686816 | Industrial Panel PC with Intel® Celeron® 2980U, 2 GB DRAM (non-ECC), 64 GB SSD-SLC, WES 7 (64-bit), PCIe slot, extra DVI-D, 15.4" display with capacitive touchscreen
NYP1C-112C1-12WC1000 | 2501700 | 686864 | Industrial Panel PC with Intel® Celeron® 2980U, 2 GB DRAM (non-ECC), 320 GB HDD, WES 7 (64-bit), PCIe slot, RS-232, 12.1" display with capacitive touchscreen
NYP1C-112C1-15WC1000 | 2497200 | 686815 | Industrial Panel PC with Intel® Celeron® 2980U, 2 GB DRAM (non-ECC), 320 GB HDD, WES 7 (64-bit), PCIe slot, RS-232, 15.4" display with capacitive touchscreen
NYP1C-112C2-12WC1000 | 2501700 | 686863 | Industrial Panel PC with Intel® Celeron® 2980U, 2 GB DRAM (non-ECC), 320 GB HDD, WES 7 (64-bit), PCIe slot, extra DVI-D, 12.1" display with capacitive touchscreen
NYP1C-112C2-15WC1000 | 2497200 | 686814 | Industrial Panel PC with Intel® Celeron® 2980U, 2 GB DRAM (non-ECC), 320 GB HDD, WES 7 (64-bit), PCIe slot, extra DVI-D, 15.4" display with capacitive touchscreen
NYP1C-112K1-12WC1000 | 2626000 | 686783 | Industrial Panel PC with Intel® Celeron® 2980U, 2 GB DRAM (non-ECC), 128 GB SSD-iMLC, WES 7 (64-bit), PCIe slot, RS-232, 12.1" display with capacitive touchscreen
NYP1C-112K1-15WC1000 | 2618900 | 686763 | Industrial Panel PC with Intel® Celeron® 2980U, 2 GB DRAM (non-ECC), 128 GB SSD-iMLC, WES 7 (64-bit), PCIe slot, RS-232, 15.4" display with capacitive touchscreen
NYP1C-112K2-12WC1000 | 2626000 | 686782 | Industrial Panel PC with Intel® Celeron® 2980U, 2 GB DRAM (non-ECC), 128 GB SSD-iMLC, WES 7 (64-bit), PCIe slot, extra DVI-D, 12.1" display with capacitive touchscreen
NYP1C-112K2-15WC1000 | 2618900 | 686762 | Industrial Panel PC with Intel® Celeron® 2980U, 2 GB DRAM (non-ECC), 128 GB SSD-iMLC, WES 7 (64-bit), PCIe slot, extra DVI-D, 15.4" display with capacitive touchscreen
NYP1C-21181-12WC1000 | 2843600 | 686862 | Industrial Panel PC with Intel® Celeron® 2980U, 4 GB DRAM (non-ECC), 32 GB SSD-SLC, WES 7 (32-bit), PCIe slot, RS-232, 12.1" display with capacitive touchscreen
NYP1C-21181-15WC1000 | 2832200 | 686813 | Industrial Panel PC with Intel® Celeron® 2980U, 4 GB DRAM (non-ECC), 32 GB SSD-SLC, WES 7 (32-bit), PCIe slot, RS-232, 15.4" display with capacitive touchscreen
NYP1C-21182-12WC1000 | 2843600 | 686861 | Industrial Panel PC with Intel® Celeron® 2980U, 4 GB DRAM (non-ECC), 32 GB SSD-SLC, WES 7 (32-bit), PCIe slot, extra DVI-D, 12.1" display with capacitive touchscreen
NYP1C-21182-15WC1000 | 2832200 | 686812 | Industrial Panel PC with Intel® Celeron® 2980U, 4 GB DRAM (non-ECC), 32 GB SSD-SLC, WES 7 (32-bit), PCIe slot, extra DVI-D, 15.4" display with capacitive touchscreen
NYP1C-21191-12WC1000 | 3126300 | 686860 | Industrial Panel PC with Intel® Celeron® 2980U, 4 GB DRAM (non-ECC), 64 GB SSD-SLC, WES 7 (32-bit), PCIe slot, RS-232, 12.1" display with capacitive touchscreen
NYP1C-21191-15WC1000 | 3109500 | 686811 | Industrial Panel PC with Intel® Celeron® 2980U, 4 GB DRAM (non-ECC), 64 GB SSD-SLC, WES 7 (32-bit), PCIe slot, RS-232, 15.4" display with capacitive touchscreen
NYP1C-21192-12WC1000 | 3126300 | 686859 | Industrial Panel PC with Intel® Celeron® 2980U, 4 GB DRAM (non-ECC), 64 GB SSD-SLC, WES 7 (32-bit), PCIe slot, extra DVI-D, 12.1" display with capacitive touchscreen
NYP1C-21192-15WC1000 | 3109500 | 686810 | Industrial Panel PC with Intel® Celeron® 2980U, 4 GB DRAM (non-ECC), 64 GB SSD-SLC, WES 7 (32-bit), PCIe slot, extra DVI-D, 15.4" display with capacitive touchscreen
NYP1C-211C1-12WC1000 | 2527200 | 686858 | Industrial Panel PC with Intel® Celeron® 2980U, 4 GB DRAM (non-ECC), 320 GB HDD, WES 7 (32-bit), PCIe slot, RS-232, 12.1" display with capacitive touchscreen
NYP1C-211C1-15WC1000 | 2521700 | 686809 | Industrial Panel PC with Intel® Celeron® 2980U, 4 GB DRAM (non-ECC), 320 GB HDD, WES 7 (32-bit), PCIe slot, RS-232, 15.4" display with capacitive touchscreen
NYP1C-211C2-12WC1000 | 2527200 | 686857 | Industrial Panel PC with Intel® Celeron® 2980U, 4 GB DRAM (non-ECC), 320 GB HDD, WES 7 (32-bit), PCIe slot, extra DVI-D, 12.1" display with capacitive touchscreen
NYP1C-211C2-15WC1000 | 2521700 | 686808 | Industrial Panel PC with Intel® Celeron® 2980U, 4 GB DRAM (non-ECC), 320 GB HDD, WES 7 (32-bit), PCIe slot, extra DVI-D, 15.4" display with capacitive touchscreen
NYP1C-211K1-12WC1000 | 2651700 | 686781 | Industrial Panel PC with Intel® Celeron® 2980U, 4 GB DRAM (non-ECC), 128 GB SSD-iMLC, WES 7 (32-bit), PCIe slot, RS-232, 12.1" display with capacitive touchscreen
NYP1C-211K1-15WC1000 | 2644100 | 686761 | Industrial Panel PC with Intel® Celeron® 2980U, 4 GB DRAM (non-ECC), 128 GB SSD-iMLC, WES 7 (32-bit), PCIe slot, RS-232, 15.4" display with capacitive touchscreen
NYP1C-211K2-12WC1000 | 2651700 | 686780 | Industrial Panel PC with Intel® Celeron® 2980U, 4 GB DRAM (non-ECC), 128 GB SSD-iMLC, WES 7 (32-bit), PCIe slot, extra DVI-D, 12.1" display with capacitive touchscreen
NYP1C-211K2-15WC1000 | 2644100 | 686760 | Industrial Panel PC with Intel® Celeron® 2980U, 4 GB DRAM (non-ECC), 128 GB SSD-iMLC, WES 7 (32-bit), PCIe slot, extra DVI-D, 15.4" display with capacitive touchscreen
NYP1C-21281-12WC1000 | 2843600 | 686856 | Industrial Panel PC with Intel® Celeron® 2980U, 4 GB DRAM (non-ECC), 32 GB SSD-SLC, WES 7 (64-bit), PCIe slot, RS-232, 12.1" display with capacitive touchscreen
NYP1C-21281-15WC1000 | 2832200 | 686807 | Industrial Panel PC with Intel® Celeron® 2980U, 4 GB DRAM (non-ECC), 32 GB SSD-SLC, WES 7 (64-bit), PCIe slot, RS-232, 15.4" display with capacitive touchscreen
NYP1C-21282-12WC1000 | 2843600 | 686855 | Industrial Panel PC with Intel® Celeron® 2980U, 4 GB DRAM (non-ECC), 32 GB SSD-SLC, WES 7 (64-bit), PCIe slot, extra DVI-D, 12.1" display with capacitive touchscreen
NYP1C-21282-15WC1000 | 2832200 | 686806 | Industrial Panel PC with Intel® Celeron® 2980U, 4 GB DRAM (non-ECC), 32 GB SSD-SLC, WES 7 (64-bit), PCIe slot, extra DVI-D, 15.4" display with capacitive touchscreen
NYP1C-21291-12WC1000 | 3126300 | 686854 | Industrial Panel PC with Intel® Celeron® 2980U, 4 GB DRAM (non-ECC), 64 GB SSD-SLC, WES 7 (64-bit), PCIe slot, RS-232, 12.1" display with capacitive touchscreen
NYP1C-21291-15WC1000 | 3109500 | 686805 | Industrial Panel PC with Intel® Celeron® 2980U, 4 GB DRAM (non-ECC), 64 GB SSD-SLC, WES 7 (64-bit), PCIe slot, RS-232, 15.4" display with capacitive touchscreen
NYP1C-21292-12WC1000 | 3126300 | 686853 | Industrial Panel PC with Intel® Celeron® 2980U, 4 GB DRAM (non-ECC), 64 GB SSD-SLC, WES 7 (64-bit), PCIe slot, extra DVI-D, 12.1" display with capacitive touchscreen
NYP1C-21292-15WC1000 | 3109500 | 686804 | Industrial Panel PC with Intel® Celeron® 2980U, 4 GB DRAM (non-ECC), 64 GB SSD-SLC, WES 7 (64-bit), PCIe slot, extra DVI-D, 15.4" display with capacitive touchscreen
NYP1C-212C1-12WC1000 | 2527200 | 686852 | Industrial Panel PC with Intel® Celeron® 2980U, 4 GB DRAM (non-ECC), 320 GB HDD, WES 7 (64-bit), PCIe slot, RS-232, 12.1" display with capacitive touchscreen
NYP1C-212C1-15WC1000 | 2521700 | 686803 | Industrial Panel PC with Intel® Celeron® 2980U, 4 GB DRAM (non-ECC), 320 GB HDD, WES 7 (64-bit), PCIe slot, RS-232, 15.4" display with capacitive touchscreen
NYP1C-212C2-12WC1000 | 2527200 | 686851 | Industrial Panel PC with Intel® Celeron® 2980U, 4 GB DRAM (non-ECC), 320 GB HDD, WES 7 (64-bit), PCIe slot, extra DVI-D, 12.1" display with capacitive touchscreen
NYP1C-212C2-15WC1000 | 2521700 | 686802 | Industrial Panel PC with Intel® Celeron® 2980U, 4 GB DRAM (non-ECC), 320 GB HDD, WES 7 (64-bit), PCIe slot, extra DVI-D, 15.4" display with capacitive touchscreen
NYP1C-212K1-12WC1000 | 2651700 | 686779 | Industrial Panel PC with Intel® Celeron® 2980U, 4 GB DRAM (non-ECC), 128 GB SSD-iMLC, WES 7 (64-bit), PCIe slot, RS-232, 12.1" display with capacitive touchscreen
NYP1C-212K1-15WC1000 | 2644100 | 686759 | Industrial Panel PC with Intel® Celeron® 2980U, 4 GB DRAM (non-ECC), 128 GB SSD-iMLC, WES 7 (64-bit), PCIe slot, RS-232, 15.4" display with capacitive touchscreen
NYP1C-212K2-12WC1000 | 2651700 | 686778 | Industrial Panel PC with Intel® Celeron® 2980U, 4 GB DRAM (non-ECC), 128 GB SSD-iMLC, WES 7 (64-bit), PCIe slot, extra DVI-D, 12.1" display with capacitive touchscreen
NYP1C-212K2-15WC1000 | 2644100 | 686758 | Industrial Panel PC with Intel® Celeron® 2980U, 4 GB DRAM (non-ECC), 128 GB SSD-iMLC, WES 7 (64-bit), PCIe slot, extra DVI-D, 15.4" display with capacitive touchscreen
NYP1C-31281-12WC1000 | 2894600 | 686850 | Industrial Panel PC with Intel® Celeron® 2980U, 8 GB DRAM (non-ECC), 32 GB SSD-SLC, WES 7 (64-bit), PCIe slot, RS-232, 12.1" display with capacitive touchscreen
NYP1C-31281-15WC1000 | 2881800 | 686801 | Industrial Panel PC with Intel® Celeron® 2980U, 8 GB DRAM (non-ECC), 32 GB SSD-SLC, WES 7 (64-bit), PCIe slot, RS-232, 15.4" display with capacitive touchscreen
NYP1C-31282-12WC1000 | 2894600 | 686849 | Industrial Panel PC with Intel® Celeron® 2980U, 8 GB DRAM (non-ECC), 32 GB SSD-SLC, WES 7 (64-bit), PCIe slot, extra DVI-D, 12.1" display with capacitive touchscreen
NYP1C-31282-15WC1000 | 2881800 | 686800 | Industrial Panel PC with Intel® Celeron® 2980U, 8 GB DRAM (non-ECC), 32 GB SSD-SLC, WES 7 (64-bit), PCIe slot, extra DVI-D, 15.4" display with capacitive touchscreen
NYP1C-31291-12WC1000 | 3177200 | 686848 | Industrial Panel PC with Intel® Celeron® 2980U, 8 GB DRAM (non-ECC), 64 GB SSD-SLC, WES 7 (64-bit), PCIe slot, RS-232, 12.1" display with capacitive touchscreen
NYP1C-31291-15WC1000 | 3159200 | 686799 | Industrial Panel PC with Intel® Celeron® 2980U, 8 GB DRAM (non-ECC), 64 GB SSD-SLC, WES 7 (64-bit), PCIe slot, RS-232, 15.4" display with capacitive touchscreen
NYP1C-31292-12WC1000 | 3177200 | 686847 | Industrial Panel PC with Intel® Celeron® 2980U, 8 GB DRAM (non-ECC), 64 GB SSD-SLC, WES 7 (64-bit), PCIe slot, extra DVI-D, 12.1" display with capacitive touchscreen
NYP1C-31292-15WC1000 | 3159200 | 686798 | Industrial Panel PC with Intel® Celeron® 2980U, 8 GB DRAM (non-ECC), 64 GB SSD-SLC, WES 7 (64-bit), PCIe slot, extra DVI-D, 15.4" display with capacitive touchscreen
NYP1C-312C1-12WC1000 | 2578000 | 686846 | Industrial Panel PC with Intel® Celeron® 2980U, 8 GB DRAM (non-ECC), 320 GB HDD, WES 7 (64-bit), PCIe slot, RS-232, 12.1" display with capacitive touchscreen
NYP1C-312C1-15WC1000 | 2571700 | 686797 | Industrial Panel PC with Intel® Celeron® 2980U, 8 GB DRAM (non-ECC), 320 GB HDD, WES 7 (64-bit), PCIe slot, RS-232, 15.4" display with capacitive touchscreen
NYP1C-312C2-12WC1000 | 2578000 | 686845 | Industrial Panel PC with Intel® Celeron® 2980U, 8 GB DRAM (non-ECC), 320 GB HDD, WES 7 (64-bit), PCIe slot, extra DVI-D, 12.1" display with capacitive touchscreen
NYP1C-312C2-15WC1000 | 2571700 | 686796 | Industrial Panel PC with Intel® Celeron® 2980U, 8 GB DRAM (non-ECC), 320 GB HDD, WES 7 (64-bit), PCIe slot, extra DVI-D, 15.4" display with capacitive touchscreen
NYP1C-312K1-12WC1000 | 2702500 | 686777 | Industrial Panel PC with Intel® Celeron® 2980U, 8 GB DRAM (non-ECC), 128 GB SSD-iMLC, WES 7 (64-bit), PCIe slot, RS-232, 12.1" display with capacitive touchscreen
NYP1C-312K1-15WC1000 | 2693500 | 686757 | Industrial Panel PC with Intel® Celeron® 2980U, 8 GB DRAM (non-ECC), 128 GB SSD-iMLC, WES 7 (64-bit), PCIe slot, RS-232, 15.4" display with capacitive touchscreen
NYP1C-312K2-12WC1000 | 2702500 | 686776 | Industrial Panel PC with Intel® Celeron® 2980U, 8 GB DRAM (non-ECC), 128 GB SSD-iMLC, WES 7 (64-bit), PCIe slot, extra DVI-D, 12.1" display with capacitive touchscreen
NYP1C-312K2-15WC1000 | 2693500 | 686756 | Industrial Panel PC with Intel® Celeron® 2980U, 8 GB DRAM (non-ECC), 128 GB SSD-iMLC, WES 7 (64-bit), PCIe slot, extra DVI-D, 15.4" display with capacitive touchscreen
NYP1C-313K1-12WC1000 | 2755600 | 686902 | Industrial Panel PC with Intel® Celeron® 2980U, 8 GB DRAM (non-ECC), 128 GB SSD-iMLC, WIN 10 IoT Ent. (64-bit), PCIe slot, RS-232, 12.1" display with capacitive touchscreen
NYP25-11181-12WC1000 | 3095400 | 686935 | Industrial Panel PC with Intel® Core™ i5-4300U, 2 GB DRAM (non-ECC), 32 GB SSD-SLC, WES 7 (32-bit), PCIe slot, RS-232, 12.1" display with capacitive touchscreen
NYP25-11181-15WC1000 | 3078800 | 686933 | Industrial Panel PC with Intel® Core™ i5-4300U, 2 GB DRAM (non-ECC), 32 GB SSD-SLC, WES 7 (32-bit), PCIe slot, RS-232, 15.4" display with capacitive touchscreen
NYP25-11182-12WC1000 | 3095400 | 686934 | Industrial Panel PC with Intel® Core™ i5-4300U, 2 GB DRAM (non-ECC), 32 GB SSD-SLC, WES 7 (32-bit), PCIe slot, extra DVI-D, 12.1" display with capacitive touchscreen
NYP25-11182-15WC1000 | 3078800 | 686932 | Industrial Panel PC with Intel® Core™ i5-4300U, 2 GB DRAM (non-ECC), 32 GB SSD-SLC, WES 7 (32-bit), PCIe slot, extra DVI-D, 15.4" display with capacitive touchscreen
NYP25-11191-12WC1000 | 3377700 | 686949 | Industrial Panel PC with Intel® Core™ i5-4300U, 2 GB DRAM (non-ECC), 64 GB SSD-SLC, WES 7 (32-bit), PCIe slot, RS-232, 12.1" display with capacitive touchscreen
NYP25-11191-15WC1000 | 3355800 | 686931 | Industrial Panel PC with Intel® Core™ i5-4300U, 2 GB DRAM (non-ECC), 64 GB SSD-SLC, WES 7 (32-bit), PCIe slot, RS-232, 15.4" display with capacitive touchscreen
NYP25-11192-12WC1000 | 3377700 | 686948 | Industrial Panel PC with Intel® Core™ i5-4300U, 2 GB DRAM (non-ECC), 64 GB SSD-SLC, WES 7 (32-bit), PCIe slot, extra DVI-D, 12.1" display with capacitive touchscreen
NYP25-11192-15WC1000 | 3355800 | 686930 | Industrial Panel PC with Intel® Core™ i5-4300U, 2 GB DRAM (non-ECC), 64 GB SSD-SLC, WES 7 (32-bit), PCIe slot, extra DVI-D, 15.4" display with capacitive touchscreen
NYP25-111C1-12WC1000 | 2778900 | 686947 | Industrial Panel PC with Intel® Core™ i5-4300U, 2 GB DRAM (non-ECC), 320 GB HDD, WES 7 (32-bit), PCIe slot, RS-232, 12.1" display with capacitive touchscreen
NYP25-111C1-15WC1000 | 2768300 | 686929 | Industrial Panel PC with Intel® Core™ i5-4300U, 2 GB DRAM (non-ECC), 320 GB HDD, WES 7 (32-bit), PCIe slot, RS-232, 15.4" display with capacitive touchscreen
NYP25-111C2-12WC1000 | 2778900 | 686946 | Industrial Panel PC with Intel® Core™ i5-4300U, 2 GB DRAM (non-ECC), 320 GB HDD, WES 7 (32-bit), PCIe slot, extra DVI-D, 12.1" display with capacitive touchscreen
NYP25-111C2-15WC1000 | 2768300 | 686928 | Industrial Panel PC with Intel® Core™ i5-4300U, 2 GB DRAM (non-ECC), 320 GB HDD, WES 7 (32-bit), PCIe slot, extra DVI-D, 15.4" display with capacitive touchscreen
NYP25-111K1-12WC1000 | 2902900 | 686795 | Industrial Panel PC with Intel® Core™ i5-4300U, 2 GB DRAM (non-ECC), 128 GB SSD-iMLC, WES 7 (32-bit), PCIe slot, RS-232, 12.1" display with capacitive touchscreen
NYP25-111K1-15WC1000 | 2890200 | 686775 | Industrial Panel PC with Intel® Core™ i5-4300U, 2 GB DRAM (non-ECC), 128 GB SSD-iMLC, WES 7 (32-bit), PCIe slot, RS-232, 15.4" display with capacitive touchscreen
NYP25-111K2-12WC1000 | 2902900 | 686794 | Industrial Panel PC with Intel® Core™ i5-4300U, 2 GB DRAM (non-ECC), 128 GB SSD-iMLC, WES 7 (32-bit), PCIe slot, extra DVI-D, 12.1" display with capacitive touchscreen
NYP25-111K2-15WC1000 | 2890200 | 686774 | Industrial Panel PC with Intel® Core™ i5-4300U, 2 GB DRAM (non-ECC), 128 GB SSD-iMLC, WES 7 (32-bit), PCIe slot, extra DVI-D, 15.4" display with capacitive touchscreen
NYP25-11281-12WC1000 | 3095400 | 686945 | Industrial Panel PC with Intel® Core™ i5-4300U, 2 GB DRAM (non-ECC), 32 GB SSD-SLC, WES 7 (64-bit), PCIe slot, RS-232, 12.1" display with capacitive touchscreen
NYP25-11281-15WC1000 | 3078800 | 686927 | Industrial Panel PC with Intel® Core™ i5-4300U, 2 GB DRAM (non-ECC), 32 GB SSD-SLC, WES 7 (64-bit), PCIe slot, RS-232, 15.4" display with capacitive touchscreen
NYP25-11282-12WC1000 | 3095400 | 686944 | Industrial Panel PC with Intel® Core™ i5-4300U, 2 GB DRAM (non-ECC), 32 GB SSD-SLC, WES 7 (64-bit), PCIe slot, extra DVI-D, 12.1" display with capacitive touchscreen
NYP25-11282-15WC1000 | 3078800 | 686926 | Industrial Panel PC with Intel® Core™ i5-4300U, 2 GB DRAM (non-ECC), 32 GB SSD-SLC, WES 7 (64-bit), PCIe slot, extra DVI-D, 15.4" display with capacitive touchscreen
NYP25-11291-12WC1000 | 3377700 | 686943 | Industrial Panel PC with Intel® Core™ i5-4300U, 2 GB DRAM (non-ECC), 64 GB SSD-SLC, WES 7 (64-bit), PCIe slot, RS-232, 12.1" display with capacitive touchscreen
NYP25-11291-15WC1000 | 3355800 | 686925 | Industrial Panel PC with Intel® Core™ i5-4300U, 2 GB DRAM (non-ECC), 64 GB SSD-SLC, WES 7 (64-bit), PCIe slot, RS-232, 15.4" display with capacitive touchscreen
NYP25-11292-12WC1000 | 3377700 | 686942 | Industrial Panel PC with Intel® Core™ i5-4300U, 2 GB DRAM (non-ECC), 64 GB SSD-SLC, WES 7 (64-bit), PCIe slot, extra DVI-D, 12.1" display with capacitive touchscreen
NYP25-11292-15WC1000 | 3355800 | 686924 | Industrial Panel PC with Intel® Core™ i5-4300U, 2 GB DRAM (non-ECC), 64 GB SSD-SLC, WES 7 (64-bit), PCIe slot, extra DVI-D, 15.4" display with capacitive touchscreen
NYP25-112C1-12WC1000 | 2778900 | 686941 | Industrial Panel PC with Intel® Core™ i5-4300U, 2 GB DRAM (non-ECC), 320 GB HDD, WES 7 (64-bit), PCIe slot, RS-232, 12.1" display with capacitive touchscreen
NYP25-112C1-15WC1000 | 2768300 | 686923 | Industrial Panel PC with Intel® Core™ i5-4300U, 2 GB DRAM (non-ECC), 320 GB HDD, WES 7 (64-bit), PCIe slot, RS-232, 15.4" display with capacitive touchscreen
NYP25-112C2-12WC1000 | 2778900 | 686940 | Industrial Panel PC with Intel® Core™ i5-4300U, 2 GB DRAM (non-ECC), 320 GB HDD, WES 7 (64-bit), PCIe slot, extra DVI-D, 12.1" display with capacitive touchscreen
NYP25-112C2-15WC1000 | 2768300 | 686844 | Industrial Panel PC with Intel® Core™ i5-4300U, 2 GB DRAM (non-ECC), 320 GB HDD, WES 7 (64-bit), PCIe slot, extra DVI-D, 15.4" display with capacitive touchscreen
NYP25-112K1-12WC1000 | 2902900 | 686793 | Industrial Panel PC with Intel® Core™ i5-4300U, 2 GB DRAM (non-ECC), 128 GB SSD-iMLC, WES 7 (64-bit), PCIe slot, RS-232, 12.1" display with capacitive touchscreen
NYP25-112K1-15WC1000 | 2890200 | 686773 | Industrial Panel PC with Intel® Core™ i5-4300U, 2 GB DRAM (non-ECC), 128 GB SSD-iMLC, WES 7 (64-bit), PCIe slot, RS-232, 15.4" display with capacitive touchscreen
NYP25-112K2-12WC1000 | 2902900 | 686792 | Industrial Panel PC with Intel® Core™ i5-4300U, 2 GB DRAM (non-ECC), 128 GB SSD-iMLC, WES 7 (64-bit), PCIe slot, extra DVI-D, 12.1" display with capacitive touchscreen
NYP25-112K2-15WC1000 | 2890200 | 686772 | Industrial Panel PC with Intel® Core™ i5-4300U, 2 GB DRAM (non-ECC), 128 GB SSD-iMLC, WES 7 (64-bit), PCIe slot, extra DVI-D, 15.4" display with capacitive touchscreen
NYP25-21181-12WC1000 | 3120800 | 686939 | Industrial Panel PC with Intel® Core™ i5-4300U, 4 GB DRAM (non-ECC), 32 GB SSD-SLC, WES 7 (32-bit), PCIe slot, RS-232, 12.1" display with capacitive touchscreen
NYP25-21181-15WC1000 | 3103800 | 686843 | Industrial Panel PC with Intel® Core™ i5-4300U, 4 GB DRAM (non-ECC), 32 GB SSD-SLC, WES 7 (32-bit), PCIe slot, RS-232, 15.4" display with capacitive touchscreen
NYP25-21182-12WC1000 | 3120800 | 686938 | Industrial Panel PC with Intel® Core™ i5-4300U, 4 GB DRAM (non-ECC), 32 GB SSD-SLC, WES 7 (32-bit), PCIe slot, extra DVI-D, 12.1" display with capacitive touchscreen
NYP25-21182-15WC1000 | 3103800 | 686842 | Industrial Panel PC with Intel® Core™ i5-4300U, 4 GB DRAM (non-ECC), 32 GB SSD-SLC, WES 7 (32-bit), PCIe slot, extra DVI-D, 15.4" display with capacitive touchscreen
NYP25-21191-12WC1000 | 3403300 | 686937 | Industrial Panel PC with Intel® Core™ i5-4300U, 4 GB DRAM (non-ECC), 64 GB SSD-SLC, WES 7 (32-bit), PCIe slot, RS-232, 12.1" display with capacitive touchscreen
NYP25-21191-15WC1000 | 3380600 | 686841 | Industrial Panel PC with Intel® Core™ i5-4300U, 4 GB DRAM (non-ECC), 64 GB SSD-SLC, WES 7 (32-bit), PCIe slot, RS-232, 15.4" display with capacitive touchscreen
NYP25-21192-12WC1000 | 3403300 | 686936 | Industrial Panel PC with Intel® Core™ i5-4300U, 4 GB DRAM (non-ECC), 64 GB SSD-SLC, WES 7 (32-bit), PCIe slot, extra DVI-D, 12.1" display with capacitive touchscreen
NYP25-21192-15WC1000 | 3380600 | 686840 | Industrial Panel PC with Intel® Core™ i5-4300U, 4 GB DRAM (non-ECC), 64 GB SSD-SLC, WES 7 (32-bit), PCIe slot, extra DVI-D, 15.4" display with capacitive touchscreen
NYP25-211C1-12WC1000 | 2804100 | 686706 | Industrial Panel PC with Intel® Core™ i5-4300U, 4 GB DRAM (non-ECC), 320 GB HDD, WES 7 (32-bit), PCIe slot, RS-232, 12.1" display with capacitive touchscreen
NYP25-211C1-15WC1000 | 2793400 | 686839 | Industrial Panel PC with Intel® Core™ i5-4300U, 4 GB DRAM (non-ECC), 320 GB HDD, WES 7 (32-bit), PCIe slot, RS-232, 15.4" display with capacitive touchscreen
NYP25-211C2-12WC1000 | 2804100 | 686955 | Industrial Panel PC with Intel® Core™ i5-4300U, 4 GB DRAM (non-ECC), 320 GB HDD, WES 7 (32-bit), PCIe slot, extra DVI-D, 12.1" display with capacitive touchscreen
NYP25-211C2-15WC1000 | 2793400 | 686838 | Industrial Panel PC with Intel® Core™ i5-4300U, 4 GB DRAM (non-ECC), 320 GB HDD, WES 7 (32-bit), PCIe slot, extra DVI-D, 15.4" display with capacitive touchscreen
NYP25-211K1-12WC1000 | 2928500 | 686791 | Industrial Panel PC with Intel® Core™ i5-4300U, 4 GB DRAM (non-ECC), 128 GB SSD-iMLC, WES 7 (32-bit), PCIe slot, RS-232, 12.1" display with capacitive touchscreen
NYP25-211K1-15WC1000 | 2915200 | 686771 | Industrial Panel PC with Intel® Core™ i5-4300U, 4 GB DRAM (non-ECC), 128 GB SSD-iMLC, WES 7 (32-bit), PCIe slot, RS-232, 15.4" display with capacitive touchscreen
NYP25-211K2-12WC1000 | 2928500 | 686790 | Industrial Panel PC with Intel® Core™ i5-4300U, 4 GB DRAM (non-ECC), 128 GB SSD-iMLC, WES 7 (32-bit), PCIe slot, extra DVI-D, 12.1" display with capacitive touchscreen
NYP25-211K2-15WC1000 | 2915200 | 686770 | Industrial Panel PC with Intel® Core™ i5-4300U, 4 GB DRAM (non-ECC), 128 GB SSD-iMLC, WES 7 (32-bit), PCIe slot, extra DVI-D, 15.4" display with capacitive touchscreen
NYP25-21281-12WC1000 | 3120800 | 686954 | Industrial Panel PC with Intel® Core™ i5-4300U, 4 GB DRAM (non-ECC), 32 GB SSD-SLC, WES 7 (64-bit), PCIe slot, RS-232, 12.1" display with capacitive touchscreen
NYP25-21281-15WC1000 | 3103800 | 686837 | Industrial Panel PC with Intel® Core™ i5-4300U, 4 GB DRAM (non-ECC), 32 GB SSD-SLC, WES 7 (64-bit), PCIe slot, RS-232, 15.4" display with capacitive touchscreen
NYP25-21282-12WC1000 | 3120800 | 686953 | Industrial Panel PC with Intel® Core™ i5-4300U, 4 GB DRAM (non-ECC), 32 GB SSD-SLC, WES 7 (64-bit), PCIe slot, extra DVI-D, 12.1" display with capacitive touchscreen
NYP25-21282-15WC1000 | 3103800 | 686836 | Industrial Panel PC with Intel® Core™ i5-4300U, 4 GB DRAM (non-ECC), 32 GB SSD-SLC, WES 7 (64-bit), PCIe slot, extra DVI-D, 15.4" display with capacitive touchscreen
NYP25-21291-12WC1000 | 3403300 | 686952 | Industrial Panel PC with Intel® Core™ i5-4300U, 4 GB DRAM (non-ECC), 64 GB SSD-SLC, WES 7 (64-bit), PCIe slot, RS-232, 12.1" display with capacitive touchscreen
NYP25-21291-15WC1000 | 3380600 | 686835 | Industrial Panel PC with Intel® Core™ i5-4300U, 4 GB DRAM (non-ECC), 64 GB SSD-SLC, WES 7 (64-bit), PCIe slot, RS-232, 15.4" display with capacitive touchscreen
NYP25-21292-12WC1000 | 3403300 | 686951 | Industrial Panel PC with Intel® Core™ i5-4300U, 4 GB DRAM (non-ECC), 64 GB SSD-SLC, WES 7 (64-bit), PCIe slot, extra DVI-D, 12.1" display with capacitive touchscreen
NYP25-21292-15WC1000 | 3380600 | 686834 | Industrial Panel PC with Intel® Core™ i5-4300U, 4 GB DRAM (non-ECC), 64 GB SSD-SLC, WES 7 (64-bit), PCIe slot, extra DVI-D, 15.4" display with capacitive touchscreen
NYP25-212C1-12WC1000 | 2804100 | 686950 | Industrial Panel PC with Intel® Core™ i5-4300U, 4 GB DRAM (non-ECC), 320 GB HDD, WES 7 (64-bit), PCIe slot, RS-232, 12.1" display with capacitive touchscreen
NYP25-212C1-15WC1000 | 2793400 | 686833 | Industrial Panel PC with Intel® Core™ i5-4300U, 4 GB DRAM (non-ECC), 320 GB HDD, WES 7 (64-bit), PCIe slot, RS-232, 15.4" display with capacitive touchscreen
NYP25-212C2-12WC1000 | 2804100 | 686881 | Industrial Panel PC with Intel® Core™ i5-4300U, 4 GB DRAM (non-ECC), 320 GB HDD, WES 7 (64-bit), PCIe slot, extra DVI-D, 12.1" display with capacitive touchscreen
NYP25-212C2-15WC1000 | 2793400 | 686832 | Industrial Panel PC with Intel® Core™ i5-4300U, 4 GB DRAM (non-ECC), 320 GB HDD, WES 7 (64-bit), PCIe slot, extra DVI-D, 15.4" display with capacitive touchscreen
NYP25-212K1-12WC1000 | 2928500 | 686789 | Industrial Panel PC with Intel® Core™ i5-4300U, 4 GB DRAM (non-ECC), 128 GB SSD-iMLC, WES 7 (64-bit), PCIe slot, RS-232, 12.1" display with capacitive touchscreen
NYP25-212K1-15WC1000 | 2915200 | 686769 | Industrial Panel PC with Intel® Core™ i5-4300U, 4 GB DRAM (non-ECC), 128 GB SSD-iMLC, WES 7 (64-bit), PCIe slot, RS-232, 15.4" display with capacitive touchscreen
NYP25-212K2-12WC1000 | 2928500 | 686788 | Industrial Panel PC with Intel® Core™ i5-4300U, 4 GB DRAM (non-ECC), 128 GB SSD-iMLC, WES 7 (64-bit), PCIe slot, extra DVI-D, 12.1" display with capacitive touchscreen
NYP25-212K2-15WC1000 | 2915200 | 686768 | Industrial Panel PC with Intel® Core™ i5-4300U, 4 GB DRAM (non-ECC), 128 GB SSD-iMLC, WES 7 (64-bit), PCIe slot, extra DVI-D, 15.4" display with capacitive touchscreen
NYP25-31281-12WC1000 | 3171700 | 686880 | Industrial Panel PC with Intel® Core™ i5-4300U, 8 GB DRAM (non-ECC), 32 GB SSD-SLC, WES 7 (64-bit), PCIe slot, RS-232, 12.1" display with capacitive touchscreen
NYP25-31281-15WC1000 | 3153800 | 686831 | Industrial Panel PC with Intel® Core™ i5-4300U, 8 GB DRAM (non-ECC), 32 GB SSD-SLC, WES 7 (64-bit), PCIe slot, RS-232, 15.4" display with capacitive touchscreen
NYP25-31282-12WC1000 | 3171700 | 686879 | Industrial Panel PC with Intel® Core™ i5-4300U, 8 GB DRAM (non-ECC), 32 GB SSD-SLC, WES 7 (64-bit), PCIe slot, extra DVI-D, 12.1" display with capacitive touchscreen
NYP25-31282-15WC1000 | 3153800 | 686830 | Industrial Panel PC with Intel® Core™ i5-4300U, 8 GB DRAM (non-ECC), 32 GB SSD-SLC, WES 7 (64-bit), PCIe slot, extra DVI-D, 15.4" display with capacitive touchscreen
NYP25-31291-12WC1000 | 3454100 | 686878 | Industrial Panel PC with Intel® Core™ i5-4300U, 8 GB DRAM (non-ECC), 64 GB SSD-SLC, WES 7 (64-bit), PCIe slot, RS-232, 12.1" display with capacitive touchscreen
NYP25-31291-15WC1000 | 3430800 | 686829 | Industrial Panel PC with Intel® Core™ i5-4300U, 8 GB DRAM (non-ECC), 64 GB SSD-SLC, WES 7 (64-bit), PCIe slot, RS-232, 15.4" display with capacitive touchscreen
NYP25-31292-12WC1000 | 3454100 | 686877 | Industrial Panel PC with Intel® Core™ i5-4300U, 8 GB DRAM (non-ECC), 64 GB SSD-SLC, WES 7 (64-bit), PCIe slot, extra DVI-D, 12.1" display with capacitive touchscreen
NYP25-31292-15WC1000 | 3430800 | 686828 | Industrial Panel PC with Intel® Core™ i5-4300U, 8 GB DRAM (non-ECC), 64 GB SSD-SLC, WES 7 (64-bit), PCIe slot, extra DVI-D, 15.4" display with capacitive touchscreen
NYP25-312C1-12WC1000 | 2855100 | 686876 | Industrial Panel PC with Intel® Core™ i5-4300U, 8 GB DRAM (non-ECC), 320 GB HDD, WES 7 (64-bit), PCIe slot, RS-232, 12.1" display with capacitive touchscreen
NYP25-312C1-15WC1000 | 2843500 | 686827 | Industrial Panel PC with Intel® Core™ i5-4300U, 8 GB DRAM (non-ECC), 320 GB HDD, WES 7 (64-bit), PCIe slot, RS-232, 15.4" display with capacitive touchscreen
NYP25-312C2-12WC1000 | 2855100 | 686875 | Industrial Panel PC with Intel® Core™ i5-4300U, 8 GB DRAM (non-ECC), 320 GB HDD, WES 7 (64-bit), PCIe slot, extra DVI-D, 12.1" display with capacitive touchscreen
NYP25-312C2-15WC1000 | 2843500 | 686826 | Industrial Panel PC with Intel® Core™ i5-4300U, 8 GB DRAM (non-ECC), 320 GB HDD, WES 7 (64-bit), PCIe slot, extra DVI-D, 15.4" display with capacitive touchscreen
NYP25-312K1-12WC1000 | 2979300 | 686787 | Industrial Panel PC with Intel® Core™ i5-4300U, 8 GB DRAM (non-ECC), 128 GB SSD-iMLC, WES 7 (64-bit), PCIe slot, RS-232, 12.1" display with capacitive touchscreen
NYP25-312K1-15WC1000 | 2965200 | 686767 | Industrial Panel PC with Intel® Core™ i5-4300U, 8 GB DRAM (non-ECC), 128 GB SSD-iMLC, WES 7 (64-bit), PCIe slot, RS-232, 15.4" display with capacitive touchscreen
NYP25-312K2-12WC1000 | 2979300 | 686786 | Industrial Panel PC with Intel® Core™ i5-4300U, 8 GB DRAM (non-ECC), 128 GB SSD-iMLC, WES 7 (64-bit), PCIe slot, extra DVI-D, 12.1" display with capacitive touchscreen
NYP25-312K2-15WC1000 | 2965200 | 686766 | Industrial Panel PC with Intel® Core™ i5-4300U, 8 GB DRAM (non-ECC), 128 GB SSD-iMLC, WES 7 (64-bit), PCIe slot, extra DVI-D, 15.4" display with capacitive touchscreen
NYP25-313C1-15WC1002 | 2921500 | 700868 | Industrial Panel PC with Intel® Core™ i5-4300U, 8 GB DRAM (non-ECC), 320 GB HDD, WIN 10 IoT Ent. (64-bit), PCIe slot, RS-232, 15.4" display with capacitive touchscreen, with custom logo - TEMPLATE
NYP25-313K1-12WC1000 | 2941200 | 686965 | Industrial Panel PC with Intel® Core™ i5-4300U, 8 GB DRAM (non-ECC), 128 GB SSD-iMLC, WIN 10 IoT Ent. (64-bit), PCIe slot, RS-232, 12.1" display with capacitive touchscreen
NYP27-30000-12WC1000 | 2556600 | 700263 | Industrial Panel PC with Intel® Core™ i7-7820EQ, 8 GB DRAM (non-ECC), No Storage, No OS, No exp. slots, No I/F option, 12.1" (1280x800) display with capacitive touchscreen, build-in type
NYP27-30000-12WC1002 | 2613600 | 702052 | Industrial Panel PC with Intel® Core™ i7-7820EQ, 8 GB DRAM (non-ECC), No Storage, No OS, No exp. slots, No I/F option, 12.1" (1280x800) display with capacitive touchscreen, with custom logo - TEMPLATE
NYP27-30000-15WC1000 | 2657500 | 700281 | Industrial Panel PC with Intel® Core™ i7-7820EQ, 8 GB DRAM (non-ECC), No Storage, No OS, No exp. slots, No I/F option, 15.4" (1280x800) display with capacitive touchscreen, build-in type
NYP27-30000-15WC1002 | 2715200 | 702070 | Industrial Panel PC with Intel® Core™ i7-7820EQ, 8 GB DRAM (non-ECC), No Storage, No OS, No exp. slots, No I/F option, 15.4" (1280x800) display with capacitive touchscreen, with custom logo - TEMPLATE
NYP27-30000-19WC1000 | 2946400 | 700299 | Industrial Panel PC with Intel® Core™ i7-7820EQ, 8 GB DRAM (non-ECC), No Storage, No OS, No exp. slots, No I/F option, 18.5" (1920x1080) display with capacitive touchscreen, build-in type
NYP27-30000-19WC1002 | 3006200 | 702088 | Industrial Panel PC with Intel® Core™ i7-7820EQ, 8 GB DRAM (non-ECC), No Storage, No OS, No exp. slots, No I/F option, 18.5" (1920x1080) display with capacitive touchscreen, with custom logo - TEMPLATE
NYP27-30000-19WC1100 | 3055800 | 700335 | Industrial Panel PC with Intel® Core™ i7-7820EQ, 8 GB DRAM (non-ECC), No Storage, No OS, No exp. slots, No I/F option, 18.5" (1920x1080) display with capacitive touchscreen, build-in type, Ni plating
NYP27-30000-19WC1102 | 3116300 | 702106 | Industrial Panel PC with Intel® Core™ i7-7820EQ, 8 GB DRAM (non-ECC), No Storage, No OS, No exp. slots, No I/F option, 18.5" (1920x1080) display with capacitive touchscreen, Ni plating, with custom logo - TEMPLATE
NYP27-30006-12WC1000 | 2684100 | 700264 | Industrial Panel PC with Intel® Core™ i7-7820EQ, 8 GB DRAM (non-ECC), No Storage, No OS, No exp. slots, NY Monitor Link, 12.1" (1280x800) display with capacitive touchscreen, build-in type
NYP27-30006-12WC1002 | 2741400 | 702053 | Industrial Panel PC with Intel® Core™ i7-7820EQ, 8 GB DRAM (non-ECC), No Storage, No OS, No exp. slots, NY Monitor Link, 12.1" (1280x800) display with capacitive touchscreen, with custom logo - TEMPLATE
NYP27-30006-15WC1000 | 2783500 | 700282 | Industrial Panel PC with Intel® Core™ i7-7820EQ, 8 GB DRAM (non-ECC), No Storage, No OS, No exp. slots, NY Monitor Link, 15.4" (1280x800) display with capacitive touchscreen, build-in type
NYP27-30006-15WC1002 | 2843700 | 702071 | Industrial Panel PC with Intel® Core™ i7-7820EQ, 8 GB DRAM (non-ECC), No Storage, No OS, No exp. slots, NY Monitor Link, 15.4" (1280x800) display with capacitive touchscreen, with custom logo - TEMPLATE
NYP27-30006-19WC1000 | 3072000 | 700300 | Industrial Panel PC with Intel® Core™ i7-7820EQ, 8 GB DRAM (non-ECC), No Storage, No OS, No exp. slots, NY Monitor Link, 18.5" (1920x1080) display with capacitive touchscreen, build-in type
NYP27-30006-19WC1002 | 3131900 | 702089 | Industrial Panel PC with Intel® Core™ i7-7820EQ, 8 GB DRAM (non-ECC), No Storage, No OS, No exp. slots, NY Monitor Link, 18.5" (1920x1080) display with capacitive touchscreen, with custom logo - TEMPLATE
NYP27-30006-19WC1100 | 3181800 | 700334 | Industrial Panel PC with Intel® Core™ i7-7820EQ, 8 GB DRAM (non-ECC), No Storage, No OS, No exp. slots, NY Monitor Link, 18.5" (1920x1080) display with capacitive touchscreen, build-in type, Ni plating
NYP27-30006-19WC1102 | 3242100 | 702107 | Industrial Panel PC with Intel® Core™ i7-7820EQ, 8 GB DRAM (non-ECC), No Storage, No OS, No exp. slots, NY Monitor Link, 18.5" (1920x1080) display with capacitive touchscreen, Ni plating, with custom logo - TEMPLATE
NYP27-30460-12WC1000 | 2907300 | 700269 | Industrial Panel PC with Intel® Core™ i7-7820EQ, 8 GB DRAM (non-ECC), 128 GB CFast iMLC, WIN 10 IoT 2019 (64-bit), No exp. slots, No I/F option, 12.1" (1280x800) display with capacitive touchscreen, build-in type
NYP27-30460-12WC1002 | 2967000 | 702058 | Industrial Panel PC with Intel® Core™ i7-7820EQ, 8 GB DRAM (non-ECC), 128 GB CFast iMLC, WIN 10 IoT 2019 (64-bit), No exp. slots, No I/F option, 12.1" (1280x800) display with capacitive touchscreen, with custom logo - TEMPLATE
NYP27-30460-15WC1000 | 3006900 | 700287 | Industrial Panel PC with Intel® Core™ i7-7820EQ, 8 GB DRAM (non-ECC), 128 GB CFast iMLC, WIN 10 IoT 2019 (64-bit), No exp. slots, No I/F option, 15.4" (1280x800) display with capacitive touchscreen, build-in type
NYP27-30460-15WC1002 | 3066400 | 702076 | Industrial Panel PC with Intel® Core™ i7-7820EQ, 8 GB DRAM (non-ECC), 128 GB CFast iMLC, WIN 10 IoT 2019 (64-bit), No exp. slots, No I/F option, 15.4" (1280x800) display with capacitive touchscreen, with custom logo - TEMPLATE
NYP27-30460-19WC1002 | 3357500 | 702094 | Industrial Panel PC with Intel® Core™ i7-7820EQ, 8 GB DRAM (non-ECC), 128 GB CFast iMLC, WIN 10 IoT 2019 (64-bit), No exp. slots, No I/F option, 18.5" (1920x1080) display with capacitive touchscreen, with custom logo - TEMPLATE
NYP27-30460-19WC1100 | 3405500 | 700329 | Industrial Panel PC with Intel® Core™ i7-7820EQ, 8 GB DRAM (non-ECC), 128 GB CFast iMLC, WIN 10 IoT 2019 (64-bit), No exp. slots, No I/F option, 18.5" (1920x1080) display with capacitive touchscreen, build-in type, Ni plating
NYP27-30460-19WC1102 | 3467300 | 702112 | Industrial Panel PC with Intel® Core™ i7-7820EQ, 8 GB DRAM (non-ECC), 128 GB CFast iMLC, WIN 10 IoT 2019 (64-bit), No exp. slots, No I/F option, 18.5" (1920x1080) display with capacitive touchscreen, Ni plating, with custom logo - TEMPLATE
NYP27-30466-12WC1000 | 3033500 | 700270 | Industrial Panel PC with Intel® Core™ i7-7820EQ, 8 GB DRAM (non-ECC), 128 GB CFast iMLC, WIN 10 IoT 2019 (64-bit), No exp. slots, NY Monitor Link, 12.1" (1280x800) display with capacitive touchscreen, build-in type
NYP27-30466-12WC1002 | 3092700 | 702059 | Industrial Panel PC with Intel® Core™ i7-7820EQ, 8 GB DRAM (non-ECC), 128 GB CFast iMLC, WIN 10 IoT 2019 (64-bit), No exp. slots, NY Monitor Link, 12.1" (1280x800) display with capacitive touchscreen, with custom logo - TEMPLATE
NYP27-30466-15WC1000 | 3133200 | 700288 | Industrial Panel PC with Intel® Core™ i7-7820EQ, 8 GB DRAM (non-ECC), 128 GB CFast iMLC, WIN 10 IoT 2019 (64-bit), No exp. slots, NY Monitor Link, 15.4" (1280x800) display with capacitive touchscreen, build-in type
NYP27-30466-15WC1002 | 3194900 | 702077 | Industrial Panel PC with Intel® Core™ i7-7820EQ, 8 GB DRAM (non-ECC), 128 GB CFast iMLC, WIN 10 IoT 2019 (64-bit), No exp. slots, NY Monitor Link, 15.4" (1280x800) display with capacitive touchscreen, with custom logo - TEMPLATE
NYP27-30466-19WC1000 | 3421600 | 700346 | Industrial Panel PC with Intel® Core™ i7-7820EQ, 8 GB DRAM (non-ECC), 128 GB CFast iMLC, WIN 10 IoT 2019 (64-bit), No exp. slots, NY Monitor Link, 18.5" (1920x1080) display with capacitive touchscreen, build-in type
NYP27-30466-19WC1002 | 3483200 | 702095 | Industrial Panel PC with Intel® Core™ i7-7820EQ, 8 GB DRAM (non-ECC), 128 GB CFast iMLC, WIN 10 IoT 2019 (64-bit), No exp. slots, NY Monitor Link, 18.5" (1920x1080) display with capacitive touchscreen, with custom logo - TEMPLATE
NYP27-30466-19WC1100 | 3531100 | 700328 | Industrial Panel PC with Intel® Core™ i7-7820EQ, 8 GB DRAM (non-ECC), 128 GB CFast iMLC, WIN 10 IoT 2019 (64-bit), No exp. slots, NY Monitor Link, 18.5" (1920x1080) display with capacitive touchscreen, build-in type, Ni plating
NYP27-30466-19WC1102 | 3593300 | 702113 | Industrial Panel PC with Intel® Core™ i7-7820EQ, 8 GB DRAM (non-ECC), 128 GB CFast iMLC, WIN 10 IoT 2019 (64-bit), No exp. slots, NY Monitor Link, 18.5" (1920x1080) display with capacitive touchscreen, Ni plating, with custom logo - TEMPLATE
NYP27-30470-12WC1000 | 3045500 | 700275 | Industrial Panel PC with Intel® Core™ i7-7820EQ, 8 GB DRAM (non-ECC), 256 GB CFast iMLC, WIN 10 IoT 2019 (64-bit), No exp. slots, No I/F option, 12.1" (1280x800) display with capacitive touchscreen, build-in type
NYP27-30470-12WC1002 | 3105900 | 702064 | Industrial Panel PC with Intel® Core™ i7-7820EQ, 8 GB DRAM (non-ECC), 256 GB CFast iMLC, WIN 10 IoT 2019 (64-bit), No exp. slots, No I/F option, 12.1" (1280x800) display with capacitive touchscreen, with custom logo - TEMPLATE
NYP27-30470-15WC1000 | 3145100 | 700293 | Industrial Panel PC with Intel® Core™ i7-7820EQ, 8 GB DRAM (non-ECC), 256 GB CFast iMLC, WIN 10 IoT 2019 (64-bit), No exp. slots, No I/F option, 15.4" (1280x800) display with capacitive touchscreen, build-in type
NYP27-30470-15WC1002 | 3205500 | 702082 | Industrial Panel PC with Intel® Core™ i7-7820EQ, 8 GB DRAM (non-ECC), 256 GB CFast iMLC, WIN 10 IoT 2019 (64-bit), No exp. slots, No I/F option, 15.4" (1280x800) display with capacitive touchscreen, with custom logo - TEMPLATE
NYP27-30470-19WC1000 | 3433900 | 700341 | Industrial Panel PC with Intel® Core™ i7-7820EQ, 8 GB DRAM (non-ECC), 256 GB CFast iMLC, WIN 10 IoT 2019 (64-bit), No exp. slots, No I/F option, 18.5" (1920x1080) display with capacitive touchscreen, build-in type
NYP27-30470-19WC1002 | 3496400 | 702100 | Industrial Panel PC with Intel® Core™ i7-7820EQ, 8 GB DRAM (non-ECC), 256 GB CFast iMLC, WIN 10 IoT 2019 (64-bit), No exp. slots, No I/F option, 18.5" (1920x1080) display with capacitive touchscreen, with custom logo - TEMPLATE
NYP27-30470-19WC1100 | 3543100 | 700323 | Industrial Panel PC with Intel® Core™ i7-7820EQ, 8 GB DRAM (non-ECC), 256 GB CFast iMLC, WIN 10 IoT 2019 (64-bit), No exp. slots, No I/F option, 18.5" (1920x1080) display with capacitive touchscreen, build-in type, Ni plating
NYP27-30470-19WC1102 | 3606400 | 702118 | Industrial Panel PC with Intel® Core™ i7-7820EQ, 8 GB DRAM (non-ECC), 256 GB CFast iMLC, WIN 10 IoT 2019 (64-bit), No exp. slots, No I/F option, 18.5" (1920x1080) display with capacitive touchscreen, Ni plating, with custom logo - TEMPLATE
NYP27-30476-12WC1000 | 3171700 | 700276 | Industrial Panel PC with Intel® Core™ i7-7820EQ, 8 GB DRAM (non-ECC), 256 GB CFast iMLC, WIN 10 IoT 2019 (64-bit), No exp. slots, NY Monitor Link, 12.1" (1280x800) display with capacitive touchscreen, build-in type
NYP27-30476-12WC1002 | 3231600 | 702065 | Industrial Panel PC with Intel® Core™ i7-7820EQ, 8 GB DRAM (non-ECC), 256 GB CFast iMLC, WIN 10 IoT 2019 (64-bit), No exp. slots, NY Monitor Link, 12.1" (1280x800) display with capacitive touchscreen, with custom logo - TEMPLATE
NYP27-30476-15WC1000 | 3271300 | 700294 | Industrial Panel PC with Intel® Core™ i7-7820EQ, 8 GB DRAM (non-ECC), 256 GB CFast iMLC, WIN 10 IoT 2019 (64-bit), No exp. slots, NY Monitor Link, 15.4" (1280x800) display with capacitive touchscreen, build-in type
NYP27-30476-15WC1002 | 3333700 | 702083 | Industrial Panel PC with Intel® Core™ i7-7820EQ, 8 GB DRAM (non-ECC), 256 GB CFast iMLC, WIN 10 IoT 2019 (64-bit), No exp. slots, NY Monitor Link, 15.4" (1280x800) display with capacitive touchscreen, with custom logo - TEMPLATE
NYP27-30476-19WC1000 | 3560100 | 700340 | Industrial Panel PC with Intel® Core™ i7-7820EQ, 8 GB DRAM (non-ECC), 256 GB CFast iMLC, WIN 10 IoT 2019 (64-bit), No exp. slots, NY Monitor Link, 18.5" (1920x1080) display with capacitive touchscreen, build-in type
NYP27-30476-19WC1002 | 3622000 | 702101 | Industrial Panel PC with Intel® Core™ i7-7820EQ, 8 GB DRAM (non-ECC), 256 GB CFast iMLC, WIN 10 IoT 2019 (64-bit), No exp. slots, NY Monitor Link, 18.5" (1920x1080) display with capacitive touchscreen, with custom logo - TEMPLATE
NYP27-30476-19WC1100 | 3669400 | 700305 | Industrial Panel PC with Intel® Core™ i7-7820EQ, 8 GB DRAM (non-ECC), 256 GB CFast iMLC, WIN 10 IoT 2019 (64-bit), No exp. slots, NY Monitor Link, 18.5" (1920x1080) display with capacitive touchscreen, build-in type, Ni plating
NYP27-30476-19WC1102 | 3732100 | 702119 | Industrial Panel PC with Intel® Core™ i7-7820EQ, 8 GB DRAM (non-ECC), 256 GB CFast iMLC, WIN 10 IoT 2019 (64-bit), No exp. slots, NY Monitor Link, 18.5" (1920x1080) display with capacitive touchscreen, Ni plating, with custom logo - TEMPLATE
NYP27-40000-12WC1000 | 2608800 | 700265 | Industrial Panel PC with Intel® Core™ i7-7820EQ, 16 GB DRAM (non-ECC), No Storage, No OS, No exp. slots, No I/F option, 12.1" (1280x800) display with capacitive touchscreen, build-in type
NYP27-40000-12WC1002 | 2668100 | 702054 | Industrial Panel PC with Intel® Core™ i7-7820EQ, 16 GB DRAM (non-ECC), No Storage, No OS, No exp. slots, No I/F option, 12.1" (1280x800) display with capacitive touchscreen, with custom logo - TEMPLATE
NYP27-40000-15WC1000 | 2708600 | 700283 | Industrial Panel PC with Intel® Core™ i7-7820EQ, 16 GB DRAM (non-ECC), No Storage, No OS, No exp. slots, No I/F option, 15.4" (1280x800) display with capacitive touchscreen, build-in type
NYP27-40000-15WC1002 | 2767800 | 702072 | Industrial Panel PC with Intel® Core™ i7-7820EQ, 16 GB DRAM (non-ECC), No Storage, No OS, No exp. slots, No I/F option, 15.4" (1280x800) display with capacitive touchscreen, with custom logo - TEMPLATE
NYP27-40000-19WC1000 | 2997000 | 700301 | Industrial Panel PC with Intel® Core™ i7-7820EQ, 16 GB DRAM (non-ECC), No Storage, No OS, No exp. slots, No I/F option, 18.5" (1920x1080) display with capacitive touchscreen, build-in type
NYP27-40000-19WC1002 | 3056200 | 702090 | Industrial Panel PC with Intel® Core™ i7-7820EQ, 16 GB DRAM (non-ECC), No Storage, No OS, No exp. slots, No I/F option, 18.5" (1920x1080) display with capacitive touchscreen, with custom logo - TEMPLATE
NYP27-40000-19WC1100 | 3106600 | 700333 | Industrial Panel PC with Intel® Core™ i7-7820EQ, 16 GB DRAM (non-ECC), No Storage, No OS, No exp. slots, No I/F option, 18.5" (1920x1080) display with capacitive touchscreen, build-in type, Ni plating
NYP27-40000-19WC1102 | 3166000 | 702108 | Industrial Panel PC with Intel® Core™ i7-7820EQ, 16 GB DRAM (non-ECC), No Storage, No OS, No exp. slots, No I/F option, 18.5" (1920x1080) display with capacitive touchscreen, Ni plating, with custom logo - TEMPLATE
NYP27-40006-12WC1000 | 2734700 | 700266 | Industrial Panel PC with Intel® Core™ i7-7820EQ, 16 GB DRAM (non-ECC), No Storage, No OS, No exp. slots, NY Monitor Link, 12.1" (1280x800) display with capacitive touchscreen, build-in type
NYP27-40006-12WC1002 | 2794100 | 702055 | Industrial Panel PC with Intel® Core™ i7-7820EQ, 16 GB DRAM (non-ECC), No Storage, No OS, No exp. slots, NY Monitor Link, 12.1" (1280x800) display with capacitive touchscreen, with custom logo - TEMPLATE
NYP27-40006-15WC1000 | 2834600 | 700284 | Industrial Panel PC with Intel® Core™ i7-7820EQ, 16 GB DRAM (non-ECC), No Storage, No OS, No exp. slots, NY Monitor Link, 15.4" (1280x800) display with capacitive touchscreen, build-in type
NYP27-40006-15WC1002 | 2893400 | 702073 | Industrial Panel PC with Intel® Core™ i7-7820EQ, 16 GB DRAM (non-ECC), No Storage, No OS, No exp. slots, NY Monitor Link, 15.4" (1280x800) display with capacitive touchscreen, with custom logo - TEMPLATE
NYP27-40006-19WC1000 | 3123200 | 700302 | Industrial Panel PC with Intel® Core™ i7-7820EQ, 16 GB DRAM (non-ECC), No Storage, No OS, No exp. slots, NY Monitor Link, 18.5" (1920x1080) display with capacitive touchscreen, build-in type
NYP27-40006-19WC1002 | 3184500 | 702091 | Industrial Panel PC with Intel® Core™ i7-7820EQ, 16 GB DRAM (non-ECC), No Storage, No OS, No exp. slots, NY Monitor Link, 18.5" (1920x1080) display with capacitive touchscreen, with custom logo - TEMPLATE
NYP27-40006-19WC1100 | 3232600 | 700332 | Industrial Panel PC with Intel® Core™ i7-7820EQ, 16 GB DRAM (non-ECC), No Storage, No OS, No exp. slots, NY Monitor Link, 18.5" (1920x1080) display with capacitive touchscreen, build-in type, Ni plating
NYP27-40006-19WC1102 | 3294400 | 702109 | Industrial Panel PC with Intel® Core™ i7-7820EQ, 16 GB DRAM (non-ECC), No Storage, No OS, No exp. slots, NY Monitor Link, 18.5" (1920x1080) display with capacitive touchscreen, Ni plating, with custom logo - TEMPLATE
NYP27-40460-12WC1000 | 2958500 | 700271 | Industrial Panel PC with Intel® Core™ i7-7820EQ, 16 GB DRAM (non-ECC), 128 GB CFast iMLC, WIN 10 IoT 2019 (64-bit), No exp. slots, No I/F option, 12.1" (1280x800) display with capacitive touchscreen, build-in type
NYP27-40460-12WC1002 | 3019400 | 702060 | Industrial Panel PC with Intel® Core™ i7-7820EQ, 16 GB DRAM (non-ECC), 128 GB CFast iMLC, WIN 10 IoT 2019 (64-bit), No exp. slots, No I/F option, 12.1" (1280x800) display with capacitive touchscreen, with custom logo - TEMPLATE
NYP27-40460-15WC1000 | 3058100 | 700289 | Industrial Panel PC with Intel® Core™ i7-7820EQ, 16 GB DRAM (non-ECC), 128 GB CFast iMLC, WIN 10 IoT 2019 (64-bit), No exp. slots, No I/F option, 15.4" (1280x800) display with capacitive touchscreen, build-in type
NYP27-40460-15WC1002 | 3119000 | 702078 | Industrial Panel PC with Intel® Core™ i7-7820EQ, 16 GB DRAM (non-ECC), 128 GB CFast iMLC, WIN 10 IoT 2019 (64-bit), No exp. slots, No I/F option, 15.4" (1280x800) display with capacitive touchscreen, with custom logo - TEMPLATE
NYP27-40460-19WC1000 | 3346500 | 700345 | Industrial Panel PC with Intel® Core™ i7-7820EQ, 16 GB DRAM (non-ECC), 128 GB CFast iMLC, WIN 10 IoT 2019 (64-bit), No exp. slots, No I/F option, 18.5" (1920x1080) display with capacitive touchscreen, build-in type
NYP27-40460-19WC1002 | 3407200 | 702096 | Industrial Panel PC with Intel® Core™ i7-7820EQ, 16 GB DRAM (non-ECC), 128 GB CFast iMLC, WIN 10 IoT 2019 (64-bit), No exp. slots, No I/F option, 18.5" (1920x1080) display with capacitive touchscreen, with custom logo - TEMPLATE
NYP27-40460-19WC1100 | 3455900 | 700327 | Industrial Panel PC with Intel® Core™ i7-7820EQ, 16 GB DRAM (non-ECC), 128 GB CFast iMLC, WIN 10 IoT 2019 (64-bit), No exp. slots, No I/F option, 18.5" (1920x1080) display with capacitive touchscreen, build-in type, Ni plating
NYP27-40460-19WC1102 | 3517300 | 702114 | Industrial Panel PC with Intel® Core™ i7-7820EQ, 16 GB DRAM (non-ECC), 128 GB CFast iMLC, WIN 10 IoT 2019 (64-bit), No exp. slots, No I/F option, 18.5" (1920x1080) display with capacitive touchscreen, Ni plating, with custom logo - TEMPLATE
NYP27-40466-12WC1000 | 3084100 | 700272 | Industrial Panel PC with Intel® Core™ i7-7820EQ, 16 GB DRAM (non-ECC), 128 GB CFast iMLC, WIN 10 IoT 2019 (64-bit), No exp. slots, NY Monitor Link, 12.1" (1280x800) display with capacitive touchscreen, build-in type
NYP27-40466-12WC1002 | 3145100 | 702061 | Industrial Panel PC with Intel® Core™ i7-7820EQ, 16 GB DRAM (non-ECC), 128 GB CFast iMLC, WIN 10 IoT 2019 (64-bit), No exp. slots, NY Monitor Link, 12.1" (1280x800) display with capacitive touchscreen, with custom logo - TEMPLATE
NYP27-40466-15WC1000 | 3183700 | 700290 | Industrial Panel PC with Intel® Core™ i7-7820EQ, 16 GB DRAM (non-ECC), 128 GB CFast iMLC, WIN 10 IoT 2019 (64-bit), No exp. slots, NY Monitor Link, 15.4" (1280x800) display with capacitive touchscreen, build-in type
NYP27-40466-15WC1002 | 3244700 | 702079 | Industrial Panel PC with Intel® Core™ i7-7820EQ, 16 GB DRAM (non-ECC), 128 GB CFast iMLC, WIN 10 IoT 2019 (64-bit), No exp. slots, NY Monitor Link, 15.4" (1280x800) display with capacitive touchscreen, with custom logo - TEMPLATE
NYP27-40466-19WC1000 | 3472700 | 700344 | Industrial Panel PC with Intel® Core™ i7-7820EQ, 16 GB DRAM (non-ECC), 128 GB CFast iMLC, WIN 10 IoT 2019 (64-bit), No exp. slots, NY Monitor Link, 18.5" (1920x1080) display with capacitive touchscreen, build-in type
NYP27-40466-19WC1002 | 3535500 | 702097 | Industrial Panel PC with Intel® Core™ i7-7820EQ, 16 GB DRAM (non-ECC), 128 GB CFast iMLC, WIN 10 IoT 2019 (64-bit), No exp. slots, NY Monitor Link, 18.5" (1920x1080) display with capacitive touchscreen, with custom logo - TEMPLATE
NYP27-40466-19WC1100 | 3582300 | 700326 | Industrial Panel PC with Intel® Core™ i7-7820EQ, 16 GB DRAM (non-ECC), 128 GB CFast iMLC, WIN 10 IoT 2019 (64-bit), No exp. slots, NY Monitor Link, 18.5" (1920x1080) display with capacitive touchscreen, build-in type, Ni plating
NYP27-40466-19WC1102 | 3645600 | 702115 | Industrial Panel PC with Intel® Core™ i7-7820EQ, 16 GB DRAM (non-ECC), 128 GB CFast iMLC, WIN 10 IoT 2019 (64-bit), No exp. slots, NY Monitor Link, 18.5" (1920x1080) display with capacitive touchscreen, Ni plating, with custom logo - TEMPLATE
NYP27-40470-12WC1000 | 3096600 | 700277 | Industrial Panel PC with Intel® Core™ i7-7820EQ, 16 GB DRAM (non-ECC), 256 GB CFast iMLC, WIN 10 IoT 2019 (64-bit), No exp. slots, No I/F option, 12.1" (1280x800) display with capacitive touchscreen, build-in type
NYP27-40470-12WC1002 | 3158200 | 702066 | Industrial Panel PC with Intel® Core™ i7-7820EQ, 16 GB DRAM (non-ECC), 256 GB CFast iMLC, WIN 10 IoT 2019 (64-bit), No exp. slots, No I/F option, 12.1" (1280x800) display with capacitive touchscreen, with custom logo - TEMPLATE
NYP27-40470-15WC1000 | 3196300 | 700295 | Industrial Panel PC with Intel® Core™ i7-7820EQ, 16 GB DRAM (non-ECC), 256 GB CFast iMLC, WIN 10 IoT 2019 (64-bit), No exp. slots, No I/F option, 15.4" (1280x800) display with capacitive touchscreen, build-in type
NYP27-40470-15WC1002 | 3257900 | 702084 | Industrial Panel PC with Intel® Core™ i7-7820EQ, 16 GB DRAM (non-ECC), 256 GB CFast iMLC, WIN 10 IoT 2019 (64-bit), No exp. slots, No I/F option, 15.4" (1280x800) display with capacitive touchscreen, with custom logo - TEMPLATE
NYP27-40470-19WC1000 | 3484700 | 700339 | Industrial Panel PC with Intel® Core™ i7-7820EQ, 16 GB DRAM (non-ECC), 256 GB CFast iMLC, WIN 10 IoT 2019 (64-bit), No exp. slots, No I/F option, 18.5" (1920x1080) display with capacitive touchscreen, build-in type
NYP27-40470-19WC1002 | 3546100 | 702102 | Industrial Panel PC with Intel® Core™ i7-7820EQ, 16 GB DRAM (non-ECC), 256 GB CFast iMLC, WIN 10 IoT 2019 (64-bit), No exp. slots, No I/F option, 18.5" (1920x1080) display with capacitive touchscreen, with custom logo - TEMPLATE
NYP27-40470-19WC1100 | 3594300 | 700306 | Industrial Panel PC with Intel® Core™ i7-7820EQ, 16 GB DRAM (non-ECC), 256 GB CFast iMLC, WIN 10 IoT 2019 (64-bit), No exp. slots, No I/F option, 18.5" (1920x1080) display with capacitive touchscreen, build-in type, Ni plating
NYP27-40470-19WC1102 | 3656200 | 702120 | Industrial Panel PC with Intel® Core™ i7-7820EQ, 16 GB DRAM (non-ECC), 256 GB CFast iMLC, WIN 10 IoT 2019 (64-bit), No exp. slots, No I/F option, 18.5" (1920x1080) display with capacitive touchscreen, Ni plating, with custom logo - TEMPLATE
NYP27-40476-12WC1000 | 3222200 | 700278 | Industrial Panel PC with Intel® Core™ i7-7820EQ, 16 GB DRAM (non-ECC), 256 GB CFast iMLC, WIN 10 IoT 2019 (64-bit), No exp. slots, NY Monitor Link, 12.1" (1280x800) display with capacitive touchscreen, build-in type
NYP27-40476-12WC1002 | 3284000 | 702067 | Industrial Panel PC with Intel® Core™ i7-7820EQ, 16 GB DRAM (non-ECC), 256 GB CFast iMLC, WIN 10 IoT 2019 (64-bit), No exp. slots, NY Monitor Link, 12.1" (1280x800) display with capacitive touchscreen, with custom logo - TEMPLATE
NYP27-40476-15WC1000 | 3321800 | 700296 | Industrial Panel PC with Intel® Core™ i7-7820EQ, 16 GB DRAM (non-ECC), 256 GB CFast iMLC, WIN 10 IoT 2019 (64-bit), No exp. slots, NY Monitor Link, 15.4" (1280x800) display with capacitive touchscreen, build-in type
NYP27-40476-15WC1002 | 3383600 | 702085 | Industrial Panel PC with Intel® Core™ i7-7820EQ, 16 GB DRAM (non-ECC), 256 GB CFast iMLC, WIN 10 IoT 2019 (64-bit), No exp. slots, NY Monitor Link, 15.4" (1280x800) display with capacitive touchscreen, with custom logo - TEMPLATE
NYP27-40476-19WC1000 | 3610900 | 700338 | Industrial Panel PC with Intel® Core™ i7-7820EQ, 16 GB DRAM (non-ECC), 256 GB CFast iMLC, WIN 10 IoT 2019 (64-bit), No exp. slots, NY Monitor Link, 18.5" (1920x1080) display with capacitive touchscreen, build-in type
NYP27-40476-19WC1002 | 3674500 | 702103 | Industrial Panel PC with Intel® Core™ i7-7820EQ, 16 GB DRAM (non-ECC), 256 GB CFast iMLC, WIN 10 IoT 2019 (64-bit), No exp. slots, NY Monitor Link, 18.5" (1920x1080) display with capacitive touchscreen, with custom logo - TEMPLATE
NYP27-40476-19WC1100 | 3720500 | 700307 | Industrial Panel PC with Intel® Core™ i7-7820EQ, 16 GB DRAM (non-ECC), 256 GB CFast iMLC, WIN 10 IoT 2019 (64-bit), No exp. slots, NY Monitor Link, 18.5" (1920x1080) display with capacitive touchscreen, build-in type, Ni plating
NYP27-40476-19WC1102 | 3784600 | 702121 | Industrial Panel PC with Intel® Core™ i7-7820EQ, 16 GB DRAM (non-ECC), 256 GB CFast iMLC, WIN 10 IoT 2019 (64-bit), No exp. slots, NY Monitor Link, 18.5" (1920x1080) display with capacitive touchscreen, Ni plating, with custom logo - TEMPLATE
NYP27-41491-15WC1000 | 3775600 | 702730 | Industrial Panel PC with Intel® Core™ i7-7820EQ, 16 GB DRAM (non-ECC), 64 GB SSD SLC, WIN 10 IoT 2019 (64-bit), 1 PCIe + 2 drive slots, RS-232C, 15.4" (1280x800) display with capacitive touchscreen, build-in type
NYP27-41491-15WC1002 | 3877900 | 702729 | Industrial Panel PC with Intel® Core™ i7-7820EQ, 16 GB DRAM (non-ECC), 64 GB SSD SLC, WIN 10 IoT 2019 (64-bit), 1 PCIe + 2 drive slots, RS-232C, 15.4" (1280x800) display with capacitive touchscreen, build-in type, with custom logo - TEMPLATE
NYP27-414D1-12WC1000 | 3244100 | 702733 | Industrial Panel PC with Intel® Core™ i7-7820EQ, 16 GB DRAM (non-ECC), 500 GB HDD, WIN 10 IoT 2019 (64-bit), 1 PCIe + 2 drive slots, RS-232C, 12.1" (1280x800) display with capacitive touchscreen, build-in type
NYP27-414D1-12WC1002 | 3185100 | 703572 | Industrial Panel PC with Intel® Core™ i7-7820EQ, 16 GB DRAM (non-ECC), 500 GB HDD, WIN 10 IoT 2019 (64-bit), 1 PCIe + 2 drive slots, RS-232C, 12.1" (1280x800) display with capacitive touchscreen, build-in type, with custom logo - TEMPLATE
NYP27-414L1-12WC1000 | 3399800 | 702732 | Industrial Panel PC with Intel® Core™ i7-7820EQ, 16 GB DRAM (non-ECC), 256 GB SSD iMLC, WIN 10 IoT 2019 (64-bit), 1 PCIe + 2 drive slots, RS-232C, 12.1" (1280x800) display with capacitive touchscreen, build-in type
NYP27-414L1-12WC1002 | 3502100 | 702731 | Industrial Panel PC with Intel® Core™ i7-7820EQ, 16 GB DRAM (non-ECC), 256 GB SSD iMLC, WIN 10 IoT 2019 (64-bit), 1 PCIe + 2 drive slots, RS-232C, 12.1" (1280x800) display with capacitive touchscreen, build-in type, with custom logo - TEMPLATE
NYP27-414P1-15WC1000 | 3615300 | 702728 | Industrial Panel PC with Intel® Core™ i7-7820EQ, 16 GB DRAM (non-ECC), 1 TB SSD 3DTLC, WIN 10 IoT 2019 (64-bit), 1 PCIe + 2 drive slots, RS-232C, 15.4" (1280x800) display with capacitive touchscreen, build-in type
NYP27-414P1-15WC1002 | 3717600 | 702727 | Industrial Panel PC with Intel® Core™ i7-7820EQ, 16 GB DRAM (non-ECC), 1 TB SSD 3DTLC, WIN 10 IoT 2019 (64-bit), 1 PCIe + 2 drive slots, RS-232C, 15.4" (1280x800) display with capacitive touchscreen, build-in type, with custom logo - TEMPLATE
NYP27-50000-12WC1000 | 2728400 | 700267 | Industrial Panel PC with Intel® Core™ i7-7820EQ, 32 GB DRAM (non-ECC), No Storage, No OS, No exp. slots, No I/F option, 12.1" (1280x800) display with capacitive touchscreen, build-in type
NYP27-50000-12WC1002 | 2786100 | 702056 | Industrial Panel PC with Intel® Core™ i7-7820EQ, 32 GB DRAM (non-ECC), No Storage, No OS, No exp. slots, No I/F option, 12.1" (1280x800) display with capacitive touchscreen, with custom logo - TEMPLATE
NYP27-50000-15WC1000 | 2828400 | 700285 | Industrial Panel PC with Intel® Core™ i7-7820EQ, 32 GB DRAM (non-ECC), No Storage, No OS, No exp. slots, No I/F option, 15.4" (1280x800) display with capacitive touchscreen, build-in type
NYP27-50000-15WC1002 | 2888300 | 702074 | Industrial Panel PC with Intel® Core™ i7-7820EQ, 32 GB DRAM (non-ECC), No Storage, No OS, No exp. slots, No I/F option, 15.4" (1280x800) display with capacitive touchscreen, with custom logo - TEMPLATE
NYP27-50000-19WC1000 | 3117000 | 700303 | Industrial Panel PC with Intel® Core™ i7-7820EQ, 32 GB DRAM (non-ECC), No Storage, No OS, No exp. slots, No I/F option, 18.5" (1920x1080) display with capacitive touchscreen, build-in type
NYP27-50000-19WC1002 | 3176400 | 702092 | Industrial Panel PC with Intel® Core™ i7-7820EQ, 32 GB DRAM (non-ECC), No Storage, No OS, No exp. slots, No I/F option, 18.5" (1920x1080) display with capacitive touchscreen, with custom logo - TEMPLATE
NYP27-50000-19WC1100 | 3226600 | 700331 | Industrial Panel PC with Intel® Core™ i7-7820EQ, 32 GB DRAM (non-ECC), No Storage, No OS, No exp. slots, No I/F option, 18.5" (1920x1080) display with capacitive touchscreen, build-in type, Ni plating
NYP27-50000-19WC1102 | 3286600 | 702110 | Industrial Panel PC with Intel® Core™ i7-7820EQ, 32 GB DRAM (non-ECC), No Storage, No OS, No exp. slots, No I/F option, 18.5" (1920x1080) display with capacitive touchscreen, Ni plating, with custom logo - TEMPLATE
NYP27-50006-12WC1000 | 2820200 | 700268 | Industrial Panel PC with Intel® Core™ i7-7820EQ, 32 GB DRAM (non-ECC), No Storage, No OS, No exp. slots, NY Monitor Link, 12.1" (1280x800) display with capacitive touchscreen, build-in type
NYP27-50006-12WC1002 | 2880400 | 702057 | Industrial Panel PC with Intel® Core™ i7-7820EQ, 32 GB DRAM (non-ECC), No Storage, No OS, No exp. slots, NY Monitor Link, 12.1" (1280x800) display with capacitive touchscreen, with custom logo - TEMPLATE
NYP27-50006-15WC1000 | 2954200 | 700286 | Industrial Panel PC with Intel® Core™ i7-7820EQ, 32 GB DRAM (non-ECC), No Storage, No OS, No exp. slots, NY Monitor Link, 15.4" (1280x800) display with capacitive touchscreen, build-in type
NYP27-50006-15WC1002 | 3014100 | 702075 | Industrial Panel PC with Intel® Core™ i7-7820EQ, 32 GB DRAM (non-ECC), No Storage, No OS, No exp. slots, NY Monitor Link, 15.4" (1280x800) display with capacitive touchscreen, with custom logo - TEMPLATE
NYP27-50006-19WC1000 | 3243100 | 700304 | Industrial Panel PC with Intel® Core™ i7-7820EQ, 32 GB DRAM (non-ECC), No Storage, No OS, No exp. slots, NY Monitor Link, 18.5" (1920x1080) display with capacitive touchscreen, build-in type
NYP27-50006-19WC1002 | 3304900 | 702093 | Industrial Panel PC with Intel® Core™ i7-7820EQ, 32 GB DRAM (non-ECC), No Storage, No OS, No exp. slots, NY Monitor Link, 18.5" (1920x1080) display with capacitive touchscreen, with custom logo - TEMPLATE
NYP27-50006-19WC1100 | 3352300 | 700330 | Industrial Panel PC with Intel® Core™ i7-7820EQ, 32 GB DRAM (non-ECC), No Storage, No OS, No exp. slots, NY Monitor Link, 18.5" (1920x1080) display with capacitive touchscreen, build-in type, Ni plating
NYP27-50006-19WC1102 | 3415100 | 702111 | Industrial Panel PC with Intel® Core™ i7-7820EQ, 32 GB DRAM (non-ECC), No Storage, No OS, No exp. slots, NY Monitor Link, 18.5" (1920x1080) display with capacitive touchscreen, Ni plating, with custom logo - TEMPLATE
NYP27-50460-12WC1000 | 3077700 | 700273 | Industrial Panel PC with Intel® Core™ i7-7820EQ, 32 GB DRAM (non-ECC), 128 GB CFast iMLC, WIN 10 IoT 2019 (64-bit), No exp. slots, No I/F option, 12.1" (1280x800) display with capacitive touchscreen, build-in type
NYP27-50460-12WC1002 | 3137300 | 702062 | Industrial Panel PC with Intel® Core™ i7-7820EQ, 32 GB DRAM (non-ECC), 128 GB CFast iMLC, WIN 10 IoT 2019 (64-bit), No exp. slots, No I/F option, 12.1" (1280x800) display with capacitive touchscreen, with custom logo - TEMPLATE
NYP27-50460-15WC1000 | 3177500 | 700291 | Industrial Panel PC with Intel® Core™ i7-7820EQ, 32 GB DRAM (non-ECC), 128 GB CFast iMLC, WIN 10 IoT 2019 (64-bit), No exp. slots, No I/F option, 15.4" (1280x800) display with capacitive touchscreen, build-in type
NYP27-50460-15WC1002 | 3239600 | 702080 | Industrial Panel PC with Intel® Core™ i7-7820EQ, 32 GB DRAM (non-ECC), 128 GB CFast iMLC, WIN 10 IoT 2019 (64-bit), No exp. slots, No I/F option, 15.4" (1280x800) display with capacitive touchscreen, with custom logo - TEMPLATE
NYP27-50460-19WC1000 | 3466400 | 700343 | Industrial Panel PC with Intel® Core™ i7-7820EQ, 32 GB DRAM (non-ECC), 128 GB CFast iMLC, WIN 10 IoT 2019 (64-bit), No exp. slots, No I/F option, 18.5" (1920x1080) display with capacitive touchscreen, build-in type
NYP27-50460-19WC1002 | 3527800 | 702098 | Industrial Panel PC with Intel® Core™ i7-7820EQ, 32 GB DRAM (non-ECC), 128 GB CFast iMLC, WIN 10 IoT 2019 (64-bit), No exp. slots, No I/F option, 18.5" (1920x1080) display with capacitive touchscreen, with custom logo - TEMPLATE
NYP27-50460-19WC1100 | 3576000 | 700325 | Industrial Panel PC with Intel® Core™ i7-7820EQ, 32 GB DRAM (non-ECC), 128 GB CFast iMLC, WIN 10 IoT 2019 (64-bit), No exp. slots, No I/F option, 18.5" (1920x1080) display with capacitive touchscreen, build-in type, Ni plating
NYP27-50460-19WC1102 | 3637900 | 702116 | Industrial Panel PC with Intel® Core™ i7-7820EQ, 32 GB DRAM (non-ECC), 128 GB CFast iMLC, WIN 10 IoT 2019 (64-bit), No exp. slots, No I/F option, 18.5" (1920x1080) display with capacitive touchscreen, Ni plating, with custom logo - TEMPLATE
NYP27-50466-12WC1000 | 3204100 | 700274 | Industrial Panel PC with Intel® Core™ i7-7820EQ, 32 GB DRAM (non-ECC), 128 GB CFast iMLC, WIN 10 IoT 2019 (64-bit), No exp. slots, NY Monitor Link, 12.1" (1280x800) display with capacitive touchscreen, build-in type
NYP27-50466-12WC1002 | 3265600 | 702063 | Industrial Panel PC with Intel® Core™ i7-7820EQ, 32 GB DRAM (non-ECC), 128 GB CFast iMLC, WIN 10 IoT 2019 (64-bit), No exp. slots, NY Monitor Link, 12.1" (1280x800) display with capacitive touchscreen, with custom logo - TEMPLATE
NYP27-50466-15WC1000 | 3303600 | 700292 | Industrial Panel PC with Intel® Core™ i7-7820EQ, 32 GB DRAM (non-ECC), 128 GB CFast iMLC, WIN 10 IoT 2019 (64-bit), No exp. slots, NY Monitor Link, 15.4" (1280x800) display with capacitive touchscreen, build-in type
NYP27-50466-15WC1002 | 3365300 | 702081 | Industrial Panel PC with Intel® Core™ i7-7820EQ, 32 GB DRAM (non-ECC), 128 GB CFast iMLC, WIN 10 IoT 2019 (64-bit), No exp. slots, NY Monitor Link, 15.4" (1280x800) display with capacitive touchscreen, with custom logo - TEMPLATE
NYP27-50466-19WC1000 | 3592700 | 700342 | Industrial Panel PC with Intel® Core™ i7-7820EQ, 32 GB DRAM (non-ECC), 128 GB CFast iMLC, WIN 10 IoT 2019 (64-bit), No exp. slots, NY Monitor Link, 18.5" (1920x1080) display with capacitive touchscreen, build-in type
NYP27-50466-19WC1002 | 3656200 | 702099 | Industrial Panel PC with Intel® Core™ i7-7820EQ, 32 GB DRAM (non-ECC), 128 GB CFast iMLC, WIN 10 IoT 2019 (64-bit), No exp. slots, NY Monitor Link, 18.5" (1920x1080) display with capacitive touchscreen, with custom logo - TEMPLATE
NYP27-50466-19WC1100 | 3701600 | 700324 | Industrial Panel PC with Intel® Core™ i7-7820EQ, 32 GB DRAM (non-ECC), 128 GB CFast iMLC, WIN 10 IoT 2019 (64-bit), No exp. slots, NY Monitor Link, 18.5" (1920x1080) display with capacitive touchscreen, build-in type, Ni plating
NYP27-50466-19WC1102 | 3766200 | 702117 | Industrial Panel PC with Intel® Core™ i7-7820EQ, 32 GB DRAM (non-ECC), 128 GB CFast iMLC, WIN 10 IoT 2019 (64-bit), No exp. slots, NY Monitor Link, 18.5" (1920x1080) display with capacitive touchscreen, Ni plating, with custom logo - TEMPLATE
NYP27-50470-12WC1000 | 3216100 | 700279 | Industrial Panel PC with Intel® Core™ i7-7820EQ, 32 GB DRAM (non-ECC), 256 GB CFast iMLC, WIN 10 IoT 2019 (64-bit), No exp. slots, No I/F option, 12.1" (1280x800) display with capacitive touchscreen, build-in type
NYP27-50470-12WC1002 | 3276200 | 702068 | Industrial Panel PC with Intel® Core™ i7-7820EQ, 32 GB DRAM (non-ECC), 256 GB CFast iMLC, WIN 10 IoT 2019 (64-bit), No exp. slots, No I/F option, 12.1" (1280x800) display with capacitive touchscreen, with custom logo - TEMPLATE
NYP27-50470-15WC1000 | 3315700 | 700297 | Industrial Panel PC with Intel® Core™ i7-7820EQ, 32 GB DRAM (non-ECC), 256 GB CFast iMLC, WIN 10 IoT 2019 (64-bit), No exp. slots, No I/F option, 15.4" (1280x800) display with capacitive touchscreen, build-in type
NYP27-50470-15WC1002 | 3378400 | 702086 | Industrial Panel PC with Intel® Core™ i7-7820EQ, 32 GB DRAM (non-ECC), 256 GB CFast iMLC, WIN 10 IoT 2019 (64-bit), No exp. slots, No I/F option, 15.4" (1280x800) display with capacitive touchscreen, with custom logo - TEMPLATE
NYP27-50470-19WC1000 | 3604800 | 700337 | Industrial Panel PC with Intel® Core™ i7-7820EQ, 32 GB DRAM (non-ECC), 256 GB CFast iMLC, WIN 10 IoT 2019 (64-bit), No exp. slots, No I/F option, 18.5" (1920x1080) display with capacitive touchscreen, build-in type
NYP27-50470-19WC1002 | 3666600 | 702104 | Industrial Panel PC with Intel® Core™ i7-7820EQ, 32 GB DRAM (non-ECC), 256 GB CFast iMLC, WIN 10 IoT 2019 (64-bit), No exp. slots, No I/F option, 18.5" (1920x1080) display with capacitive touchscreen, with custom logo - TEMPLATE
NYP27-50470-19WC1100 | 3714200 | 700308 | Industrial Panel PC with Intel® Core™ i7-7820EQ, 32 GB DRAM (non-ECC), 256 GB CFast iMLC, WIN 10 IoT 2019 (64-bit), No exp. slots, No I/F option, 18.5" (1920x1080) display with capacitive touchscreen, build-in type, Ni plating
NYP27-50470-19WC1102 | 3776600 | 702122 | Industrial Panel PC with Intel® Core™ i7-7820EQ, 32 GB DRAM (non-ECC), 256 GB CFast iMLC, WIN 10 IoT 2019 (64-bit), No exp. slots, No I/F option, 18.5" (1920x1080) display with capacitive touchscreen, Ni plating, with custom logo - TEMPLATE
NYP27-50476-12WC1000 | 3342300 | 700280 | Industrial Panel PC with Intel® Core™ i7-7820EQ, 32 GB DRAM (non-ECC), 256 GB CFast iMLC, WIN 10 IoT 2019 (64-bit), No exp. slots, NY Monitor Link, 12.1" (1280x800) display with capacitive touchscreen, build-in type
NYP27-50476-12WC1002 | 3404500 | 702069 | Industrial Panel PC with Intel® Core™ i7-7820EQ, 32 GB DRAM (non-ECC), 256 GB CFast iMLC, WIN 10 IoT 2019 (64-bit), No exp. slots, NY Monitor Link, 12.1" (1280x800) display with capacitive touchscreen, with custom logo - TEMPLATE
NYP27-50476-15WC1000 | 3442000 | 700298 | Industrial Panel PC with Intel® Core™ i7-7820EQ, 32 GB DRAM (non-ECC), 256 GB CFast iMLC, WIN 10 IoT 2019 (64-bit), No exp. slots, NY Monitor Link, 15.4" (1280x800) display with capacitive touchscreen, build-in type
NYP27-50476-15WC1002 | 3504200 | 702087 | Industrial Panel PC with Intel® Core™ i7-7820EQ, 32 GB DRAM (non-ECC), 256 GB CFast iMLC, WIN 10 IoT 2019 (64-bit), No exp. slots, NY Monitor Link, 15.4" (1280x800) display with capacitive touchscreen, with custom logo - TEMPLATE
NYP27-50476-19WC1000 | 3730400 | 700336 | Industrial Panel PC with Intel® Core™ i7-7820EQ, 32 GB DRAM (non-ECC), 256 GB CFast iMLC, WIN 10 IoT 2019 (64-bit), No exp. slots, NY Monitor Link, 18.5" (1920x1080) display with capacitive touchscreen, build-in type
NYP27-50476-19WC1002 | 3795100 | 702105 | Industrial Panel PC with Intel® Core™ i7-7820EQ, 32 GB DRAM (non-ECC), 256 GB CFast iMLC, WIN 10 IoT 2019 (64-bit), No exp. slots, NY Monitor Link, 18.5" (1920x1080) display with capacitive touchscreen, with custom logo - TEMPLATE
NYP27-50476-19WC1100 | 3839900 | 700309 | Industrial Panel PC with Intel® Core™ i7-7820EQ, 32 GB DRAM (non-ECC), 256 GB CFast iMLC, WIN 10 IoT 2019 (64-bit), No exp. slots, NY Monitor Link, 18.5" (1920x1080) display with capacitive touchscreen, build-in type, Ni plating
NYP27-50476-19WC1102 | 3905100 | 702051 | Industrial Panel PC with Intel® Core™ i7-7820EQ, 32 GB DRAM (non-ECC), 256 GB CFast iMLC, WIN 10 IoT 2019 (64-bit), No exp. slots, NY Monitor Link, 18.5" (1920x1080) display with capacitive touchscreen, Ni plating, with custom logo - TEMPLATE
NYP2A-10000-12WC1000 | 1370600 | 688974 | Industrial Panel PC with Intel® Atom™ E3940, 2 GB DRAM (non-ECC), No Storage, No OS, No exp. slots, No I/F option, 12.1" (1280x800) display with capacitive touchscreen, build-in type
NYP2A-10000-12WC1002 | 1416400 | 688992 | Industrial Panel PC with Intel® Atom™ E3940, 2 GB DRAM (non-ECC), No Storage, No OS, No exp. slots, No I/F option, 12.1" (1280x800) display with capacitive touchscreen, build-in type, with custom logo - TEMPLATE
NYP2A-10000-15WC1000 | 1449200 | 688983 | Industrial Panel PC with Intel® Atom™ E3940, 2 GB DRAM (non-ECC), No Storage, No OS, No exp. slots, No I/F option, 15.4" (1280x800) display with capacitive touchscreen, build-in type
NYP2A-10000-15WC1002 | 1493800 | 689001 | Industrial Panel PC with Intel® Atom™ E3940, 2 GB DRAM (non-ECC), No Storage, No OS, No exp. slots, No I/F option, 15.4" (1280x800) display with capacitive touchscreen, build-in type, with custom logo - TEMPLATE
NYP2A-10000-19WC1000 | 1698900 | 689010 | Industrial Panel PC with Intel® Atom™ E3940, 2 GB DRAM (non-ECC), No Storage, No OS, No exp. slots, No I/F option, 18.5" (1920x1080) display with capacitive touchscreen, build-in type
NYP2A-10000-19WC1002 | 1744000 | 689019 | Industrial Panel PC with Intel® Atom™ E3940, 2 GB DRAM (non-ECC), No Storage, No OS, No exp. slots, No I/F option, 18.5" (1920x1080) display with capacitive touchscreen, build-in type, with custom logo - TEMPLATE
NYP2A-10000-19WC1100 | 1944500 | 695340 | Industrial Panel PC with Intel® Atom™ E3940, 2 GB DRAM (non-ECC), No Storage, No OS, No exp. slots, No I/F option, 18.5" (1920x1080) display with capacitive touchscreen, build-in type, Ni plating
NYP2A-10000-19WC1102 | 1996700 | 695331 | Industrial Panel PC with Intel® Atom™ E3940, 2 GB DRAM (non-ECC), No Storage, No OS, No exp. slots, No I/F option, 18.5" (1920x1080) display with capacitive touchscreen, build-in type, Ni plating, with custom logo - TEMPLATE
NYP2A-20000-12WC1000 | 1383900 | 688975 | Industrial Panel PC with Intel® Atom™ E3940, 4 GB DRAM (non-ECC), No Storage, No OS, No exp. slots, No I/F option, 12.1" (1280x800) display with capacitive touchscreen, build-in type
NYP2A-20000-12WC1002 | 1429800 | 688993 | Industrial Panel PC with Intel® Atom™ E3940, 4 GB DRAM (non-ECC), No Storage, No OS, No exp. slots, No I/F option, 12.1" (1280x800) display with capacitive touchscreen, build-in type, with custom logo - TEMPLATE
NYP2A-20000-15WC1000 | 1461700 | 688984 | Industrial Panel PC with Intel® Atom™ E3940, 4 GB DRAM (non-ECC), No Storage, No OS, No exp. slots, No I/F option, 15.4" (1280x800) display with capacitive touchscreen, build-in type
NYP2A-20000-15WC1002 | 1506600 | 689002 | Industrial Panel PC with Intel® Atom™ E3940, 4 GB DRAM (non-ECC), No Storage, No OS, No exp. slots, No I/F option, 15.4" (1280x800) display with capacitive touchscreen, build-in type, with custom logo - TEMPLATE
NYP2A-20000-19WC1000 | 1711900 | 689011 | Industrial Panel PC with Intel® Atom™ E3940, 4 GB DRAM (non-ECC), No Storage, No OS, No exp. slots, No I/F option, 18.5" (1920x1080) display with capacitive touchscreen, build-in type
NYP2A-20000-19WC1002 | 1756800 | 689020 | Industrial Panel PC with Intel® Atom™ E3940, 4 GB DRAM (non-ECC), No Storage, No OS, No exp. slots, No I/F option, 18.5" (1920x1080) display with capacitive touchscreen, build-in type, with custom logo - TEMPLATE
NYP2A-20000-19WC1100 | 1965300 | 695339 | Industrial Panel PC with Intel® Atom™ E3940, 4 GB DRAM (non-ECC), No Storage, No OS, No exp. slots, No I/F option, 18.5" (1920x1080) display with capacitive touchscreen, build-in type, Ni plating
NYP2A-20000-19WC1102 | 2015900 | 695330 | Industrial Panel PC with Intel® Atom™ E3940, 4 GB DRAM (non-ECC), No Storage, No OS, No exp. slots, No I/F option, 18.5" (1920x1080) display with capacitive touchscreen, build-in type, Ni plating, with custom logo - TEMPLATE
NYP2A-20450-12WC1000 | 1517000 | 688976 | Industrial Panel PC with Intel® Atom™ E3940, 4 GB DRAM (non-ECC), 64 GB CFast iMLC, WIN 10 IoT 2019 (64-bit), No exp. slots, No I/F option, 12.1" (1280x800) display with capacitive touchscreen, build-in type
NYP2A-20450-12WC1002 | 1562800 | 688994 | Industrial Panel PC with Intel® Atom™ E3940, 4 GB DRAM (non-ECC), 64 GB CFast iMLC, WIN 10 IoT 2019 (64-bit), No exp. slots, No I/F option, 12.1" (1280x800) display with capacitive touchscreen, build-in type, with custom logo - TEMPLATE
NYP2A-20450-15WC1000 | 1592000 | 688985 | Industrial Panel PC with Intel® Atom™ E3940, 4 GB DRAM (non-ECC), 64 GB CFast iMLC, WIN 10 IoT 2019 (64-bit), No exp. slots, No I/F option, 15.4" (1280x800) display with capacitive touchscreen, build-in type
NYP2A-20450-15WC1002 | 1636900 | 689003 | Industrial Panel PC with Intel® Atom™ E3940, 4 GB DRAM (non-ECC), 64 GB CFast iMLC, WIN 10 IoT 2019 (64-bit), No exp. slots, No I/F option, 15.4" (1280x800) display with capacitive touchscreen, build-in type, with custom logo - TEMPLATE
NYP2A-20450-19WC1000 | 1842100 | 689013 | Industrial Panel PC with Intel® Atom™ E3940, 4 GB DRAM (non-ECC), 64 GB CFast iMLC, WIN 10 IoT 2019 (64-bit), No exp. slots, No I/F option, 18.5" (1920x1080) display with capacitive touchscreen, build-in type
NYP2A-20450-19WC1002 | 1886800 | 689022 | Industrial Panel PC with Intel® Atom™ E3940, 4 GB DRAM (non-ECC), 64 GB CFast iMLC, WIN 10 IoT 2019 (64-bit), No exp. slots, No I/F option, 18.5" (1920x1080) display with capacitive touchscreen, build-in type, with custom logo - TEMPLATE
NYP2A-20450-19WC1100 | 2106400 | 695337 | Industrial Panel PC with Intel® Atom™ E3940, 4 GB DRAM (non-ECC), 64 GB CFast iMLC, WIN 10 IoT 2019 (64-bit), No exp. slots, No I/F option, 18.5" (1920x1080) display with capacitive touchscreen, build-in type, Ni plating
NYP2A-20450-19WC1102 | 2157400 | 695328 | Industrial Panel PC with Intel® Atom™ E3940, 4 GB DRAM (non-ECC), 64 GB CFast iMLC, WIN 10 IoT 2019 (64-bit), No exp. slots, No I/F option, 18.5" (1920x1080) display with capacitive touchscreen, build-in type, Ni plating, with custom logo - TEMPLATE
NYP2A-20460-12WC1000 | 1567600 | 688977 | Industrial Panel PC with Intel® Atom™ E3940, 4 GB DRAM (non-ECC), 128 GB CFast iMLC, WIN 10 IoT 2019 (64-bit), No exp. slots, No I/F option, 12.1" (1280x800) display with capacitive touchscreen, build-in type
NYP2A-20460-12WC1002 | 1613400 | 688995 | Industrial Panel PC with Intel® Atom™ E3940, 4 GB DRAM (non-ECC), 128 GB CFast iMLC, WIN 10 IoT 2019 (64-bit), No exp. slots, No I/F option, 12.1" (1280x800) display with capacitive touchscreen, build-in type, with custom logo - TEMPLATE
NYP2A-20460-15WC1000 | 1642000 | 688986 | Industrial Panel PC with Intel® Atom™ E3940, 4 GB DRAM (non-ECC), 128 GB CFast iMLC, WIN 10 IoT 2019 (64-bit), No exp. slots, No I/F option, 15.4" (1280x800) display with capacitive touchscreen, build-in type
NYP2A-20460-15WC1002 | 1686800 | 689004 | Industrial Panel PC with Intel® Atom™ E3940, 4 GB DRAM (non-ECC), 128 GB CFast iMLC, WIN 10 IoT 2019 (64-bit), No exp. slots, No I/F option, 15.4" (1280x800) display with capacitive touchscreen, build-in type, with custom logo - TEMPLATE
NYP2A-20460-19WC1000 | 1891800 | 689015 | Industrial Panel PC with Intel® Atom™ E3940, 4 GB DRAM (non-ECC), 128 GB CFast iMLC, WIN 10 IoT 2019 (64-bit), No exp. slots, No I/F option, 18.5" (1920x1080) display with capacitive touchscreen, build-in type
NYP2A-20460-19WC1002 | 1936600 | 689024 | Industrial Panel PC with Intel® Atom™ E3940, 4 GB DRAM (non-ECC), 128 GB CFast iMLC, WIN 10 IoT 2019 (64-bit), No exp. slots, No I/F option, 18.5" (1920x1080) display with capacitive touchscreen, build-in type, with custom logo - TEMPLATE
NYP2A-20460-19WC1100 | 2159600 | 695335 | Industrial Panel PC with Intel® Atom™ E3940, 4 GB DRAM (non-ECC), 128 GB CFast iMLC, WIN 10 IoT 2019 (64-bit), No exp. slots, No I/F option, 18.5" (1920x1080) display with capacitive touchscreen, build-in type, Ni plating
NYP2A-20460-19WC1102 | 2211900 | 695326 | Industrial Panel PC with Intel® Atom™ E3940, 4 GB DRAM (non-ECC), 128 GB CFast iMLC, WIN 10 IoT 2019 (64-bit), No exp. slots, No I/F option, 18.5" (1920x1080) display with capacitive touchscreen, build-in type, Ni plating, with custom logo - TEMPLATE
NYP2A-20470-12WC1000 | 1675800 | 688978 | Industrial Panel PC with Intel® Atom™ E3940, 4 GB DRAM (non-ECC), 256 GB CFast iMLC, WIN 10 IoT 2019 (64-bit), No exp. slots, No I/F option, 12.1" (1280x800) display with capacitive touchscreen, build-in type
NYP2A-20470-12WC1002 | 1721700 | 688996 | Industrial Panel PC with Intel® Atom™ E3940, 4 GB DRAM (non-ECC), 256 GB CFast iMLC, WIN 10 IoT 2019 (64-bit), No exp. slots, No I/F option, 12.1" (1280x800) display with capacitive touchscreen, build-in type, with custom logo - TEMPLATE
NYP2A-20470-15WC1000 | 1748000 | 688987 | Industrial Panel PC with Intel® Atom™ E3940, 4 GB DRAM (non-ECC), 256 GB CFast iMLC, WIN 10 IoT 2019 (64-bit), No exp. slots, No I/F option, 15.4" (1280x800) display with capacitive touchscreen, build-in type
NYP2A-20470-15WC1002 | 1792800 | 689005 | Industrial Panel PC with Intel® Atom™ E3940, 4 GB DRAM (non-ECC), 256 GB CFast iMLC, WIN 10 IoT 2019 (64-bit), No exp. slots, No I/F option, 15.4" (1280x800) display with capacitive touchscreen, build-in type, with custom logo - TEMPLATE
NYP2A-20470-19WC1000 | 1998000 | 689017 | Industrial Panel PC with Intel® Atom™ E3940, 4 GB DRAM (non-ECC), 256 GB CFast iMLC, WIN 10 IoT 2019 (64-bit), No exp. slots, No I/F option, 18.5" (1920x1080) display with capacitive touchscreen, build-in type
NYP2A-20470-19WC1002 | 2042900 | 689026 | Industrial Panel PC with Intel® Atom™ E3940, 4 GB DRAM (non-ECC), 256 GB CFast iMLC, WIN 10 IoT 2019 (64-bit), No exp. slots, No I/F option, 18.5" (1920x1080) display with capacitive touchscreen, build-in type, with custom logo - TEMPLATE
NYP2A-20470-19WC1100 | 2275200 | 695333 | Industrial Panel PC with Intel® Atom™ E3940, 4 GB DRAM (non-ECC), 256 GB CFast iMLC, WIN 10 IoT 2019 (64-bit), No exp. slots, No I/F option, 18.5" (1920x1080) display with capacitive touchscreen, build-in type, Ni plating
NYP2A-20470-19WC1102 | 2325900 | 695324 | Industrial Panel PC with Intel® Atom™ E3940, 4 GB DRAM (non-ECC), 256 GB CFast iMLC, WIN 10 IoT 2019 (64-bit), No exp. slots, No I/F option, 18.5" (1920x1080) display with capacitive touchscreen, build-in type, Ni plating, with custom logo - TEMPLATE
NYP2A-20F50-12WC1000 | 1601900 | 698796 | Industrial Panel PC with Intel® Atom™ E3940, 4 GB DRAM (non-ECC), 64 GB CFast iMLC, WIN 10 IoT 2019 (64-bit) + FH Vision SW, No exp. slots, No I/F option, 12.1" (1280x800) display with capacitive touchscreen, build-in type
NYP2A-20F50-12WC1002 | 1609000 | 698795 | Industrial Panel PC with Intel® Atom™ E3940, 4 GB DRAM (non-ECC), 64 GB CFast iMLC, WIN 10 IoT 2019 (64-bit) + FH Vision SW, No exp. slots, No I/F option, 12.1" (1280x800) display with capacitive touchscreen, build-in type, with custom logo - TEMPLATE
NYP2A-20F50-15WC1000 | 1697000 | 698794 | Industrial Panel PC with Intel® Atom™ E3940, 4 GB DRAM (non-ECC), 64 GB CFast iMLC, WIN 10 IoT 2019 (64-bit) + FH Vision SW, No exp. slots, No I/F option, 15.4" (1280x800) display with capacitive touchscreen, build-in type
NYP2A-20F50-15WC1002 | 1704200 | 698793 | Industrial Panel PC with Intel® Atom™ E3940, 4 GB DRAM (non-ECC), 64 GB CFast iMLC, WIN 10 IoT 2019 (64-bit) + FH Vision SW, No exp. slots, No I/F option, 15.4" (1280x800) display with capacitive touchscreen, build-in type, with custom logo - TEMPLATE
NYP2A-20F50-19WC1000 | 1928000 | 698792 | Industrial Panel PC with Intel® Atom™ E3940, 4 GB DRAM (non-ECC), 64 GB CFast iMLC, WIN 10 IoT 2019 (64-bit) + FH Vision SW, No exp. slots, No I/F option, 18.5" (1920x1080) display with capacitive touchscreen, build-in type
NYP2A-20F50-19WC1002 | 1935100 | 698791 | Industrial Panel PC with Intel® Atom™ E3940, 4 GB DRAM (non-ECC), 64 GB CFast iMLC, WIN 10 IoT 2019 (64-bit) + FH Vision SW, No exp. slots, No I/F option, 18.5" (1920x1080) display with capacitive touchscreen, build-in type, with custom logo - TEMPLATE
NYP2A-30000-12WC1000 | 1415200 | 688979 | Industrial Panel PC with Intel® Atom™ E3940, 8 GB DRAM (non-ECC), No Storage, No OS, No exp. slots, No I/F option, 12.1" (1280x800) display with capacitive touchscreen, build-in type
NYP2A-30000-12WC1002 | 1460800 | 688997 | Industrial Panel PC with Intel® Atom™ E3940, 8 GB DRAM (non-ECC), No Storage, No OS, No exp. slots, No I/F option, 12.1" (1280x800) display with capacitive touchscreen, build-in type, with custom logo - TEMPLATE
NYP2A-30000-15WC1000 | 1492400 | 688988 | Industrial Panel PC with Intel® Atom™ E3940, 8 GB DRAM (non-ECC), No Storage, No OS, No exp. slots, No I/F option, 15.4" (1280x800) display with capacitive touchscreen, build-in type
NYP2A-30000-15WC1002 | 1537400 | 689006 | Industrial Panel PC with Intel® Atom™ E3940, 8 GB DRAM (non-ECC), No Storage, No OS, No exp. slots, No I/F option, 15.4" (1280x800) display with capacitive touchscreen, build-in type, with custom logo - TEMPLATE
NYP2A-30000-19WC1000 | 1742200 | 689012 | Industrial Panel PC with Intel® Atom™ E3940, 8 GB DRAM (non-ECC), No Storage, No OS, No exp. slots, No I/F option, 18.5" (1920x1080) display with capacitive touchscreen, build-in type
NYP2A-30000-19WC1002 | 1787000 | 689021 | Industrial Panel PC with Intel® Atom™ E3940, 8 GB DRAM (non-ECC), No Storage, No OS, No exp. slots, No I/F option, 18.5" (1920x1080) display with capacitive touchscreen, build-in type, with custom logo - TEMPLATE
NYP2A-30000-19WC1100 | 2010200 | 695338 | Industrial Panel PC with Intel® Atom™ E3940, 8 GB DRAM (non-ECC), No Storage, No OS, No exp. slots, No I/F option, 18.5" (1920x1080) display with capacitive touchscreen, build-in type, Ni plating
NYP2A-30000-19WC1102 | 2062600 | 695329 | Industrial Panel PC with Intel® Atom™ E3940, 8 GB DRAM (non-ECC), No Storage, No OS, No exp. slots, No I/F option, 18.5" (1920x1080) display with capacitive touchscreen, build-in type, Ni plating, with custom logo - TEMPLATE
NYP2A-30450-12WC1000 | 1547800 | 688980 | Industrial Panel PC with Intel® Atom™ E3940, 8 GB DRAM (non-ECC), 64 GB CFast iMLC, WIN 10 IoT 2019 (64-bit), No exp. slots, No I/F option, 12.1" (1280x800) display with capacitive touchscreen, build-in type
NYP2A-30450-12WC1002 | 1593800 | 688998 | Industrial Panel PC with Intel® Atom™ E3940, 8 GB DRAM (non-ECC), 64 GB CFast iMLC, WIN 10 IoT 2019 (64-bit), No exp. slots, No I/F option, 12.1" (1280x800) display with capacitive touchscreen, build-in type, with custom logo - TEMPLATE
NYP2A-30450-15WC1000 | 1622300 | 688989 | Industrial Panel PC with Intel® Atom™ E3940, 8 GB DRAM (non-ECC), 64 GB CFast iMLC, WIN 10 IoT 2019 (64-bit), No exp. slots, No I/F option, 15.4" (1280x800) display with capacitive touchscreen, build-in type
NYP2A-30450-15WC1002 | 1667300 | 689007 | Industrial Panel PC with Intel® Atom™ E3940, 8 GB DRAM (non-ECC), 64 GB CFast iMLC, WIN 10 IoT 2019 (64-bit), No exp. slots, No I/F option, 15.4" (1280x800) display with capacitive touchscreen, build-in type, with custom logo - TEMPLATE
NYP2A-30450-19WC1000 | 1872600 | 689014 | Industrial Panel PC with Intel® Atom™ E3940, 8 GB DRAM (non-ECC), 64 GB CFast iMLC, WIN 10 IoT 2019 (64-bit), No exp. slots, No I/F option, 18.5" (1920x1080) display with capacitive touchscreen, build-in type
NYP2A-30450-19WC1002 | 1917400 | 689023 | Industrial Panel PC with Intel® Atom™ E3940, 8 GB DRAM (non-ECC), 64 GB CFast iMLC, WIN 10 IoT 2019 (64-bit), No exp. slots, No I/F option, 18.5" (1920x1080) display with capacitive touchscreen, build-in type, with custom logo - TEMPLATE
NYP2A-30450-19WC1100 | 2151700 | 695336 | Industrial Panel PC with Intel® Atom™ E3940, 8 GB DRAM (non-ECC), 64 GB CFast iMLC, WIN 10 IoT 2019 (64-bit), No exp. slots, No I/F option, 18.5" (1920x1080) display with capacitive touchscreen, build-in type, Ni plating
NYP2A-30450-19WC1102 | 2202400 | 695327 | Industrial Panel PC with Intel® Atom™ E3940, 8 GB DRAM (non-ECC), 64 GB CFast iMLC, WIN 10 IoT 2019 (64-bit), No exp. slots, No I/F option, 18.5" (1920x1080) display with capacitive touchscreen, build-in type, Ni plating, with custom logo - TEMPLATE
NYP2A-30460-12WC1000 | 1598600 | 688981 | Industrial Panel PC with Intel® Atom™ E3940, 8 GB DRAM (non-ECC), 128 GB CFast iMLC, WIN 10 IoT 2019 (64-bit), No exp. slots, No I/F option, 12.1" (1280x800) display with capacitive touchscreen, build-in type
NYP2A-30460-12WC1002 | 1644500 | 688999 | Industrial Panel PC with Intel® Atom™ E3940, 8 GB DRAM (non-ECC), 128 GB CFast iMLC, WIN 10 IoT 2019 (64-bit), No exp. slots, No I/F option, 12.1" (1280x800) display with capacitive touchscreen, build-in type, with custom logo - TEMPLATE
NYP2A-30460-15WC1000 | 1672200 | 688990 | Industrial Panel PC with Intel® Atom™ E3940, 8 GB DRAM (non-ECC), 128 GB CFast iMLC, WIN 10 IoT 2019 (64-bit), No exp. slots, No I/F option, 15.4" (1280x800) display with capacitive touchscreen, build-in type
NYP2A-30460-15WC1002 | 1717000 | 689008 | Industrial Panel PC with Intel® Atom™ E3940, 8 GB DRAM (non-ECC), 128 GB CFast iMLC, WIN 10 IoT 2019 (64-bit), No exp. slots, No I/F option, 15.4" (1280x800) display with capacitive touchscreen, build-in type, with custom logo - TEMPLATE
NYP2A-30460-19WC1000 | 1922200 | 689016 | Industrial Panel PC with Intel® Atom™ E3940, 8 GB DRAM (non-ECC), 128 GB CFast iMLC, WIN 10 IoT 2019 (64-bit), No exp. slots, No I/F option, 18.5" (1920x1080) display with capacitive touchscreen, build-in type
NYP2A-30460-19WC1002 | 1967000 | 689025 | Industrial Panel PC with Intel® Atom™ E3940, 8 GB DRAM (non-ECC), 128 GB CFast iMLC, WIN 10 IoT 2019 (64-bit), No exp. slots, No I/F option, 18.5" (1920x1080) display with capacitive touchscreen, build-in type, with custom logo - TEMPLATE
NYP2A-30460-19WC1100 | 2206200 | 695334 | Industrial Panel PC with Intel® Atom™ E3940, 8 GB DRAM (non-ECC), 128 GB CFast iMLC, WIN 10 IoT 2019 (64-bit), No exp. slots, No I/F option, 18.5" (1920x1080) display with capacitive touchscreen, build-in type, Ni plating
NYP2A-30460-19WC1102 | 2256800 | 695325 | Industrial Panel PC with Intel® Atom™ E3940, 8 GB DRAM (non-ECC), 128 GB CFast iMLC, WIN 10 IoT 2019 (64-bit), No exp. slots, No I/F option, 18.5" (1920x1080) display with capacitive touchscreen, build-in type, Ni plating, with custom logo - TEMPLATE
NYP2A-30470-12WC1000 | 1707100 | 688982 | Industrial Panel PC with Intel® Atom™ E3940, 8 GB DRAM (non-ECC), 256 GB CFast iMLC, WIN 10 IoT 2019 (64-bit), No exp. slots, No I/F option, 12.1" (1280x800) display with capacitive touchscreen, build-in type
NYP2A-30470-12WC1002 | 1752700 | 689000 | Industrial Panel PC with Intel® Atom™ E3940, 8 GB DRAM (non-ECC), 256 GB CFast iMLC, WIN 10 IoT 2019 (64-bit), No exp. slots, No I/F option, 12.1" (1280x800) display with capacitive touchscreen, build-in type, with custom logo - TEMPLATE
NYP2A-30470-15WC1000 | 1778500 | 688991 | Industrial Panel PC with Intel® Atom™ E3940, 8 GB DRAM (non-ECC), 256 GB CFast iMLC, WIN 10 IoT 2019 (64-bit), No exp. slots, No I/F option, 15.4" (1280x800) display with capacitive touchscreen, build-in type
NYP2A-30470-15WC1002 | 1823300 | 689009 | Industrial Panel PC with Intel® Atom™ E3940, 8 GB DRAM (non-ECC), 256 GB CFast iMLC, WIN 10 IoT 2019 (64-bit), No exp. slots, No I/F option, 15.4" (1280x800) display with capacitive touchscreen, build-in type, with custom logo - TEMPLATE
NYP2A-30470-19WC1000 | 2028400 | 689018 | Industrial Panel PC with Intel® Atom™ E3940, 8 GB DRAM (non-ECC), 256 GB CFast iMLC, WIN 10 IoT 2019 (64-bit), No exp. slots, No I/F option, 18.5" (1920x1080) display with capacitive touchscreen, build-in type
NYP2A-30470-19WC1002 | 2073200 | 688955 | Industrial Panel PC with Intel® Atom™ E3940, 8 GB DRAM (non-ECC), 256 GB CFast iMLC, WIN 10 IoT 2019 (64-bit), No exp. slots, No I/F option, 18.5" (1920x1080) display with capacitive touchscreen, build-in type, with custom logo - TEMPLATE
NYP2A-30470-19WC1100 | 2320300 | 695332 | Industrial Panel PC with Intel® Atom™ E3940, 8 GB DRAM (non-ECC), 256 GB CFast iMLC, WIN 10 IoT 2019 (64-bit), No exp. slots, No I/F option, 18.5" (1920x1080) display with capacitive touchscreen, build-in type, Ni plating
NYP2A-30470-19WC1102 | 2370800 | 695323 | Industrial Panel PC with Intel® Atom™ E3940, 8 GB DRAM (non-ECC), 256 GB CFast iMLC, WIN 10 IoT 2019 (64-bit), No exp. slots, No I/F option, 18.5" (1920x1080) display with capacitive touchscreen, build-in type, Ni plating, with custom logo - TEMPLATE
NYP2C-20000-12WC1000 | 1545800 | 683648 | Industrial Panel PC with Intel® Celeron® 3965U, 4 GB DDR4 RAM (non-ECC), No storage, No OS, no PCIe slot, no option port, 12.1" display with capacitive touchscreen
NYP2C-20000-12WC1002 | 1591600 | 687160 | Industrial Panel PC with Intel® Celeron® 3965U, 4 GB DRAM (non-ECC), No Storage, No OS, No expansion slots, No I/F option, 12.1" (1280x800) display with capacitive touchscreen, build-in type, with custom logo - TEMPLATE
NYP2C-20000-15WC1000 | 1666200 | 683649 | Industrial Panel PC with Intel® Celeron® 3965U, 4 GB DDR4 RAM (non-ECC), No storage, No OS, no PCIe slot, no option port, 15.4" display with capacitive touchscreen
NYP2C-20000-15WC1002 | 1711000 | 687145 | Industrial Panel PC with Intel® Celeron® 3965U, 4 GB DRAM (non-ECC), No Storage, No OS, No expansion slots, No I/F option, 15.4" (1280x800) display with capacitive touchscreen, build-in type, with custom logo - TEMPLATE
NYP2C-20000-19WC1000 | 1897600 | 688862 | Industrial Panel PC with Intel® Celeron® 3965U, 4 GB DRAM (non-ECC), No Storage, No OS, No exp. slots, No I/F option, 18.5" (1920x1080) display with capacitive touchscreen, build-in type
NYP2C-20000-19WC1002 | 1942600 | 688878 | Industrial Panel PC with Intel® Celeron® 3965U, 4 GB DRAM (non-ECC), No Storage, No OS, No exp. slots, No I/F option, 18.5" (1920x1080) display with capacitive touchscreen, build-in type, with custom logo - TEMPLATE
NYP2C-20350-12WC1000 | 1745600 | 683652 | Industrial Panel PC with Intel® Celeron® 3965U, 4 GB DDR4 RAM (non-ECC), 64 GB CFast iMLC, WIN 10 IoT Ent. (64-bit), no PCIe slot, no option port, 12.1" display with capacitive touchscreen
NYP2C-20350-12WC1002 | 1791200 | 687159 | Industrial Panel PC with Intel® Celeron® 3965U, 4 GB DRAM (non-ECC), 64 GB CFast iMLC, WIN 10 IoT Ent. (64-bit), No expansion slots, No I/F option, 12.1" (1280x800) display with capacitive touchscreen, build-in type, with custom logo - TEMPLATE
NYP2C-20350-15WC1000 | 1861700 | 683650 | Industrial Panel PC with Intel® Celeron® 3965U, 4 GB DDR4 RAM (non-ECC), 64 GB CFast iMLC, WIN 10 IoT Ent. (64-bit), no PCIe slot, no option port, 15.4" display with capacitive touchscreen
NYP2C-20350-15WC1002 | 1906600 | 687144 | Industrial Panel PC with Intel® Celeron® 3965U, 4 GB DRAM (non-ECC), 64 GB CFast iMLC, WIN 10 IoT Ent. (64-bit), No expansion slots, No I/F option, 15.4" (1280x800) display with capacitive touchscreen, build-in type, with custom logo - TEMPLATE
NYP2C-20350-19WC1000 | 2098600 | 688864 | Industrial Panel PC with Intel® Celeron® 3965U, 4 GB DRAM (non-ECC), 64 GB CFast iMLC, WIN 10 IoT Ent. (64-bit), No exp. slots, No I/F option, 18.5" (1920x1080) display with capacitive touchscreen, build-in type
NYP2C-20350-19WC1002 | 2143400 | 688880 | Industrial Panel PC with Intel® Celeron® 3965U, 4 GB DRAM (non-ECC), 64 GB CFast iMLC, WIN 10 IoT Ent. (64-bit), No exp. slots, No I/F option, 18.5" (1920x1080) display with capacitive touchscreen, build-in type, with custom logo - TEMPLATE
NYP2C-20356-12WC1000 | 1950700 | 687431 | Industrial Panel PC with Intel® Celeron® 3965U, 4 GB DRAM (non-ECC), 64 GB CFast iMLC, WIN 10 IoT Ent. (64-bit), No expansion slots, NY Monitor Link, 12.1" (1280x800) display with capacitive touchscreen, build-in type
NYP2C-20356-12WC1002 | 1996500 | 687430 | Industrial Panel PC with Intel® Celeron® 3965U, 4 GB DRAM (non-ECC), 64 GB CFast iMLC, WIN 10 IoT Ent. (64-bit), No expansion slots, NY Monitor Link, 12.1" (1280x800) display with capacitive touchscreen, build-in type, with custom logo - TEMPLATE
NYP2C-20360-12WC1000 | 1807600 | 683653 | Industrial Panel PC with Intel® Celeron® 3965U, 4 GB DDR4 RAM (non-ECC), 128 GB CFast iMLC, WIN 10 IoT Ent. (64-bit), no PCIe slot, no option port, 12.1" display with capacitive touchscreen
NYP2C-20360-12WC1002 | 1853500 | 687158 | Industrial Panel PC with Intel® Celeron® 3965U, 4 GB DRAM (non-ECC), 128 GB CFast iMLC, WIN 10 IoT Ent. (64-bit), No expansion slots, No I/F option, 12.1" (1280x800) display with capacitive touchscreen, build-in type, with custom logo - TEMPLATE
NYP2C-20360-15WC1000 | 1821800 | 683613 | Industrial Panel PC with Intel® Celeron® 3965U, 4 GB DDR4 RAM (non-ECC), 128 GB CFast iMLC, WIN 10 IoT Ent. (64-bit), no PCIe slot, no option port, 15.4" display with capacitive touchscreen
NYP2C-20360-15WC1002 | 1904000 | 680459 | Industrial Panel PC with Intel® Celeron® 3965U, 4 GB DRAM (non-ECC), 128 GB CFast iMLC, Win 10 IoT Ent. (64-bit), no PCIe slot, no option port, 15.4" display with capacitive touchscreen, with custom logo - TEMPLATE
NYP2C-20360-19WC1000 | 2152000 | 688866 | Industrial Panel PC with Intel® Celeron® 3965U, 4 GB DRAM (non-ECC), 128 GB CFast iMLC, WIN 10 IoT Ent. (64-bit), No exp. slots, No I/F option, 18.5" (1920x1080) display with capacitive touchscreen, build-in type
NYP2C-20360-19WC1002 | 2196800 | 688882 | Industrial Panel PC with Intel® Celeron® 3965U, 4 GB DRAM (non-ECC), 128 GB CFast iMLC, WIN 10 IoT Ent. (64-bit), No exp. slots, No I/F option, 18.5" (1920x1080) display with capacitive touchscreen, build-in type, with custom logo - TEMPLATE
NYP2C-20370-12WC1000 | 1937900 | 683654 | Industrial Panel PC with Intel® Celeron® 3965U, 4 GB DDR4 RAM (non-ECC), 256 GB CFast iMLC, WIN 10 IoT Ent. (64-bit), no PCIe slot, no option port, 12.1" display with capacitive touchscreen
NYP2C-20370-12WC1002 | 1983700 | 687157 | Industrial Panel PC with Intel® Celeron® 3965U, 4 GB DRAM (non-ECC), 256 GB CFast iMLC, WIN 10 IoT Ent. (64-bit), No expansion slots, No I/F option, 12.1" (1280x800) display with capacitive touchscreen, build-in type, with custom logo - TEMPLATE
NYP2C-20370-15WC1000 | 2050400 | 683651 | Industrial Panel PC with Intel® Celeron® 3965U, 4 GB DDR4 RAM (non-ECC), 256 GB CFast iMLC, WIN 10 IoT Ent. (64-bit), no PCIe slot, no option port, 15.4" display with capacitive touchscreen
NYP2C-20370-15WC1002 | 2095100 | 687143 | Industrial Panel PC with Intel® Celeron® 3965U, 4 GB DRAM (non-ECC), 256 GB CFast iMLC, WIN 10 IoT Ent. (64-bit), No expansion slots, No I/F option, 15.4" (1280x800) display with capacitive touchscreen, build-in type, with custom logo - TEMPLATE
NYP2C-20370-19WC1000 | 2265700 | 688868 | Industrial Panel PC with Intel® Celeron® 3965U, 4 GB DRAM (non-ECC), 256 GB CFast iMLC, WIN 10 IoT Ent. (64-bit), No exp. slots, No I/F option, 18.5" (1920x1080) display with capacitive touchscreen, build-in type
NYP2C-20370-19WC1002 | 2310600 | 688884 | Industrial Panel PC with Intel® Celeron® 3965U, 4 GB DRAM (non-ECC), 256 GB CFast iMLC, WIN 10 IoT Ent. (64-bit), No exp. slots, No I/F option, 18.5" (1920x1080) display with capacitive touchscreen, build-in type, with custom logo - TEMPLATE
NYP2C-20450-12WC1000 | 1713800 | 707924 | Industrial Panel PC with Intel® Celeron® 3965U, 4 GB DRAM (non-ECC), 64 GB CFast iMLC, WIN 10 IoT 2019 (64-bit), No exp. slots, No I/F option, 12.1" (1280x800) display with capacitive touchscreen, build-in type
NYP2C-20450-12WC1002 | 1598500 | 707936 | Industrial Panel PC with Intel® Celeron® 3965U, 4 GB DRAM (non-ECC), 64 GB CFast iMLC, WIN 10 IoT 2019 (64-bit), No exp. slots, No I/F option, 12.1" (1280x800) display with capacitive touchscreen, build-in type, with custom logo - TEMPLATE
NYP2C-20450-15WC1000 | 1844900 | 707925 | Industrial Panel PC with Intel® Celeron® 3965U, 4 GB DRAM (non-ECC), 64 GB CFast iMLC, WIN 10 IoT 2019 (64-bit), No exp. slots, No I/F option, 15.4" (1280x800) display with capacitive touchscreen, build-in type
NYP2C-20450-15WC1002 | 1718300 | 707937 | Industrial Panel PC with Intel® Celeron® 3965U, 4 GB DRAM (non-ECC), 64 GB CFast iMLC, WIN 10 IoT 2019 (64-bit), No exp. slots, No I/F option, 15.4" (1280x800) display with capacitive touchscreen, build-in type, with custom logo - TEMPLATE
NYP2C-20450-19WC1000 | 2127600 | 707926 | Industrial Panel PC with Intel® Celeron® 3965U, 4 GB DRAM (non-ECC), 64 GB CFast iMLC, WIN 10 IoT 2019 (64-bit), No exp. slots, No I/F option, 18.5" (1920x1080) display with capacitive touchscreen, build-in type
NYP2C-20450-19WC1002 | 1975100 | 707938 | Industrial Panel PC with Intel® Celeron® 3965U, 4 GB DRAM (non-ECC), 64 GB CFast iMLC, WIN 10 IoT 2019 (64-bit), No exp. slots, No I/F option, 18.5" (1920x1080) display with capacitive touchscreen, build-in type, with custom logo - TEMPLATE
NYP2C-20450-19WC1100 | 2279700 | 708217 | Industrial Panel PC with Intel® Celeron® 3965U, 4 GB DRAM (non-ECC), 64 GB CFast iMLC, WIN 10 IoT 2019 (64-bit), No exp. slots, No I/F option, 18.5" (1920x1080) display with capacitive touchscreen, build-in type, Ni plating
NYP2C-20450-19WC1102 | 2287100 | 708190 | Industrial Panel PC with Intel® Celeron® 3965U, 4 GB DRAM (non-ECC), 64 GB CFast iMLC, WIN 10 IoT 2019 (64-bit), No exp. slots, No I/F option, 18.5" (1920x1080) display with capacitive touchscreen, build-in type, Ni plating, with custom logo - TEMPLATE
NYP2C-20456-12WC1002 | 1845400 | 707939 | Industrial Panel PC with Intel® Celeron® 3965U, 4 GB DRAM (non-ECC), 64 GB CFast iMLC, WIN 10 IoT 2019 (64-bit), No exp. slots, NY Monitor Link, 12.1" (1280x800) display with capacitive touchscreen, build-in type, with custom logo - TEMPLATE
NYP2C-20460-12WC1000 | 1775100 | 707927 | Industrial Panel PC with Intel® Celeron® 3965U, 4 GB DRAM (non-ECC), 128 GB CFast iMLC, WIN 10 IoT 2019 (64-bit), No exp. slots, No I/F option, 12.1" (1280x800) display with capacitive touchscreen, build-in type
NYP2C-20460-12WC1002 | 1654800 | 707940 | Industrial Panel PC with Intel® Celeron® 3965U, 4 GB DRAM (non-ECC), 128 GB CFast iMLC, WIN 10 IoT 2019 (64-bit), No exp. slots, No I/F option, 12.1" (1280x800) display with capacitive touchscreen, build-in type, with custom logo - TEMPLATE
NYP2C-20460-15WC1000 | 1846200 | 707928 | Industrial Panel PC with Intel® Celeron® 3965U, 4 GB DRAM (non-ECC), 128 GB CFast iMLC, WIN 10 IoT 2019 (64-bit), No exp. slots, No I/F option, 15.4" (1280x800) display with capacitive touchscreen, build-in type
NYP2C-20460-15WC1002 | 1736400 | 707941 | Industrial Panel PC with Intel® Celeron® 3965U, 4 GB DRAM (non-ECC), 128 GB CFast iMLC, WIN 10 IoT 2019 (64-bit), No exp. slots, No I/F option, 15.4" (1280x800) display with capacitive touchscreen, build-in type, with custom logo - TEMPLATE
NYP2C-20460-19WC1000 | 2181000 | 707929 | Industrial Panel PC with Intel® Celeron® 3965U, 4 GB DRAM (non-ECC), 128 GB CFast iMLC, WIN 10 IoT 2019 (64-bit), No exp. slots, No I/F option, 18.5" (1920x1080) display with capacitive touchscreen, build-in type
NYP2C-20460-19WC1002 | 2023600 | 707942 | Industrial Panel PC with Intel® Celeron® 3965U, 4 GB DRAM (non-ECC), 128 GB CFast iMLC, WIN 10 IoT 2019 (64-bit), No exp. slots, No I/F option, 18.5" (1920x1080) display with capacitive touchscreen, build-in type, with custom logo - TEMPLATE
NYP2C-20460-19WC1100 | 2335000 | 708218 | Industrial Panel PC with Intel® Celeron® 3965U, 4 GB DRAM (non-ECC), 128 GB CFast iMLC, WIN 10 IoT 2019 (64-bit), No exp. slots, No I/F option, 18.5" (1920x1080) display with capacitive touchscreen, build-in type, Ni plating
NYP2C-20460-19WC1102 | 2342300 | 708189 | Industrial Panel PC with Intel® Celeron® 3965U, 4 GB DRAM (non-ECC), 128 GB CFast iMLC, WIN 10 IoT 2019 (64-bit), No exp. slots, No I/F option, 18.5" (1920x1080) display with capacitive touchscreen, build-in type, Ni plating, with custom logo - TEMPLATE
NYP2C-20470-12WC1000 | 1902500 | 707930 | Industrial Panel PC with Intel® Celeron® 3965U, 4 GB DRAM (non-ECC), 256 GB CFast iMLC, WIN 10 IoT 2019 (64-bit), No exp. slots, No I/F option, 12.1" (1280x800) display with capacitive touchscreen, build-in type
NYP2C-20470-12WC1002 | 1770000 | 707943 | Industrial Panel PC with Intel® Celeron® 3965U, 4 GB DRAM (non-ECC), 256 GB CFast iMLC, WIN 10 IoT 2019 (64-bit), No exp. slots, No I/F option, 12.1" (1280x800) display with capacitive touchscreen, build-in type, with custom logo - TEMPLATE
NYP2C-20470-15WC1000 | 2032800 | 707944 | Industrial Panel PC with Intel® Celeron® 3965U, 4 GB DRAM (non-ECC), 256 GB CFast iMLC, WIN 10 IoT 2019 (64-bit), No exp. slots, No I/F option, 15.4" (1280x800) display with capacitive touchscreen, build-in type
NYP2C-20470-15WC1002 | 1889000 | 707945 | Industrial Panel PC with Intel® Celeron® 3965U, 4 GB DRAM (non-ECC), 256 GB CFast iMLC, WIN 10 IoT 2019 (64-bit), No exp. slots, No I/F option, 15.4" (1280x800) display with capacitive touchscreen, build-in type, with custom logo - TEMPLATE
NYP2C-20470-19WC1000 | 2298200 | 707946 | Industrial Panel PC with Intel® Celeron® 3965U, 4 GB DRAM (non-ECC), 256 GB CFast iMLC, WIN 10 IoT 2019 (64-bit), No exp. slots, No I/F option, 18.5" (1920x1080) display with capacitive touchscreen, build-in type
NYP2C-20470-19WC1002 | 2128900 | 707947 | Industrial Panel PC with Intel® Celeron® 3965U, 4 GB DRAM (non-ECC), 256 GB CFast iMLC, WIN 10 IoT 2019 (64-bit), No exp. slots, No I/F option, 18.5" (1920x1080) display with capacitive touchscreen, build-in type, with custom logo - TEMPLATE
NYP2C-20470-19WC1100 | 2481500 | 708219 | Industrial Panel PC with Intel® Celeron® 3965U, 4 GB DRAM (non-ECC), 256 GB CFast iMLC, WIN 10 IoT 2019 (64-bit), No exp. slots, No I/F option, 18.5" (1920x1080) display with capacitive touchscreen, build-in type, Ni plating
NYP2C-20470-19WC1102 | 2488800 | 708191 | Industrial Panel PC with Intel® Celeron® 3965U, 4 GB DRAM (non-ECC), 256 GB CFast iMLC, WIN 10 IoT 2019 (64-bit), No exp. slots, No I/F option, 18.5" (1920x1080) display with capacitive touchscreen, build-in type, Ni plating, with custom logo - TEMPLATE
NYP2C-21001-12WC1000 | 2391100 | 683288 | Industrial Panel PC with Intel® Celeron® 3965U, 4 GB DDR4 RAM (non-ECC), No storage, No OS, PCIe slot, RS-232, 12.1" display with capacitive touchscreen
NYP2C-21001-12WC1002 | 2436900 | 687200 | Industrial Panel PC with Intel® Celeron® 3965U, 4 GB DRAM (non-ECC), No Storage, No OS, 1 PCIe + 2 drive slots, RS-232C, 12.1" (1280x800) display with capacitive touchscreen, build-in type, with custom logo - TEMPLATE
NYP2C-21001-15WC1000 | 2389800 | 683290 | Industrial Panel PC with Intel® Celeron® 3965U, 4 GB DDR4 RAM (non-ECC), No storage, No OS, PCIe slot, RS-232, 15.4" display with capacitive touchscreen
NYP2C-21001-15WC1002 | 2434700 | 687201 | Industrial Panel PC with Intel® Celeron® 3965U, 4 GB DRAM (non-ECC), No Storage, No OS, 1 PCIe + 2 drive slots, RS-232C, 15.4" (1280x800) display with capacitive touchscreen, build-in type, with custom logo - TEMPLATE
NYP2C-21002-12WC1000 | 2391100 | 683265 | Industrial Panel PC with Intel® Celeron® 3965U, 4 GB DDR4 RAM (non-ECC), No storage, No OS, PCIe slot, extra DVI-D, 12.1" display with capacitive touchscreen
NYP2C-21002-12WC1002 | 2436900 | 687202 | Industrial Panel PC with Intel® Celeron® 3965U, 4 GB DRAM (non-ECC), No Storage, No OS, 1 PCIe + 2 drive slots, extra DVI-D, 12.1" (1280x800) display with capacitive touchscreen, build-in type, with custom logo - TEMPLATE
NYP2C-21002-15WC1000 | 2389800 | 683266 | Industrial Panel PC with Intel® Celeron® 3965U, 4 GB DDR4 RAM (non-ECC), No storage, No OS, PCIe slot, extra DVI-D, 15.4" display with capacitive touchscreen
NYP2C-21002-15WC1002 | 2434700 | 687203 | Industrial Panel PC with Intel® Celeron® 3965U, 4 GB DRAM (non-ECC), No Storage, No OS, 1 PCIe + 2 drive slots, extra DVI-D, 15.4" (1280x800) display with capacitive touchscreen, build-in type, with custom logo - TEMPLATE
NYP2C-21006-12WC1000 | 2622200 | 682796 | Industrial Panel PC with Intel® Celeron® 3965U, 4 GB DDR4 RAM (non-ECC), No storage, No OS, PCIe slot, NYML port, 12.1" display with capacitive touchscreen
NYP2C-21006-12WC1002 | 2667900 | 687166 | Industrial Panel PC with Intel® Celeron® 3965U, 4 GB DRAM (non-ECC), No Storage, No OS, 1 PCIe + 2 drive slots, NY Monitor Link, 12.1" (1280x800) display with capacitive touchscreen, build-in type, with custom logo - TEMPLATE
NYP2C-21006-15WC1000 | 2616400 | 682788 | Industrial Panel PC with Intel® Celeron® 3965U, 4 GB DDR4 RAM (non-ECC), No storage, No OS, PCIe slot, NYML port, 15.4" display with capacitive touchscreen
NYP2C-21006-15WC1002 | 2661200 | 687174 | Industrial Panel PC with Intel® Celeron® 3965U, 4 GB DRAM (non-ECC), No Storage, No OS, 1 PCIe + 2 drive slots, NY Monitor Link, 15.4" (1280x800) display with capacitive touchscreen, build-in type, with custom logo - TEMPLATE
NYP2C-21391-12WC1000 | 3200300 | 683302 | Industrial Panel PC with Intel® Celeron® 3965U, 4 GB DDR4 RAM (non-ECC), 64 GB SSD-SLC, WIN 10 IoT Ent. (64-bit), PCIe slot, RS-232, 12.1" display with capacitive touchscreen
NYP2C-21391-12WC1002 | 3246300 | 687204 | Industrial Panel PC with Intel® Celeron® 3965U, 4 GB DRAM (non-ECC), 64 GB SSD SLC, WIN 10 IoT Ent. (64-bit), 1 PCIe + 2 drive slots, RS-232C, 12.1" (1280x800) display with capacitive touchscreen, build-in type, with custom logo - TEMPLATE
NYP2C-21391-15WC1000 | 3182100 | 683303 | Industrial Panel PC with Intel® Celeron® 3965U, 4 GB DDR4 RAM (non-ECC), 64 GB SSD-SLC, WIN 10 IoT Ent. (64-bit), PCIe slot, RS-232, 15.4" display with capacitive touchscreen
NYP2C-21391-15WC1002 | 3227200 | 687205 | Industrial Panel PC with Intel® Celeron® 3965U, 4 GB DRAM (non-ECC), 64 GB SSD SLC, WIN 10 IoT Ent. (64-bit), 1 PCIe + 2 drive slots, RS-232C, 15.4" (1280x800) display with capacitive touchscreen, build-in type, with custom logo - TEMPLATE
NYP2C-21392-12WC1000 | 3200300 | 683309 | Industrial Panel PC with Intel® Celeron® 3965U, 4 GB DDR4 RAM (non-ECC), 64 GB SSD-SLC, WIN 10 IoT Ent. (64-bit), PCIe slot, extra DVI-D, 12.1" display with capacitive touchscreen
NYP2C-21392-12WC1002 | 3246300 | 687206 | Industrial Panel PC with Intel® Celeron® 3965U, 4 GB DRAM (non-ECC), 64 GB SSD SLC, WIN 10 IoT Ent. (64-bit), 1 PCIe + 2 drive slots, extra DVI-D, 12.1" (1280x800) display with capacitive touchscreen, build-in type, with custom logo - TEMPLATE
NYP2C-21392-15WC1000 | 3182100 | 683274 | Industrial Panel PC with Intel® Celeron® 3965U, 4 GB DDR4 RAM (non-ECC), 64 GB SSD-SLC, WIN 10 IoT Ent. (64-bit), PCIe slot, extra DVI-D, 15.4" display with capacitive touchscreen
NYP2C-21392-15WC1002 | 3227200 | 687207 | Industrial Panel PC with Intel® Celeron® 3965U, 4 GB DRAM (non-ECC), 64 GB SSD SLC, WIN 10 IoT Ent. (64-bit), 1 PCIe + 2 drive slots, extra DVI-D, 15.4" (1280x800) display with capacitive touchscreen, build-in type, with custom logo - TEMPLATE
NYP2C-21396-12WC1000 | 3429900 | 682792 | Industrial Panel PC with Intel® Celeron® 3965U, 4 GB DDR4 RAM (non-ECC), 64 GB SSD-SLC, WIN 10 IoT Ent. (64-bit), PCIe slot, NYML port, 12.1" display with capacitive touchscreen
NYP2C-21396-12WC1002 | 3475600 | 687170 | Industrial Panel PC with Intel® Celeron® 3965U, 4 GB DRAM (non-ECC), 64 GB SSD SLC, WIN 10 IoT Ent. (64-bit), 1 PCIe + 2 drive slots, NY Monitor Link, 12.1" (1280x800) display with capacitive touchscreen, build-in type, with custom logo - TEMPLATE
NYP2C-21396-15WC1000 | 3409900 | 682789 | Industrial Panel PC with Intel® Celeron® 3965U, 4 GB DDR4 RAM (non-ECC), 64 GB SSD-SLC, WIN 10 IoT Ent. (64-bit), PCIe slot, NYML port, 15.4" display with capacitive touchscreen
NYP2C-21396-15WC1002 | 3454900 | 687173 | Industrial Panel PC with Intel® Celeron® 3965U, 4 GB DRAM (non-ECC), 64 GB SSD SLC, WIN 10 IoT Ent. (64-bit), 1 PCIe + 2 drive slots, NY Monitor Link, 15.4" (1280x800) display with capacitive touchscreen, build-in type, with custom logo - TEMPLATE
NYP2C-213C1-12WC1000 | 2584200 | 683310 | Industrial Panel PC with Intel® Celeron® 3965U, 4 GB DDR4 RAM (non-ECC), 320 GB HDD, WIN 10 IoT Ent. (64-bit), PCIe slot, RS-232, 12.1" display with capacitive touchscreen
NYP2C-213C1-12WC1002 | 2630100 | 687208 | Industrial Panel PC with Intel® Celeron® 3965U, 4 GB DRAM (non-ECC), 320 GB HDD, WIN 10 IoT Ent. (64-bit), 1 PCIe + 2 drive slots, RS-232C, 12.1" (1280x800) display with capacitive touchscreen, build-in type, with custom logo - TEMPLATE
NYP2C-213C1-15WC1000 | 2578400 | 683275 | Industrial Panel PC with Intel® Celeron® 3965U, 4 GB DDR4 RAM (non-ECC), 320 GB HDD, WIN 10 IoT Ent. (64-bit), PCIe slot, RS-232, 15.4" display with capacitive touchscreen
NYP2C-213C1-15WC1002 | 2623300 | 687209 | Industrial Panel PC with Intel® Celeron® 3965U, 4 GB DRAM (non-ECC), 320 GB HDD, WIN 10 IoT Ent. (64-bit), 1 PCIe + 2 drive slots, RS-232C, 15.4" (1280x800) display with capacitive touchscreen, build-in type, with custom logo - TEMPLATE
NYP2C-213C2-12WC1000 | 2584200 | 683257 | Industrial Panel PC with Intel® Celeron® 3965U, 4 GB DDR4 RAM (non-ECC), 320 GB HDD, WIN 10 IoT Ent. (64-bit), PCIe slot, extra DVI-D, 12.1" display with capacitive touchscreen
NYP2C-213C2-12WC1002 | 2630100 | 687210 | Industrial Panel PC with Intel® Celeron® 3965U, 4 GB DRAM (non-ECC), 320 GB HDD, WIN 10 IoT Ent. (64-bit), 1 PCIe + 2 drive slots, extra DVI-D, 12.1" (1280x800) display with capacitive touchscreen, build-in type, with custom logo - TEMPLATE
NYP2C-213C2-15WC1000 | 2578400 | 683269 | Industrial Panel PC with Intel® Celeron® 3965U, 4 GB DDR4 RAM (non-ECC), 320 GB HDD, WIN 10 IoT Ent. (64-bit), PCIe slot, extra DVI-D, 15.4" display with capacitive touchscreen
NYP2C-213C2-15WC1002 | 2623300 | 687211 | Industrial Panel PC with Intel® Celeron® 3965U, 4 GB DRAM (non-ECC), 320 GB HDD, WIN 10 IoT Ent. (64-bit), 1 PCIe + 2 drive slots, extra DVI-D, 15.4" (1280x800) display with capacitive touchscreen, build-in type, with custom logo - TEMPLATE
NYP2C-213C6-12WC1000 | 2815300 | 682770 | Industrial Panel PC with Intel® Celeron® 3965U, 4 GB DDR4 RAM (non-ECC), 320 GB HDD, WIN 10 IoT Ent. (64-bit), PCIe slot, NYML port, 12.1" display with capacitive touchscreen
NYP2C-213C6-12WC1002 | 2861100 | 687193 | Industrial Panel PC with Intel® Celeron® 3965U, 4 GB DRAM (non-ECC), 320 GB HDD, WIN 10 IoT Ent. (64-bit), 1 PCIe + 2 drive slots, NY Monitor Link, 12.1" (1280x800) display with capacitive touchscreen, build-in type, with custom logo - TEMPLATE
NYP2C-213C6-15WC1000 | 2807000 | 682793 | Industrial Panel PC with Intel® Celeron® 3965U, 4 GB DDR4 RAM (non-ECC), 320 GB HDD, WIN 10 IoT Ent. (64-bit), PCIe slot, NYML port, 15.4" display with capacitive touchscreen
NYP2C-213C6-15WC1002 | 2852100 | 687169 | Industrial Panel PC with Intel® Celeron® 3965U, 4 GB DRAM (non-ECC), 320 GB HDD, WIN 10 IoT Ent. (64-bit), 1 PCIe + 2 drive slots, NY Monitor Link, 15.4" (1280x800) display with capacitive touchscreen, build-in type, with custom logo - TEMPLATE
NYP2C-213K1-12WC1000 | 2711300 | 683311 | Industrial Panel PC with Intel® Celeron® 3965U, 4 GB DDR4 RAM (non-ECC), 128 GB SSD-iMLC, WIN 10 IoT Ent. (64-bit), PCIe slot, RS-232, 12.1" display with capacitive touchscreen
NYP2C-213K1-12WC1002 | 2757000 | 687212 | Industrial Panel PC with Intel® Celeron® 3965U, 4 GB DRAM (non-ECC), 128 GB SSD iMLC, WIN 10 IoT Ent. (64-bit), 1 PCIe + 2 drive slots, RS-232C, 12.1" (1280x800) display with capacitive touchscreen, build-in type, with custom logo - TEMPLATE
NYP2C-213K1-15WC1000 | 2703500 | 683298 | Industrial Panel PC with Intel® Celeron® 3965U, 4 GB DDR4 RAM (non-ECC), 128 GB SSD-iMLC, WIN 10 IoT Ent. (64-bit), PCIe slot, RS-232, 15.4" display with capacitive touchscreen
NYP2C-213K1-15WC1002 | 2748500 | 687213 | Industrial Panel PC with Intel® Celeron® 3965U, 4 GB DRAM (non-ECC), 128 GB SSD iMLC, WIN 10 IoT Ent. (64-bit), 1 PCIe + 2 drive slots, RS-232C, 15.4" (1280x800) display with capacitive touchscreen, build-in type, with custom logo - TEMPLATE
NYP2C-213K2-12WC1000 | 2711300 | 683270 | Industrial Panel PC with Intel® Celeron® 3965U, 4 GB DDR4 RAM (non-ECC), 128 GB SSD-iMLC, WIN 10 IoT Ent. (64-bit), PCIe slot, extra DVI-D, 12.1" display with capacitive touchscreen
NYP2C-213K2-12WC1002 | 2757000 | 687214 | Industrial Panel PC with Intel® Celeron® 3965U, 4 GB DRAM (non-ECC), 128 GB SSD iMLC, WIN 10 IoT Ent. (64-bit), 1 PCIe + 2 drive slots, extra DVI-D, 12.1" (1280x800) display with capacitive touchscreen, build-in type, with custom logo - TEMPLATE
NYP2C-213K2-15WC1000 | 2703500 | 683293 | Industrial Panel PC with Intel® Celeron® 3965U, 4 GB DDR4 RAM (non-ECC), 128 GB SSD-iMLC, WIN 10 IoT Ent. (64-bit), PCIe slot, extra DVI-D, 15.4" display with capacitive touchscreen
NYP2C-213K2-15WC1002 | 2748500 | 687215 | Industrial Panel PC with Intel® Celeron® 3965U, 4 GB DRAM (non-ECC), 128 GB SSD iMLC, WIN 10 IoT Ent. (64-bit), 1 PCIe + 2 drive slots, extra DVI-D, 15.4" (1280x800) display with capacitive touchscreen, build-in type, with custom logo - TEMPLATE
NYP2C-213K6-12WC1000 | 2945300 | 682772 | Industrial Panel PC with Intel® Celeron® 3965U, 4 GB DDR4 RAM (non-ECC), 128 GB SSD-iMLC, WIN 10 IoT Ent. (64-bit), PCIe slot, NYML port, 12.1" display with capacitive touchscreen
NYP2C-213K6-12WC1002 | 2991100 | 687191 | Industrial Panel PC with Intel® Celeron® 3965U, 4 GB DRAM (non-ECC), 128 GB SSD iMLC, WIN 10 IoT Ent. (64-bit), 1 PCIe + 2 drive slots, NY Monitor Link, 12.1" (1280x800) display with capacitive touchscreen, build-in type, with custom logo - TEMPLATE
NYP2C-213K6-15WC1000 | 2931900 | 682773 | Industrial Panel PC with Intel® Celeron® 3965U, 4 GB DDR4 RAM (non-ECC), 128 GB SSD-iMLC, WIN 10 IoT Ent. (64-bit), PCIe slot, NYML port, 15.4" display with capacitive touchscreen
NYP2C-213K6-15WC1002 | 2976800 | 687190 | Industrial Panel PC with Intel® Celeron® 3965U, 4 GB DRAM (non-ECC), 128 GB SSD iMLC, WIN 10 IoT Ent. (64-bit), 1 PCIe + 2 drive slots, NY Monitor Link, 15.4" (1280x800) display with capacitive touchscreen, build-in type, with custom logo - TEMPLATE
NYP2C-21491-12WC1000 | 3144400 | 707948 | Industrial Panel PC with Intel® Celeron® 3965U, 4 GB DRAM (non-ECC), 64 GB SSD SLC, WIN 10 IoT 2019 (64-bit), 1 PCIe + 2 drive slots, RS-232C, 12.1" (1280x800) display with capacitive touchscreen, build-in type
NYP2C-21491-12WC1002 | 2899400 | 707949 | Industrial Panel PC with Intel® Celeron® 3965U, 4 GB DRAM (non-ECC), 64 GB SSD SLC, WIN 10 IoT 2019 (64-bit), 1 PCIe + 2 drive slots, RS-232C, 12.1" (1280x800) display with capacitive touchscreen, build-in type, with custom logo - TEMPLATE
NYP2C-21491-15WC1000 | 3157900 | 707950 | Industrial Panel PC with Intel® Celeron® 3965U, 4 GB DRAM (non-ECC), 64 GB SSD SLC, WIN 10 IoT 2019 (64-bit), 1 PCIe + 2 drive slots, RS-232C, 15.4" (1280x800) display with capacitive touchscreen, build-in type
NYP2C-21491-15WC1002 | 2912900 | 707951 | Industrial Panel PC with Intel® Celeron® 3965U, 4 GB DRAM (non-ECC), 64 GB SSD SLC, WIN 10 IoT 2019 (64-bit), 1 PCIe + 2 drive slots, RS-232C, 15.4" (1280x800) display with capacitive touchscreen, build-in type, with custom logo - TEMPLATE
NYP2C-21492-12WC1000 | 3144400 | 707952 | Industrial Panel PC with Intel® Celeron® 3965U, 4 GB DRAM (non-ECC), 64 GB SSD SLC, WIN 10 IoT 2019 (64-bit), 1 PCIe + 2 drive slots, extra DVI-D, 12.1" (1280x800) display with capacitive touchscreen, build-in type
NYP2C-21492-12WC1002 | 2899400 | 707953 | Industrial Panel PC with Intel® Celeron® 3965U, 4 GB DRAM (non-ECC), 64 GB SSD SLC, WIN 10 IoT 2019 (64-bit), 1 PCIe + 2 drive slots, extra DVI-D, 12.1" (1280x800) display with capacitive touchscreen, build-in type, with custom logo - TEMPLATE
NYP2C-21492-15WC1000 | 3157900 | 707954 | Industrial Panel PC with Intel® Celeron® 3965U, 4 GB DRAM (non-ECC), 64 GB SSD SLC, WIN 10 IoT 2019 (64-bit), 1 PCIe + 2 drive slots, extra DVI-D, 15.4" (1280x800) display with capacitive touchscreen, build-in type
NYP2C-21492-15WC1002 | 2912900 | 707955 | Industrial Panel PC with Intel® Celeron® 3965U, 4 GB DRAM (non-ECC), 64 GB SSD SLC, WIN 10 IoT 2019 (64-bit), 1 PCIe + 2 drive slots, extra DVI-D, 15.4" (1280x800) display with capacitive touchscreen, build-in type, with custom logo - TEMPLATE
NYP2C-21496-12WC1000 | 3373400 | 707956 | Industrial Panel PC with Intel® Celeron® 3965U, 4 GB DRAM (non-ECC), 64 GB SSD SLC, WIN 10 IoT 2019 (64-bit), 1 PCIe + 2 drive slots, NY Monitor Link, 12.1" (1280x800) display with capacitive touchscreen, build-in type
NYP2C-21496-12WC1002 | 3105800 | 707957 | Industrial Panel PC with Intel® Celeron® 3965U, 4 GB DRAM (non-ECC), 64 GB SSD SLC, WIN 10 IoT 2019 (64-bit), 1 PCIe + 2 drive slots, NY Monitor Link, 12.1" (1280x800) display with capacitive touchscreen, build-in type, with custom logo - TEMPLATE
NYP2C-21496-15WC1000 | 3382500 | 707958 | Industrial Panel PC with Intel® Celeron® 3965U, 4 GB DRAM (non-ECC), 64 GB SSD SLC, WIN 10 IoT 2019 (64-bit), 1 PCIe + 2 drive slots, NY Monitor Link, 15.4" (1280x800) display with capacitive touchscreen, build-in type
NYP2C-21496-15WC1002 | 3114800 | 707959 | Industrial Panel PC with Intel® Celeron® 3965U, 4 GB DRAM (non-ECC), 64 GB SSD SLC, WIN 10 IoT 2019 (64-bit), 1 PCIe + 2 drive slots, NY Monitor Link, 15.4" (1280x800) display with capacitive touchscreen, build-in type, with custom logo - TEMPLATE
NYP2C-214C1-12WC1000 | 2536300 | 707960 | Industrial Panel PC with Intel® Celeron® 3965U, 4 GB DRAM (non-ECC), 320 GB HDD, WIN 10 IoT 2019 (64-bit), 1 PCIe + 2 drive slots, RS-232C, 12.1" (1280x800) display with capacitive touchscreen, build-in type
NYP2C-214C1-12WC1002 | 2348100 | 707961 | Industrial Panel PC with Intel® Celeron® 3965U, 4 GB DRAM (non-ECC), 320 GB HDD, WIN 10 IoT 2019 (64-bit), 1 PCIe + 2 drive slots, RS-232C, 12.1" (1280x800) display with capacitive touchscreen, build-in type, with custom logo - TEMPLATE
NYP2C-214C1-15WC1000 | 2556700 | 707962 | Industrial Panel PC with Intel® Celeron® 3965U, 4 GB DRAM (non-ECC), 320 GB HDD, WIN 10 IoT 2019 (64-bit), 1 PCIe + 2 drive slots, RS-232C, 15.4" (1280x800) display with capacitive touchscreen, build-in type
NYP2C-214C1-15WC1002 | 2366200 | 707963 | Industrial Panel PC with Intel® Celeron® 3965U, 4 GB DRAM (non-ECC), 320 GB HDD, WIN 10 IoT 2019 (64-bit), 1 PCIe + 2 drive slots, RS-232C, 15.4" (1280x800) display with capacitive touchscreen, build-in type, with custom logo - TEMPLATE
NYP2C-214C2-12WC1000 | 2536300 | 707964 | Industrial Panel PC with Intel® Celeron® 3965U, 4 GB DRAM (non-ECC), 320 GB HDD, WIN 10 IoT 2019 (64-bit), 1 PCIe + 2 drive slots, extra DVI-D, 12.1" (1280x800) display with capacitive touchscreen, build-in type
NYP2C-214C2-12WC1002 | 2348100 | 707965 | Industrial Panel PC with Intel® Celeron® 3965U, 4 GB DRAM (non-ECC), 320 GB HDD, WIN 10 IoT 2019 (64-bit), 1 PCIe + 2 drive slots, extra DVI-D, 12.1" (1280x800) display with capacitive touchscreen, build-in type, with custom logo - TEMPLATE
NYP2C-214C2-15WC1000 | 2556700 | 707966 | Industrial Panel PC with Intel® Celeron® 3965U, 4 GB DRAM (non-ECC), 320 GB HDD, WIN 10 IoT 2019 (64-bit), 1 PCIe + 2 drive slots, extra DVI-D, 15.4" (1280x800) display with capacitive touchscreen, build-in type
NYP2C-214C2-15WC1002 | 2366200 | 707967 | Industrial Panel PC with Intel® Celeron® 3965U, 4 GB DRAM (non-ECC), 320 GB HDD, WIN 10 IoT 2019 (64-bit), 1 PCIe + 2 drive slots, extra DVI-D, 15.4" (1280x800) display with capacitive touchscreen, build-in type, with custom logo - TEMPLATE
NYP2C-214C6-12WC1000 | 2767800 | 707968 | Industrial Panel PC with Intel® Celeron® 3965U, 4 GB DRAM (non-ECC), 320 GB HDD, WIN 10 IoT 2019 (64-bit), 1 PCIe + 2 drive slots, NY Monitor Link, 12.1" (1280x800) display with capacitive touchscreen, build-in type
NYP2C-214C6-12WC1002 | 2559100 | 707969 | Industrial Panel PC with Intel® Celeron® 3965U, 4 GB DRAM (non-ECC), 320 GB HDD, WIN 10 IoT 2019 (64-bit), 1 PCIe + 2 drive slots, NY Monitor Link, 12.1" (1280x800) display with capacitive touchscreen, build-in type, with custom logo - TEMPLATE
NYP2C-214C6-15WC1000 | 2788200 | 707970 | Industrial Panel PC with Intel® Celeron® 3965U, 4 GB DRAM (non-ECC), 320 GB HDD, WIN 10 IoT 2019 (64-bit), 1 PCIe + 2 drive slots, NY Monitor Link, 15.4" (1280x800) display with capacitive touchscreen, build-in type
NYP2C-214C6-15WC1002 | 2572600 | 707971 | Industrial Panel PC with Intel® Celeron® 3965U, 4 GB DRAM (non-ECC), 320 GB HDD, WIN 10 IoT 2019 (64-bit), 1 PCIe + 2 drive slots, NY Monitor Link, 15.4" (1280x800) display with capacitive touchscreen, build-in type, with custom logo - TEMPLATE
NYP2C-214K1-12WC1000 | 2663400 | 707972 | Industrial Panel PC with Intel® Celeron® 3965U, 4 GB DRAM (non-ECC), 128 GB SSD iMLC, WIN 10 IoT 2019 (64-bit), 1 PCIe + 2 drive slots, RS-232C, 12.1" (1280x800) display with capacitive touchscreen, build-in type
NYP2C-214K1-12WC1002 | 2461500 | 707931 | Industrial Panel PC with Intel® Celeron® 3965U, 4 GB DRAM (non-ECC), 128 GB SSD iMLC, WIN 10 IoT 2019 (64-bit), 1 PCIe + 2 drive slots, RS-232C, 12.1" (1280x800) display with capacitive touchscreen, build-in type, with custom logo - TEMPLATE
NYP2C-214K1-15WC1000 | 2686100 | 707973 | Industrial Panel PC with Intel® Celeron® 3965U, 4 GB DRAM (non-ECC), 128 GB SSD iMLC, WIN 10 IoT 2019 (64-bit), 1 PCIe + 2 drive slots, RS-232C, 15.4" (1280x800) display with capacitive touchscreen, build-in type
NYP2C-214K1-15WC1002 | 2481800 | 707932 | Industrial Panel PC with Intel® Celeron® 3965U, 4 GB DRAM (non-ECC), 128 GB SSD iMLC, WIN 10 IoT 2019 (64-bit), 1 PCIe + 2 drive slots, RS-232C, 15.4" (1280x800) display with capacitive touchscreen, build-in type, with custom logo - TEMPLATE
NYP2C-214K2-12WC1000 | 2663400 | 707974 | Industrial Panel PC with Intel® Celeron® 3965U, 4 GB DRAM (non-ECC), 128 GB SSD iMLC, WIN 10 IoT 2019 (64-bit), 1 PCIe + 2 drive slots, extra DVI-D, 12.1" (1280x800) display with capacitive touchscreen, build-in type
NYP2C-214K2-12WC1002 | 2461500 | 707975 | Industrial Panel PC with Intel® Celeron® 3965U, 4 GB DRAM (non-ECC), 128 GB SSD iMLC, WIN 10 IoT 2019 (64-bit), 1 PCIe + 2 drive slots, extra DVI-D, 12.1" (1280x800) display with capacitive touchscreen, build-in type, with custom logo - TEMPLATE
NYP2C-214K2-15WC1000 | 2686100 | 707976 | Industrial Panel PC with Intel® Celeron® 3965U, 4 GB DRAM (non-ECC), 128 GB SSD iMLC, WIN 10 IoT 2019 (64-bit), 1 PCIe + 2 drive slots, extra DVI-D, 15.4" (1280x800) display with capacitive touchscreen, build-in type
NYP2C-214K2-15WC1002 | 2481800 | 707977 | Industrial Panel PC with Intel® Celeron® 3965U, 4 GB DRAM (non-ECC), 128 GB SSD iMLC, WIN 10 IoT 2019 (64-bit), 1 PCIe + 2 drive slots, extra DVI-D, 15.4" (1280x800) display with capacitive touchscreen, build-in type, with custom logo - TEMPLATE
NYP2C-214K6-12WC1000 | 2892500 | 707978 | Industrial Panel PC with Intel® Celeron® 3965U, 4 GB DRAM (non-ECC), 128 GB SSD iMLC, WIN 10 IoT 2019 (64-bit), 1 PCIe + 2 drive slots, NY Monitor Link, 12.1" (1280x800) display with capacitive touchscreen, build-in type
NYP2C-214K6-12WC1002 | 2667900 | 707979 | Industrial Panel PC with Intel® Celeron® 3965U, 4 GB DRAM (non-ECC), 128 GB SSD iMLC, WIN 10 IoT 2019 (64-bit), 1 PCIe + 2 drive slots, NY Monitor Link, 12.1" (1280x800) display with capacitive touchscreen, build-in type, with custom logo - TEMPLATE
NYP2C-214K6-15WC1000 | 2910700 | 707980 | Industrial Panel PC with Intel® Celeron® 3965U, 4 GB DRAM (non-ECC), 128 GB SSD iMLC, WIN 10 IoT 2019 (64-bit), 1 PCIe + 2 drive slots, NY Monitor Link, 15.4" (1280x800) display with capacitive touchscreen, build-in type
NYP2C-214K6-15WC1002 | 2688300 | 707981 | Industrial Panel PC with Intel® Celeron® 3965U, 4 GB DRAM (non-ECC), 128 GB SSD iMLC, WIN 10 IoT 2019 (64-bit), 1 PCIe + 2 drive slots, NY Monitor Link, 15.4" (1280x800) display with capacitive touchscreen, build-in type, with custom logo - TEMPLATE
NYP2C-30000-12WC1000 | 1622100 | 683655 | Industrial Panel PC with Intel® Celeron® 3965U, 8 GB DDR4 RAM (non-ECC), No storage, No OS, no PCIe slot, no option port, 12.1" display with capacitive touchscreen
NYP2C-30000-12WC1002 | 1668000 | 687156 | Industrial Panel PC with Intel® Celeron® 3965U, 8 GB DRAM (non-ECC), No Storage, No OS, No expansion slots, No I/F option, 12.1" (1280x800) display with capacitive touchscreen, build-in type, with custom logo - TEMPLATE
NYP2C-30000-15WC1000 | 1740800 | 683656 | Industrial Panel PC with Intel® Celeron® 3965U, 8 GB DDR4 RAM (non-ECC), No storage, No OS, no PCIe slot, no option port, 15.4" display with capacitive touchscreen
NYP2C-30000-15WC1002 | 1785800 | 687142 | Industrial Panel PC with Intel® Celeron® 3965U, 8 GB DRAM (non-ECC), No Storage, No OS, No expansion slots, No I/F option, 15.4" (1280x800) display with capacitive touchscreen, build-in type, with custom logo - TEMPLATE
NYP2C-30000-19WC1000 | 1941000 | 688863 | Industrial Panel PC with Intel® Celeron® 3965U, 8 GB DRAM (non-ECC), No Storage, No OS, No exp. slots, No I/F option, 18.5" (1920x1080) display with capacitive touchscreen, build-in type
NYP2C-30000-19WC1002 | 1985700 | 688879 | Industrial Panel PC with Intel® Celeron® 3965U, 8 GB DRAM (non-ECC), No Storage, No OS, No exp. slots, No I/F option, 18.5" (1920x1080) display with capacitive touchscreen, build-in type, with custom logo - TEMPLATE
NYP2C-30060-12WC1000 | 1806700 | 687425 | Industrial Panel PC with Intel® Celeron® 3965U, 8 GB DRAM (non-ECC), 128 GB CFast iMLC, No OS, No expansion slots, No I/F option, 12.1" (1280x800) display with capacitive touchscreen, build-in type
NYP2C-30350-12WC1000 | 1822000 | 683660 | Industrial Panel PC with Intel® Celeron® 3965U, 8 GB DDR4 RAM (non-ECC), 64 GB CFast iMLC, WIN 10 IoT Ent. (64-bit), no PCIe slot, no option port, 12.1" display with capacitive touchscreen
NYP2C-30350-12WC1002 | 1867800 | 687155 | Industrial Panel PC with Intel® Celeron® 3965U, 8 GB DRAM (non-ECC), 64 GB CFast iMLC, WIN 10 IoT Ent. (64-bit), No expansion slots, No I/F option, 12.1" (1280x800) display with capacitive touchscreen, build-in type, with custom logo - TEMPLATE
NYP2C-30350-15WC1000 | 1936600 | 683657 | Industrial Panel PC with Intel® Celeron® 3965U, 8 GB DDR4 RAM (non-ECC), 64 GB CFast iMLC, WIN 10 IoT Ent. (64-bit), no PCIe slot, no option port, 15.4" display with capacitive touchscreen
NYP2C-30350-15WC1002 | 1981500 | 687141 | Industrial Panel PC with Intel® Celeron® 3965U, 8 GB DRAM (non-ECC), 64 GB CFast iMLC, WIN 10 IoT Ent. (64-bit), No expansion slots, No I/F option, 15.4" (1280x800) display with capacitive touchscreen, build-in type, with custom logo - TEMPLATE
NYP2C-30350-19WC1000 | 2141900 | 688865 | Industrial Panel PC with Intel® Celeron® 3965U, 8 GB DRAM (non-ECC), 64 GB CFast iMLC, WIN 10 IoT Ent. (64-bit), No exp. slots, No I/F option, 18.5" (1920x1080) display with capacitive touchscreen, build-in type
NYP2C-30350-19WC1002 | 2186900 | 688881 | Industrial Panel PC with Intel® Celeron® 3965U, 8 GB DRAM (non-ECC), 64 GB CFast iMLC, WIN 10 IoT Ent. (64-bit), No exp. slots, No I/F option, 18.5" (1920x1080) display with capacitive touchscreen, build-in type, with custom logo - TEMPLATE
NYP2C-30360-12WC1000 | 1884400 | 683661 | Industrial Panel PC with Intel® Celeron® 3965U, 8 GB DDR4 RAM (non-ECC), 128 GB CFast iMLC, WIN 10 IoT Ent. (64-bit), no PCIe slot, no option port, 12.1" display with capacitive touchscreen
NYP2C-30360-12WC1002 | 1930000 | 687154 | Industrial Panel PC with Intel® Celeron® 3965U, 8 GB DDR4 RAM (non-ECC), 128 GB CFast iMLC, WIN 10 IoT Ent. (64-bit), no PCIe slot, no option port, 12.1" display with capacitive touchscreen, with custom logo - TEMPLATE
NYP2C-30360-15WC1000 | 1997900 | 683658 | Industrial Panel PC with Intel® Celeron® 3965U, 8 GB DDR4 RAM (non-ECC), 128 GB CFast iMLC, WIN 10 IoT Ent. (64-bit), no PCIe slot, no option port, 15.4" display with capacitive touchscreen
NYP2C-30360-15WC1002 | 2042800 | 687140 | Industrial Panel PC with Intel® Celeron® 3965U, 8 GB DRAM (non-ECC), 128 GB CFast iMLC, WIN 10 IoT Ent. (64-bit), No expansion slots, No I/F option, 15.4" (1280x800) display with capacitive touchscreen, build-in type, with custom logo - TEMPLATE
NYP2C-30360-19WC1000 | 2195300 | 688867 | Industrial Panel PC with Intel® Celeron® 3965U, 8 GB DRAM (non-ECC), 128 GB CFast iMLC, WIN 10 IoT Ent. (64-bit), No exp. slots, No I/F option, 18.5" (1920x1080) display with capacitive touchscreen, build-in type
NYP2C-30360-19WC1002 | 2240200 | 688883 | Industrial Panel PC with Intel® Celeron® 3965U, 8 GB DRAM (non-ECC), 128 GB CFast iMLC, WIN 10 IoT Ent. (64-bit), No exp. slots, No I/F option, 18.5" (1920x1080) display with capacitive touchscreen, build-in type, with custom logo - TEMPLATE
NYP2C-30360-19WC1100 | 2297700 | 695341 | Industrial Panel PC with Intel® Celeron® 3965U, 8 GB DRAM (non-ECC), 128 GB CFast iMLC, WIN 10 IoT Ent. (64-bit), No exp. slots, No I/F option, 18.5" (1920x1080) display with capacitive touchscreen, build-in type, Ni plating
NYP2C-30370-12WC1000 | 2014100 | 683662 | Industrial Panel PC with Intel® Celeron® 3965U, 8 GB DDR4 RAM (non-ECC), 256 GB CFast iMLC, WIN 10 IoT Ent. (64-bit), no PCIe slot, no option port, 12.1" display with capacitive touchscreen
NYP2C-30370-12WC1002 | 2059800 | 687153 | Industrial Panel PC with Intel® Celeron® 3965U, 8 GB DRAM (non-ECC), 256 GB CFast iMLC, WIN 10 IoT Ent. (64-bit), No expansion slots, No I/F option, 12.1" (1280x800) display with capacitive touchscreen, build-in type, with custom logo - TEMPLATE
NYP2C-30370-15WC1000 | 2125300 | 683659 | Industrial Panel PC with Intel® Celeron® 3965U, 8 GB DDR4 RAM (non-ECC), 256 GB CFast iMLC, WIN 10 IoT Ent. (64-bit), no PCIe slot, no option port, 15.4" display with capacitive touchscreen
NYP2C-30370-15WC1002 | 2170000 | 687139 | Industrial Panel PC with Intel® Celeron® 3965U, 8 GB DRAM (non-ECC), 256 GB CFast iMLC, WIN 10 IoT Ent. (64-bit), No expansion slots, No I/F option, 15.4" (1280x800) display with capacitive touchscreen, build-in type, with custom logo - TEMPLATE
NYP2C-30370-19WC1000 | 2308700 | 688869 | Industrial Panel PC with Intel® Celeron® 3965U, 8 GB DRAM (non-ECC), 256 GB CFast iMLC, WIN 10 IoT Ent. (64-bit), No exp. slots, No I/F option, 18.5" (1920x1080) display with capacitive touchscreen, build-in type
NYP2C-30370-19WC1002 | 2353700 | 688885 | Industrial Panel PC with Intel® Celeron® 3965U, 8 GB DRAM (non-ECC), 256 GB CFast iMLC, WIN 10 IoT Ent. (64-bit), No exp. slots, No I/F option, 18.5" (1920x1080) display with capacitive touchscreen, build-in type, with custom logo - TEMPLATE
NYP2C-30450-12WC1000 | 1788100 | 707982 | Industrial Panel PC with Intel® Celeron® 3965U, 8 GB DRAM (non-ECC), 64 GB CFast iMLC, WIN 10 IoT 2019 (64-bit), No exp. slots, No I/F option, 12.1" (1280x800) display with capacitive touchscreen, build-in type
NYP2C-30450-12WC1002 | 1666700 | 707983 | Industrial Panel PC with Intel® Celeron® 3965U, 8 GB DRAM (non-ECC), 64 GB CFast iMLC, WIN 10 IoT 2019 (64-bit), No exp. slots, No I/F option, 12.1" (1280x800) display with capacitive touchscreen, build-in type, with custom logo - TEMPLATE
NYP2C-30450-15WC1000 | 1920300 | 707984 | Industrial Panel PC with Intel® Celeron® 3965U, 8 GB DRAM (non-ECC), 64 GB CFast iMLC, WIN 10 IoT 2019 (64-bit), No exp. slots, No I/F option, 15.4" (1280x800) display with capacitive touchscreen, build-in type
NYP2C-30450-15WC1002 | 1786400 | 707985 | Industrial Panel PC with Intel® Celeron® 3965U, 8 GB DRAM (non-ECC), 64 GB CFast iMLC, WIN 10 IoT 2019 (64-bit), No exp. slots, No I/F option, 15.4" (1280x800) display with capacitive touchscreen, build-in type, with custom logo - TEMPLATE
NYP2C-30450-19WC1000 | 2170700 | 707986 | Industrial Panel PC with Intel® Celeron® 3965U, 8 GB DRAM (non-ECC), 64 GB CFast iMLC, WIN 10 IoT 2019 (64-bit), No exp. slots, No I/F option, 18.5" (1920x1080) display with capacitive touchscreen, build-in type
NYP2C-30450-19WC1002 | 2014200 | 707987 | Industrial Panel PC with Intel® Celeron® 3965U, 8 GB DRAM (non-ECC), 64 GB CFast iMLC, WIN 10 IoT 2019 (64-bit), No exp. slots, No I/F option, 18.5" (1920x1080) display with capacitive touchscreen, build-in type, with custom logo - TEMPLATE
NYP2C-30450-19WC1100 | 2333100 | 708220 | Industrial Panel PC with Intel® Celeron® 3965U, 8 GB DRAM (non-ECC), 64 GB CFast iMLC, WIN 10 IoT 2019 (64-bit), No exp. slots, No I/F option, 18.5" (1920x1080) display with capacitive touchscreen, build-in type, Ni plating
NYP2C-30450-19WC1102 | 2340500 | 708192 | Industrial Panel PC with Intel® Celeron® 3965U, 8 GB DRAM (non-ECC), 64 GB CFast iMLC, WIN 10 IoT 2019 (64-bit), No exp. slots, No I/F option, 18.5" (1920x1080) display with capacitive touchscreen, build-in type, Ni plating, with custom logo - TEMPLATE
NYP2C-30460-12WC1000 | 1849800 | 707988 | Industrial Panel PC with Intel® Celeron® 3965U, 8 GB DRAM (non-ECC), 128 GB CFast iMLC, WIN 10 IoT 2019 (64-bit), No exp. slots, No I/F option, 12.1" (1280x800) display with capacitive touchscreen, build-in type
NYP2C-30460-12WC1002 | 1722500 | 707989 | Industrial Panel PC with Intel® Celeron® 3965U, 8 GB DRAM (non-ECC), 128 GB CFast iMLC, WIN 10 IoT 2019 (64-bit), No exp. slots, No I/F option, 12.1" (1280x800) display with capacitive touchscreen, build-in type, with custom logo - TEMPLATE
NYP2C-30460-15WC1000 | 1980100 | 707990 | Industrial Panel PC with Intel® Celeron® 3965U, 8 GB DRAM (non-ECC), 128 GB CFast iMLC, WIN 10 IoT 2019 (64-bit), No exp. slots, No I/F option, 15.4" (1280x800) display with capacitive touchscreen, build-in type
NYP2C-30460-15WC1002 | 1841300 | 707991 | Industrial Panel PC with Intel® Celeron® 3965U, 8 GB DRAM (non-ECC), 128 GB CFast iMLC, WIN 10 IoT 2019 (64-bit), No exp. slots, No I/F option, 15.4" (1280x800) display with capacitive touchscreen, build-in type, with custom logo - TEMPLATE
NYP2C-30460-19WC1000 | 2225600 | 707992 | Industrial Panel PC with Intel® Celeron® 3965U, 8 GB DRAM (non-ECC), 128 GB CFast iMLC, WIN 10 IoT 2019 (64-bit), No exp. slots, No I/F option, 18.5" (1920x1080) display with capacitive touchscreen, build-in type
NYP2C-30460-19WC1002 | 2063600 | 707993 | Industrial Panel PC with Intel® Celeron® 3965U, 8 GB DRAM (non-ECC), 128 GB CFast iMLC, WIN 10 IoT 2019 (64-bit), No exp. slots, No I/F option, 18.5" (1920x1080) display with capacitive touchscreen, build-in type, with custom logo - TEMPLATE
NYP2C-30460-19WC1100 | 2334500 | 707994 | Industrial Panel PC with Intel® Celeron® 3965U, 8 GB DRAM (non-ECC), 128 GB CFast iMLC, WIN 10 IoT 2019 (64-bit), No exp. slots, No I/F option, 18.5" (1920x1080) display with capacitive touchscreen, build-in type, Ni plating
NYP2C-30460-19WC1102 | 2395800 | 708193 | Industrial Panel PC with Intel® Celeron® 3965U, 8 GB DRAM (non-ECC), 128 GB CFast iMLC, WIN 10 IoT 2019 (64-bit), No exp. slots, No I/F option, 18.5" (1920x1080) display with capacitive touchscreen, build-in type, Ni plating, with custom logo - TEMPLATE
NYP2C-30470-12WC1000 | 1976400 | 707995 | Industrial Panel PC with Intel® Celeron® 3965U, 8 GB DRAM (non-ECC), 256 GB CFast iMLC, WIN 10 IoT 2019 (64-bit), No exp. slots, No I/F option, 12.1" (1280x800) display with capacitive touchscreen, build-in type
NYP2C-30470-12WC1002 | 1838200 | 707996 | Industrial Panel PC with Intel® Celeron® 3965U, 8 GB DRAM (non-ECC), 256 GB CFast iMLC, WIN 10 IoT 2019 (64-bit), No exp. slots, No I/F option, 12.1" (1280x800) display with capacitive touchscreen, build-in type, with custom logo - TEMPLATE
NYP2C-30470-15WC1000 | 2106200 | 707997 | Industrial Panel PC with Intel® Celeron® 3965U, 8 GB DRAM (non-ECC), 256 GB CFast iMLC, WIN 10 IoT 2019 (64-bit), No exp. slots, No I/F option, 15.4" (1280x800) display with capacitive touchscreen, build-in type
NYP2C-30470-15WC1002 | 1956100 | 707998 | Industrial Panel PC with Intel® Celeron® 3965U, 8 GB DRAM (non-ECC), 256 GB CFast iMLC, WIN 10 IoT 2019 (64-bit), No exp. slots, No I/F option, 15.4" (1280x800) display with capacitive touchscreen, build-in type, with custom logo - TEMPLATE
NYP2C-30470-19WC1000 | 2341300 | 708036 | Industrial Panel PC with Intel® Celeron® 3965U, 8 GB DRAM (non-ECC), 256 GB CFast iMLC, WIN 10 IoT 2019 (64-bit), No exp. slots, No I/F option, 18.5" (1920x1080) display with capacitive touchscreen, build-in type
NYP2C-30470-19WC1002 | 2168500 | 708035 | Industrial Panel PC with Intel® Celeron® 3965U, 8 GB DRAM (non-ECC), 256 GB CFast iMLC, WIN 10 IoT 2019 (64-bit), No exp. slots, No I/F option, 18.5" (1920x1080) display with capacitive touchscreen, build-in type, with custom logo - TEMPLATE
NYP2C-30470-19WC1102 | 2542300 | 708194 | Industrial Panel PC with Intel® Celeron® 3965U, 8 GB DRAM (non-ECC), 256 GB CFast iMLC, WIN 10 IoT 2019 (64-bit), No exp. slots, No I/F option, 18.5" (1920x1080) display with capacitive touchscreen, build-in type, Ni plating, with custom logo - TEMPLATE
NYP2C-31001-12WC1000 | 2443000 | 683267 | Industrial Panel PC with Intel® Celeron® 3965U, 8 GB DDR4 RAM (non-ECC), No storage, No OS, PCIe slot, RS-232, 12.1" display with capacitive touchscreen
NYP2C-31001-12WC1002 | 2488900 | 687216 | Industrial Panel PC with Intel® Celeron® 3965U, 8 GB DRAM (non-ECC), No Storage, No OS, 1 PCIe + 2 drive slots, RS-232C, 12.1" (1280x800) display with capacitive touchscreen, build-in type, with custom logo - TEMPLATE
NYP2C-31001-15WC1000 | 2440800 | 683291 | Industrial Panel PC with Intel® Celeron® 3965U, 8 GB DDR4 RAM (non-ECC), No storage, No OS, PCIe slot, RS-232, 15.4" display with capacitive touchscreen
NYP2C-31001-15WC1002 | 2485600 | 687217 | Industrial Panel PC with Intel® Celeron® 3965U, 8 GB DRAM (non-ECC), No Storage, No OS, 1 PCIe + 2 drive slots, RS-232C, 15.4" (1280x800) display with capacitive touchscreen, build-in type, with custom logo - TEMPLATE
NYP2C-31002-12WC1000 | 2443000 | 683315 | Industrial Panel PC with Intel® Celeron® 3965U, 8 GB DDR4 RAM (non-ECC), No storage, No OS, PCIe slot, extra DVI-D, 12.1" display with capacitive touchscreen
NYP2C-31002-12WC1002 | 2488900 | 687197 | Industrial Panel PC with Intel® Celeron® 3965U, 8 GB DRAM (non-ECC), No Storage, No OS, 1 PCIe + 2 drive slots, extra DVI-D, 12.1" (1280x800) display with capacitive touchscreen, build-in type, with custom logo - TEMPLATE
NYP2C-31002-15WC1000 | 2440800 | 683297 | Industrial Panel PC with Intel® Celeron® 3965U, 8 GB DDR4 RAM (non-ECC), No storage, No OS, PCIe slot, extra DVI-D, 15.4" display with capacitive touchscreen
NYP2C-31002-15WC1002 | 2485600 | 687218 | Industrial Panel PC with Intel® Celeron® 3965U, 8 GB DRAM (non-ECC), No Storage, No OS, 1 PCIe + 2 drive slots, extra DVI-D, 15.4" (1280x800) display with capacitive touchscreen, build-in type, with custom logo - TEMPLATE
NYP2C-31006-12WC1000 | 2674400 | 682790 | Industrial Panel PC with Intel® Celeron® 3965U, 8 GB DDR4 RAM (non-ECC), No storage, No OS, PCIe slot, NYML port, 12.1" display with capacitive touchscreen
NYP2C-31006-12WC1002 | 2720300 | 687172 | Industrial Panel PC with Intel® Celeron® 3965U, 8 GB DRAM (non-ECC), No Storage, No OS, 1 PCIe + 2 drive slots, NY Monitor Link, 12.1" (1280x800) display with capacitive touchscreen, build-in type, with custom logo - TEMPLATE
NYP2C-31006-15WC1000 | 2667600 | 682779 | Industrial Panel PC with Intel® Celeron® 3965U, 8 GB DDR4 RAM (non-ECC), No storage, No OS, PCIe slot, NYML port, 15.4" display with capacitive touchscreen
NYP2C-31006-15WC1002 | 2712400 | 687184 | Industrial Panel PC with Intel® Celeron® 3965U, 8 GB DRAM (non-ECC), No Storage, No OS, 1 PCIe + 2 drive slots, NY Monitor Link, 15.4" (1280x800) display with capacitive touchscreen, build-in type, with custom logo - TEMPLATE
NYP2C-31391-12WC1000 | 3251400 | 683283 | Industrial Panel PC with Intel® Celeron® 3965U, 8 GB DDR4 RAM (non-ECC), 64 GB SSD-SLC, WIN 10 IoT Ent. (64-bit), PCIe slot, RS-232, 12.1" display with capacitive touchscreen
NYP2C-31391-12WC1002 | 3297200 | 687219 | Industrial Panel PC with Intel® Celeron® 3965U, 8 GB DRAM (non-ECC), 64 GB SSD SLC, WIN 10 IoT Ent. (64-bit), 1 PCIe + 2 drive slots, RS-232C, 12.1" (1280x800) display with capacitive touchscreen, build-in type, with custom logo - TEMPLATE
NYP2C-31391-15WC1000 | 3232200 | 683276 | Industrial Panel PC with Intel® Celeron® 3965U, 8 GB DDR4 RAM (non-ECC), 64 GB SSD-SLC, WIN 10 IoT Ent. (64-bit), PCIe slot, RS-232, 15.4" display with capacitive touchscreen
NYP2C-31391-15WC1002 | 3277100 | 687220 | Industrial Panel PC with Intel® Celeron® 3965U, 8 GB DRAM (non-ECC), 64 GB SSD SLC, WIN 10 IoT Ent. (64-bit), 1 PCIe + 2 drive slots, RS-232C, 15.4" (1280x800) display with capacitive touchscreen, build-in type, with custom logo - TEMPLATE
NYP2C-31392-12WC1000 | 3251400 | 683277 | Industrial Panel PC with Intel® Celeron® 3965U, 8 GB DDR4 RAM (non-ECC), 64 GB SSD-SLC, WIN 10 IoT Ent. (64-bit), PCIe slot, extra DVI-D, 12.1" display with capacitive touchscreen
NYP2C-31392-12WC1002 | 3297200 | 687221 | Industrial Panel PC with Intel® Celeron® 3965U, 8 GB DRAM (non-ECC), 64 GB SSD SLC, WIN 10 IoT Ent. (64-bit), 1 PCIe + 2 drive slots, extra DVI-D, 12.1" (1280x800) display with capacitive touchscreen, build-in type, with custom logo - TEMPLATE
NYP2C-31392-15WC1000 | 3232200 | 683304 | Industrial Panel PC with Intel® Celeron® 3965U, 8 GB DDR4 RAM (non-ECC), 64 GB SSD-SLC, WIN 10 IoT Ent. (64-bit), PCIe slot, extra DVI-D, 15.4" display with capacitive touchscreen
NYP2C-31392-15WC1002 | 3277100 | 687222 | Industrial Panel PC with Intel® Celeron® 3965U, 8 GB DRAM (non-ECC), 64 GB SSD SLC, WIN 10 IoT Ent. (64-bit), 1 PCIe + 2 drive slots, extra DVI-D, 15.4" (1280x800) display with capacitive touchscreen, build-in type, with custom logo - TEMPLATE
NYP2C-31396-12WC1000 | 3484000 | 682794 | Industrial Panel PC with Intel® Celeron® 3965U, 8 GB DDR4 RAM (non-ECC), 64 GB SSD-SLC, WIN 10 IoT Ent. (64-bit), PCIe slot, NYML port, 12.1" display with capacitive touchscreen
NYP2C-31396-12WC1002 | 3529600 | 687168 | Industrial Panel PC with Intel® Celeron® 3965U, 8 GB DRAM (non-ECC), 64 GB SSD SLC, WIN 10 IoT Ent. (64-bit), 1 PCIe + 2 drive slots, NY Monitor Link, 12.1" (1280x800) display with capacitive touchscreen, build-in type, with custom logo - TEMPLATE
NYP2C-31396-15WC1000 | 3459900 | 682798 | Industrial Panel PC with Intel® Celeron® 3965U, 8 GB DDR4 RAM (non-ECC), 64 GB SSD-SLC, WIN 10 IoT Ent. (64-bit), PCIe slot, NYML port, 15.4" display with capacitive touchscreen
NYP2C-31396-15WC1002 | 3504800 | 687164 | Industrial Panel PC with Intel® Celeron® 3965U, 8 GB DRAM (non-ECC), 64 GB SSD SLC, WIN 10 IoT Ent. (64-bit), 1 PCIe + 2 drive slots, NY Monitor Link, 15.4" (1280x800) display with capacitive touchscreen, build-in type, with custom logo - TEMPLATE
NYP2C-313C1-12WC1000 | 2636600 | 683305 | Industrial Panel PC with Intel® Celeron® 3965U, 8 GB DDR4 RAM (non-ECC), 320 GB HDD, WIN 10 IoT Ent. (64-bit), PCIe slot, RS-232, 12.1" display with capacitive touchscreen
NYP2C-313C1-12WC1002 | 2682200 | 687223 | Industrial Panel PC with Intel® Celeron® 3965U, 8 GB DRAM (non-ECC), 320 GB HDD, WIN 10 IoT Ent. (64-bit), 1 PCIe + 2 drive slots, RS-232C, 12.1" (1280x800) display with capacitive touchscreen, build-in type, with custom logo - TEMPLATE
NYP2C-313C1-15WC1000 | 2629800 | 683306 | Industrial Panel PC with Intel® Celeron® 3965U, 8 GB DDR4 RAM (non-ECC), 320 GB HDD, WIN 10 IoT Ent. (64-bit), PCIe slot, RS-232, 15.4" display with capacitive touchscreen
NYP2C-313C1-15WC1002 | 2674800 | 687224 | Industrial Panel PC with Intel® Celeron® 3965U, 8 GB DRAM (non-ECC), 320 GB HDD, WIN 10 IoT Ent. (64-bit), 1 PCIe + 2 drive slots, RS-232C, 15.4" (1280x800) display with capacitive touchscreen, build-in type, with custom logo - TEMPLATE
NYP2C-313C2-12WC1000 | 2636600 | 683278 | Industrial Panel PC with Intel® Celeron® 3965U, 8 GB DDR4 RAM (non-ECC), 320 GB HDD, WIN 10 IoT Ent. (64-bit), PCIe slot, extra DVI-D, 12.1" display with capacitive touchscreen
NYP2C-313C2-12WC1002 | 2682200 | 687225 | Industrial Panel PC with Intel® Celeron® 3965U, 8 GB DRAM (non-ECC), 320 GB HDD, WIN 10 IoT Ent. (64-bit), 1 PCIe + 2 drive slots, extra DVI-D, 12.1" (1280x800) display with capacitive touchscreen, build-in type, with custom logo - TEMPLATE
NYP2C-313C2-15WC1000 | 2629800 | 683271 | Industrial Panel PC with Intel® Celeron® 3965U, 8 GB DDR4 RAM (non-ECC), 320 GB HDD, WIN 10 IoT Ent. (64-bit), PCIe slot, extra DVI-D, 15.4" display with capacitive touchscreen
NYP2C-313C2-15WC1002 | 2674800 | 687226 | Industrial Panel PC with Intel® Celeron® 3965U, 8 GB DRAM (non-ECC), 320 GB HDD, WIN 10 IoT Ent. (64-bit), 1 PCIe + 2 drive slots, extra DVI-D, 15.4" (1280x800) display with capacitive touchscreen, build-in type, with custom logo - TEMPLATE
NYP2C-313C6-12WC1000 | 2869000 | 682785 | Industrial Panel PC with Intel® Celeron® 3965U, 8 GB DDR4 RAM (non-ECC), 320 GB HDD, WIN 10 IoT Ent. (64-bit), PCIe slot, NYML port, 12.1" display with capacitive touchscreen
NYP2C-313C6-12WC1002 | 2914800 | 687177 | Industrial Panel PC with Intel® Celeron® 3965U, 8 GB DRAM (non-ECC), 320 GB HDD, WIN 10 IoT Ent. (64-bit), 1 PCIe + 2 drive slots, NY Monitor Link, 12.1" (1280x800) display with capacitive touchscreen, build-in type, with custom logo - TEMPLATE
NYP2C-313C6-15WC1000 | 2859800 | 682780 | Industrial Panel PC with Intel® Celeron® 3965U, 8 GB DDR4 RAM (non-ECC), 320 GB HDD, WIN 10 IoT Ent. (64-bit), PCIe slot, NYML port, 15.4" display with capacitive touchscreen
NYP2C-313C6-15WC1002 | 2904500 | 687183 | Industrial Panel PC with Intel® Celeron® 3965U, 8 GB DRAM (non-ECC), 320 GB HDD, WIN 10 IoT Ent. (64-bit), 1 PCIe + 2 drive slots, NY Monitor Link, 15.4" (1280x800) display with capacitive touchscreen, build-in type, with custom logo - TEMPLATE
NYP2C-313K1-12WC1000 | 2763300 | 683279 | Industrial Panel PC with Intel® Celeron® 3965U, 8 GB DDR4 RAM (non-ECC), 128 GB SSD-iMLC, WIN 10 IoT Ent. (64-bit), PCIe slot, RS-232, 12.1" display with capacitive touchscreen
NYP2C-313K1-12WC1002 | 2809300 | 687227 | Industrial Panel PC with Intel® Celeron® 3965U, 8 GB DRAM (non-ECC), 128 GB SSD iMLC, WIN 10 IoT Ent. (64-bit), 1 PCIe + 2 drive slots, RS-232C, 12.1" (1280x800) display with capacitive touchscreen, build-in type, with custom logo - TEMPLATE
NYP2C-313K1-15WC1000 | 2754700 | 683299 | Industrial Panel PC with Intel® Celeron® 3965U, 8 GB DDR4 RAM (non-ECC), 128 GB SSD-iMLC, WIN 10 IoT Ent. (64-bit), PCIe slot, RS-232, 15.4" display with capacitive touchscreen
NYP2C-313K1-15WC1002 | 2799700 | 687228 | Industrial Panel PC with Intel® Celeron® 3965U, 8 GB DRAM (non-ECC), 128 GB SSD iMLC, WIN 10 IoT Ent. (64-bit), 1 PCIe + 2 drive slots, RS-232C, 15.4" (1280x800) display with capacitive touchscreen, build-in type, with custom logo - TEMPLATE
NYP2C-313K2-12WC1000 | 2763300 | 683294 | Industrial Panel PC with Intel® Celeron® 3965U, 8 GB DDR4 RAM (non-ECC), 128 GB SSD-iMLC, WIN 10 IoT Ent. (64-bit), PCIe slot, extra DVI-D, 12.1" display with capacitive touchscreen
NYP2C-313K2-12WC1002 | 2809300 | 687229 | Industrial Panel PC with Intel® Celeron® 3965U, 8 GB DRAM (non-ECC), 128 GB SSD iMLC, WIN 10 IoT Ent. (64-bit), 1 PCIe + 2 drive slots, extra DVI-D, 12.1" (1280x800) display with capacitive touchscreen, build-in type, with custom logo - TEMPLATE
NYP2C-313K2-15WC1000 | 2754700 | 683258 | Industrial Panel PC with Intel® Celeron® 3965U, 8 GB DDR4 RAM (non-ECC), 128 GB SSD-iMLC, WIN 10 IoT Ent. (64-bit), PCIe slot, extra DVI-D, 15.4" display with capacitive touchscreen
NYP2C-313K2-15WC1002 | 2799700 | 687230 | Industrial Panel PC with Intel® Celeron® 3965U, 8 GB DRAM (non-ECC), 128 GB SSD iMLC, WIN 10 IoT Ent. (64-bit), 1 PCIe + 2 drive slots, extra DVI-D, 15.4" (1280x800) display with capacitive touchscreen, build-in type, with custom logo - TEMPLATE
NYP2C-313K6-12WC1000 | 2996500 | 682774 | Industrial Panel PC with Intel® Celeron® 3965U, 8 GB DDR4 RAM (non-ECC), 128 GB SSD-iMLC, WIN 10 IoT Ent. (64-bit), PCIe slot, NYML port, 12.1" display with capacitive touchscreen
NYP2C-313K6-12WC1002 | 3042100 | 687189 | Industrial Panel PC with Intel® Celeron® 3965U, 8 GB DRAM (non-ECC), 128 GB SSD iMLC, WIN 10 IoT Ent. (64-bit), 1 PCIe + 2 drive slots, NY Monitor Link, 12.1" (1280x800) display with capacitive touchscreen, build-in type, with custom logo - TEMPLATE
NYP2C-313K6-15WC1000 | 2984900 | 682799 | Industrial Panel PC with Intel® Celeron® 3965U, 8 GB DDR4 RAM (non-ECC), 128 GB SSD-iMLC, WIN 10 IoT Ent. (64-bit), PCIe slot, NYML port, 15.4" display with capacitive touchscreen
NYP2C-313K6-15WC1002 | 3029800 | 687163 | Industrial Panel PC with Intel® Celeron® 3965U, 8 GB DRAM (non-ECC), 128 GB SSD iMLC, WIN 10 IoT Ent. (64-bit), 1 PCIe + 2 drive slots, NY Monitor Link, 15.4" (1280x800) display with capacitive touchscreen, build-in type, with custom logo - TEMPLATE
NYP2C-31491-12WC1000 | 3191900 | 707999 | Industrial Panel PC with Intel® Celeron® 3965U, 8 GB DRAM (non-ECC), 64 GB SSD SLC, WIN 10 IoT 2019 (64-bit), 1 PCIe + 2 drive slots, RS-232C, 12.1" (1280x800) display with capacitive touchscreen, build-in type
NYP2C-31491-12WC1002 | 2944700 | 708000 | Industrial Panel PC with Intel® Celeron® 3965U, 8 GB DRAM (non-ECC), 64 GB SSD SLC, WIN 10 IoT 2019 (64-bit), 1 PCIe + 2 drive slots, RS-232C, 12.1" (1280x800) display with capacitive touchscreen, build-in type, with custom logo - TEMPLATE
NYP2C-31491-15WC1000 | 3210100 | 708001 | Industrial Panel PC with Intel® Celeron® 3965U, 8 GB DRAM (non-ECC), 64 GB SSD SLC, WIN 10 IoT 2019 (64-bit), 1 PCIe + 2 drive slots, RS-232C, 15.4" (1280x800) display with capacitive touchscreen, build-in type
NYP2C-31491-15WC1002 | 2958300 | 708002 | Industrial Panel PC with Intel® Celeron® 3965U, 8 GB DRAM (non-ECC), 64 GB SSD SLC, WIN 10 IoT 2019 (64-bit), 1 PCIe + 2 drive slots, RS-232C, 15.4" (1280x800) display with capacitive touchscreen, build-in type, with custom logo - TEMPLATE
NYP2C-31492-12WC1000 | 3191900 | 708003 | Industrial Panel PC with Intel® Celeron® 3965U, 8 GB DRAM (non-ECC), 64 GB SSD SLC, WIN 10 IoT 2019 (64-bit), 1 PCIe + 2 drive slots, extra DVI-D, 12.1" (1280x800) display with capacitive touchscreen, build-in type
NYP2C-31492-12WC1002 | 2944700 | 708004 | Industrial Panel PC with Intel® Celeron® 3965U, 8 GB DRAM (non-ECC), 64 GB SSD SLC, WIN 10 IoT 2019 (64-bit), 1 PCIe + 2 drive slots, extra DVI-D, 12.1" (1280x800) display with capacitive touchscreen, build-in type, with custom logo - TEMPLATE
NYP2C-31492-15WC1000 | 3210100 | 708005 | Industrial Panel PC with Intel® Celeron® 3965U, 8 GB DRAM (non-ECC), 64 GB SSD SLC, WIN 10 IoT 2019 (64-bit), 1 PCIe + 2 drive slots, extra DVI-D, 15.4" (1280x800) display with capacitive touchscreen, build-in type
NYP2C-31492-15WC1002 | 2958300 | 708006 | Industrial Panel PC with Intel® Celeron® 3965U, 8 GB DRAM (non-ECC), 64 GB SSD SLC, WIN 10 IoT 2019 (64-bit), 1 PCIe + 2 drive slots, extra DVI-D, 15.4" (1280x800) display with capacitive touchscreen, build-in type, with custom logo - TEMPLATE
NYP2C-31496-12WC1000 | 3423300 | 708007 | Industrial Panel PC with Intel® Celeron® 3965U, 8 GB DRAM (non-ECC), 64 GB SSD SLC, WIN 10 IoT 2019 (64-bit), 1 PCIe + 2 drive slots, NY Monitor Link, 12.1" (1280x800) display with capacitive touchscreen, build-in type
NYP2C-31496-12WC1002 | 3151100 | 708008 | Industrial Panel PC with Intel® Celeron® 3965U, 8 GB DRAM (non-ECC), 64 GB SSD SLC, WIN 10 IoT 2019 (64-bit), 1 PCIe + 2 drive slots, NY Monitor Link, 12.1" (1280x800) display with capacitive touchscreen, build-in type, with custom logo - TEMPLATE
NYP2C-31496-15WC1000 | 3434700 | 708009 | Industrial Panel PC with Intel® Celeron® 3965U, 8 GB DRAM (non-ECC), 64 GB SSD SLC, WIN 10 IoT 2019 (64-bit), 1 PCIe + 2 drive slots, NY Monitor Link, 15.4" (1280x800) display with capacitive touchscreen, build-in type
NYP2C-31496-15WC1002 | 3164700 | 708010 | Industrial Panel PC with Intel® Celeron® 3965U, 8 GB DRAM (non-ECC), 64 GB SSD SLC, WIN 10 IoT 2019 (64-bit), 1 PCIe + 2 drive slots, NY Monitor Link, 15.4" (1280x800) display with capacitive touchscreen, build-in type, with custom logo - TEMPLATE
NYP2C-314C1-12WC1000 | 2588600 | 708011 | Industrial Panel PC with Intel® Celeron® 3965U, 8 GB DRAM (non-ECC), 320 GB HDD, WIN 10 IoT 2019 (64-bit), 1 PCIe + 2 drive slots, RS-232C, 12.1" (1280x800) display with capacitive touchscreen, build-in type
NYP2C-314C1-12WC1002 | 2395700 | 708012 | Industrial Panel PC with Intel® Celeron® 3965U, 8 GB DRAM (non-ECC), 320 GB HDD, WIN 10 IoT 2019 (64-bit), 1 PCIe + 2 drive slots, RS-232C, 12.1" (1280x800) display with capacitive touchscreen, build-in type, with custom logo - TEMPLATE
NYP2C-314C1-15WC1000 | 2608900 | 708013 | Industrial Panel PC with Intel® Celeron® 3965U, 8 GB DRAM (non-ECC), 320 GB HDD, WIN 10 IoT 2019 (64-bit), 1 PCIe + 2 drive slots, RS-232C, 15.4" (1280x800) display with capacitive touchscreen, build-in type
NYP2C-314C1-15WC1002 | 2411600 | 708014 | Industrial Panel PC with Intel® Celeron® 3965U, 8 GB DRAM (non-ECC), 320 GB HDD, WIN 10 IoT 2019 (64-bit), 1 PCIe + 2 drive slots, RS-232C, 15.4" (1280x800) display with capacitive touchscreen, build-in type, with custom logo - TEMPLATE
NYP2C-314C2-12WC1000 | 2588600 | 708015 | Industrial Panel PC with Intel® Celeron® 3965U, 8 GB DRAM (non-ECC), 320 GB HDD, WIN 10 IoT 2019 (64-bit), 1 PCIe + 2 drive slots, extra DVI-D, 12.1" (1280x800) display with capacitive touchscreen, build-in type
NYP2C-314C2-12WC1002 | 2395700 | 708016 | Industrial Panel PC with Intel® Celeron® 3965U, 8 GB DRAM (non-ECC), 320 GB HDD, WIN 10 IoT 2019 (64-bit), 1 PCIe + 2 drive slots, extra DVI-D, 12.1" (1280x800) display with capacitive touchscreen, build-in type, with custom logo - TEMPLATE
NYP2C-314C2-15WC1000 | 2608900 | 708017 | Industrial Panel PC with Intel® Celeron® 3965U, 8 GB DRAM (non-ECC), 320 GB HDD, WIN 10 IoT 2019 (64-bit), 1 PCIe + 2 drive slots, extra DVI-D, 15.4" (1280x800) display with capacitive touchscreen, build-in type
NYP2C-314C2-15WC1002 | 2411600 | 708018 | Industrial Panel PC with Intel® Celeron® 3965U, 8 GB DRAM (non-ECC), 320 GB HDD, WIN 10 IoT 2019 (64-bit), 1 PCIe + 2 drive slots, extra DVI-D, 15.4" (1280x800) display with capacitive touchscreen, build-in type, with custom logo - TEMPLATE
NYP2C-314C6-12WC1000 | 2819900 | 708019 | Industrial Panel PC with Intel® Celeron® 3965U, 8 GB DRAM (non-ECC), 320 GB HDD, WIN 10 IoT 2019 (64-bit), 1 PCIe + 2 drive slots, NY Monitor Link, 12.1" (1280x800) display with capacitive touchscreen, build-in type
NYP2C-314C6-12WC1002 | 2604500 | 708020 | Industrial Panel PC with Intel® Celeron® 3965U, 8 GB DRAM (non-ECC), 320 GB HDD, WIN 10 IoT 2019 (64-bit), 1 PCIe + 2 drive slots, NY Monitor Link, 12.1" (1280x800) display with capacitive touchscreen, build-in type, with custom logo - TEMPLATE
NYP2C-314C6-15WC1000 | 2838100 | 708021 | Industrial Panel PC with Intel® Celeron® 3965U, 8 GB DRAM (non-ECC), 320 GB HDD, WIN 10 IoT 2019 (64-bit), 1 PCIe + 2 drive slots, NY Monitor Link, 15.4" (1280x800) display with capacitive touchscreen, build-in type
NYP2C-314C6-15WC1002 | 2618000 | 708022 | Industrial Panel PC with Intel® Celeron® 3965U, 8 GB DRAM (non-ECC), 320 GB HDD, WIN 10 IoT 2019 (64-bit), 1 PCIe + 2 drive slots, NY Monitor Link, 15.4" (1280x800) display with capacitive touchscreen, build-in type, with custom logo - TEMPLATE
NYP2C-314K1-12WC1000 | 2715600 | 708023 | Industrial Panel PC with Intel® Celeron® 3965U, 8 GB DRAM (non-ECC), 128 GB SSD iMLC, WIN 10 IoT 2019 (64-bit), 1 PCIe + 2 drive slots, RS-232C, 12.1" (1280x800) display with capacitive touchscreen, build-in type
NYP2C-314K1-12WC1002 | 2509100 | 708024 | Industrial Panel PC with Intel® Celeron® 3965U, 8 GB DRAM (non-ECC), 128 GB SSD iMLC, WIN 10 IoT 2019 (64-bit), 1 PCIe + 2 drive slots, RS-232C, 12.1" (1280x800) display with capacitive touchscreen, build-in type, with custom logo - TEMPLATE
NYP2C-314K1-15WC1000 | 2736000 | 708025 | Industrial Panel PC with Intel® Celeron® 3965U, 8 GB DRAM (non-ECC), 128 GB SSD iMLC, WIN 10 IoT 2019 (64-bit), 1 PCIe + 2 drive slots, RS-232C, 15.4" (1280x800) display with capacitive touchscreen, build-in type
NYP2C-314K1-15WC1002 | 2525100 | 708026 | Industrial Panel PC with Intel® Celeron® 3965U, 8 GB DRAM (non-ECC), 128 GB SSD iMLC, WIN 10 IoT 2019 (64-bit), 1 PCIe + 2 drive slots, RS-232C, 15.4" (1280x800) display with capacitive touchscreen, build-in type, with custom logo - TEMPLATE
NYP2C-314K2-12WC1000 | 2715600 | 708027 | Industrial Panel PC with Intel® Celeron® 3965U, 8 GB DRAM (non-ECC), 128 GB SSD iMLC, WIN 10 IoT 2019 (64-bit), 1 PCIe + 2 drive slots, extra DVI-D, 12.1" (1280x800) display with capacitive touchscreen, build-in type
NYP2C-314K2-12WC1002 | 2509100 | 708028 | Industrial Panel PC with Intel® Celeron® 3965U, 8 GB DRAM (non-ECC), 128 GB SSD iMLC, WIN 10 IoT 2019 (64-bit), 1 PCIe + 2 drive slots, extra DVI-D, 12.1" (1280x800) display with capacitive touchscreen, build-in type, with custom logo - TEMPLATE
NYP2C-314K2-15WC1000 | 2736000 | 708029 | Industrial Panel PC with Intel® Celeron® 3965U, 8 GB DRAM (non-ECC), 128 GB SSD iMLC, WIN 10 IoT 2019 (64-bit), 1 PCIe + 2 drive slots, extra DVI-D, 15.4" (1280x800) display with capacitive touchscreen, build-in type
NYP2C-314K2-15WC1002 | 2525100 | 708030 | Industrial Panel PC with Intel® Celeron® 3965U, 8 GB DRAM (non-ECC), 128 GB SSD iMLC, WIN 10 IoT 2019 (64-bit), 1 PCIe + 2 drive slots, extra DVI-D, 15.4" (1280x800) display with capacitive touchscreen, build-in type, with custom logo - TEMPLATE
NYP2C-314K6-12WC1000 | 2949200 | 707923 | Industrial Panel PC with Intel® Celeron® 3965U, 8 GB DRAM (non-ECC), 128 GB SSD iMLC, WIN 10 IoT 2019 (64-bit), 1 PCIe + 2 drive slots, NY Monitor Link, 12.1" (1280x800) display with capacitive touchscreen, build-in type
NYP2C-314K6-12WC1002 | 2720100 | 707933 | Industrial Panel PC with Intel® Celeron® 3965U, 8 GB DRAM (non-ECC), 128 GB SSD iMLC, WIN 10 IoT 2019 (64-bit), 1 PCIe + 2 drive slots, NY Monitor Link, 12.1" (1280x800) display with capacitive touchscreen, build-in type, with custom logo - TEMPLATE
NYP2C-314K6-15WC1000 | 2962800 | 707934 | Industrial Panel PC with Intel® Celeron® 3965U, 8 GB DRAM (non-ECC), 128 GB SSD iMLC, WIN 10 IoT 2019 (64-bit), 1 PCIe + 2 drive slots, NY Monitor Link, 15.4" (1280x800) display with capacitive touchscreen, build-in type
NYP2C-314K6-15WC1002 | 2733700 | 707935 | Industrial Panel PC with Intel® Celeron® 3965U, 8 GB DRAM (non-ECC), 128 GB SSD iMLC, WIN 10 IoT 2019 (64-bit), 1 PCIe + 2 drive slots, NY Monitor Link, 15.4" (1280x800) display with capacitive touchscreen, build-in type, with custom logo - TEMPLATE
NYP35-21001-12WC1000 | 2674400 | 683292 | Industrial Panel PC with Intel® Core™ i5-7300U, 4 GB DDR4 RAM (non-ECC), No storage, No OS, PCIe slot, RS-232, 12.1" display with capacitive touchscreen
NYP35-21001-12WC1002 | 2720300 | 687231 | Industrial Panel PC with Intel® Core™ i5-7300U, 4 GB DRAM (non-ECC), No Storage, No OS, 1 PCIe + 2 drive slots, RS-232C, 12.1" (1280x800) display with capacitive touchscreen, build-in type, with custom logo - TEMPLATE
NYP35-21001-15WC1000 | 2667600 | 683316 | Industrial Panel PC with Intel® Core™ i5-7300U, 4 GB DDR4 RAM (non-ECC), No storage, No OS, PCIe slot, RS-232, 15.4" display with capacitive touchscreen
NYP35-21001-15WC1002 | 2712400 | 687196 | Industrial Panel PC with Intel® Core™ i5-7300U, 4 GB DRAM (non-ECC), No Storage, No OS, 1 PCIe + 2 drive slots, RS-232C, 15.4" (1280x800) display with capacitive touchscreen, build-in type, with custom logo - TEMPLATE
NYP35-21006-12WC1000 | 2908300 | 682791 | Industrial Panel PC with Intel® Core™ i5-7300U, 4 GB DDR4 RAM (non-ECC), No storage, No OS, PCIe slot, NYML port, 12.1" display with capacitive touchscreen
NYP35-21006-12WC1002 | 2954200 | 687171 | Industrial Panel PC with Intel® Core™ i5-7300U, 4 GB DRAM (non-ECC), No Storage, No OS, 1 PCIe + 2 drive slots, NY Monitor Link, 12.1" (1280x800) display with capacitive touchscreen, build-in type, with custom logo - TEMPLATE
NYP35-21006-15WC1000 | 2895800 | 682778 | Industrial Panel PC with Intel® Core™ i5-7300U, 4 GB DDR4 RAM (non-ECC), No storage, No OS, PCIe slot, NYML port, 15.4" display with capacitive touchscreen
NYP35-21006-15WC1002 | 2940700 | 687185 | Industrial Panel PC with Intel® Core™ i5-7300U, 4 GB DRAM (non-ECC), No Storage, No OS, 1 PCIe + 2 drive slots, NY Monitor Link, 15.4" (1280x800) display with capacitive touchscreen, build-in type, with custom logo - TEMPLATE
NYP35-21391-12WC1000 | 3484000 | 683280 | Industrial Panel PC with Intel® Core™ i5-7300U, 4 GB DDR4 RAM (non-ECC), 64 GB SSD-SLC, WIN 10 IoT Ent. (64-bit), PCIe slot, RS-232, 12.1" display with capacitive touchscreen
NYP35-21391-12WC1002 | 3529600 | 687232 | Industrial Panel PC with Intel® Core™ i5-7300U, 4 GB DRAM (non-ECC), 64 GB SSD SLC, WIN 10 IoT Ent. (64-bit), 1 PCIe + 2 drive slots, RS-232C, 12.1" (1280x800) display with capacitive touchscreen, build-in type, with custom logo - TEMPLATE
NYP35-21391-15WC1000 | 3459900 | 683259 | Industrial Panel PC with Intel® Core™ i5-7300U, 4 GB DDR4 RAM (non-ECC), 64 GB SSD-SLC, WIN 10 IoT Ent. (64-bit), PCIe slot, RS-232, 15.4" display with capacitive touchscreen
NYP35-21391-15WC1002 | 3504800 | 687233 | Industrial Panel PC with Intel® Core™ i5-7300U, 4 GB DRAM (non-ECC), 64 GB SSD SLC, WIN 10 IoT Ent. (64-bit), 1 PCIe + 2 drive slots, RS-232C, 15.4" (1280x800) display with capacitive touchscreen, build-in type, with custom logo - TEMPLATE
NYP35-21392-12WC1000 | 3484000 | 683260 | Industrial Panel PC with Intel® Core™ i5-7300U, 4 GB DDR4 RAM (non-ECC), 64 GB SSD-SLC, WIN 10 IoT Ent. (64-bit), PCIe slot, extra DVI-D, 12.1" display with capacitive touchscreen
NYP35-21392-12WC1002 | 3529600 | 687234 | Industrial Panel PC with Intel® Core™ i5-7300U, 4 GB DRAM (non-ECC), 64 GB SSD SLC, WIN 10 IoT Ent. (64-bit), 1 PCIe + 2 drive slots, extra DVI-D, 12.1" (1280x800) display with capacitive touchscreen, build-in type, with custom logo - TEMPLATE
NYP35-21392-15WC1000 | 3459900 | 683284 | Industrial Panel PC with Intel® Core™ i5-7300U, 4 GB DDR4 RAM (non-ECC), 64 GB SSD-SLC, WIN 10 IoT Ent. (64-bit), PCIe slot, extra DVI-D, 15.4" display with capacitive touchscreen
NYP35-21392-15WC1002 | 3504800 | 687235 | Industrial Panel PC with Intel® Core™ i5-7300U, 4 GB DRAM (non-ECC), 64 GB SSD SLC, WIN 10 IoT Ent. (64-bit), 1 PCIe + 2 drive slots, extra DVI-D, 15.4" (1280x800) display with capacitive touchscreen, build-in type, with custom logo - TEMPLATE
NYP35-21396-12WC1000 | 3713500 | 682781 | Industrial Panel PC with Intel® Core™ i5-7300U, 4 GB DDR4 RAM (non-ECC), 64 GB SSD-SLC, WIN 10 IoT Ent. (64-bit), PCIe slot, NYML port, 12.1" display with capacitive touchscreen
NYP35-21396-12WC1002 | 3759300 | 687182 | Industrial Panel PC with Intel® Core™ i5-7300U, 4 GB DRAM (non-ECC), 64 GB SSD SLC, WIN 10 IoT Ent. (64-bit), 1 PCIe + 2 drive slots, NY Monitor Link, 12.1" (1280x800) display with capacitive touchscreen, build-in type, with custom logo - TEMPLATE
NYP35-21396-15WC1000 | 3684900 | 682775 | Industrial Panel PC with Intel® Core™ i5-7300U, 4 GB DDR4 RAM (non-ECC), 64 GB SSD-SLC, WIN 10 IoT Ent. (64-bit), PCIe slot, NYML port, 15.4" display with capacitive touchscreen
NYP35-21396-15WC1002 | 3729900 | 687188 | Industrial Panel PC with Intel® Core™ i5-7300U, 4 GB DRAM (non-ECC), 64 GB SSD SLC, WIN 10 IoT Ent. (64-bit), 1 PCIe + 2 drive slots, NY Monitor Link, 15.4" (1280x800) display with capacitive touchscreen, build-in type, with custom logo - TEMPLATE
NYP35-213C1-12WC1000 | 2869000 | 683300 | Industrial Panel PC with Intel® Core™ i5-7300U, 4 GB DDR4 RAM (non-ECC), 320 GB HDD, WIN 10 IoT Ent. (64-bit), PCIe slot, RS-232, 12.1" display with capacitive touchscreen
NYP35-213C1-12WC1002 | 2914800 | 687236 | Industrial Panel PC with Intel® Core™ i5-7300U, 4 GB DRAM (non-ECC), 320 GB HDD, WIN 10 IoT Ent. (64-bit), 1 PCIe + 2 drive slots, RS-232C, 12.1" (1280x800) display with capacitive touchscreen, build-in type, with custom logo - TEMPLATE
NYP35-213C1-15WC1000 | 2859800 | 683261 | Industrial Panel PC with Intel® Core™ i5-7300U, 4 GB DDR4 RAM (non-ECC), 320 GB HDD, WIN 10 IoT Ent. (64-bit), PCIe slot, RS-232, 15.4" display with capacitive touchscreen
NYP35-213C1-15WC1002 | 2904500 | 687237 | Industrial Panel PC with Intel® Core™ i5-7300U, 4 GB DRAM (non-ECC), 320 GB HDD, WIN 10 IoT Ent. (64-bit), 1 PCIe + 2 drive slots, RS-232C, 15.4" (1280x800) display with capacitive touchscreen, build-in type, with custom logo - TEMPLATE
NYP35-213C2-12WC1000 | 2869000 | 683312 | Industrial Panel PC with Intel® Core™ i5-7300U, 4 GB DDR4 RAM (non-ECC), 320 GB HDD, WIN 10 IoT Ent. (64-bit), PCIe slot, extra DVI-D, 12.1" display with capacitive touchscreen
NYP35-213C2-12WC1002 | 2914800 | 687238 | Industrial Panel PC with Intel® Core™ i5-7300U, 4 GB DRAM (non-ECC), 320 GB HDD, WIN 10 IoT Ent. (64-bit), 1 PCIe + 2 drive slots, extra DVI-D, 12.1" (1280x800) display with capacitive touchscreen, build-in type, with custom logo - TEMPLATE
NYP35-213C2-15WC1000 | 2859800 | 683262 | Industrial Panel PC with Intel® Core™ i5-7300U, 4 GB DDR4 RAM (non-ECC), 320 GB HDD, WIN 10 IoT Ent. (64-bit), PCIe slot, extra DVI-D, 15.4" display with capacitive touchscreen
NYP35-213C2-15WC1002 | 2904500 | 687239 | Industrial Panel PC with Intel® Core™ i5-7300U, 4 GB DRAM (non-ECC), 320 GB HDD, WIN 10 IoT Ent. (64-bit), 1 PCIe + 2 drive slots, extra DVI-D, 15.4" (1280x800) display with capacitive touchscreen, build-in type, with custom logo - TEMPLATE
NYP35-213C6-12WC1000 | 3101200 | 682782 | Industrial Panel PC with Intel® Core™ i5-7300U, 4 GB DDR4 RAM (non-ECC), 320 GB HDD, WIN 10 IoT Ent. (64-bit), PCIe slot, NYML port, 12.1" display with capacitive touchscreen
NYP35-213C6-12WC1002 | 3147200 | 687181 | Industrial Panel PC with Intel® Core™ i5-7300U, 4 GB DRAM (non-ECC), 320 GB HDD, WIN 10 IoT Ent. (64-bit), 1 PCIe + 2 drive slots, NY Monitor Link, 12.1" (1280x800) display with capacitive touchscreen, build-in type, with custom logo - TEMPLATE
NYP35-213C6-15WC1000 | 3084800 | 682784 | Industrial Panel PC with Intel® Core™ i5-7300U, 4 GB DDR4 RAM (non-ECC), 320 GB HDD, WIN 10 IoT Ent. (64-bit), PCIe slot, NYML port, 15.4" display with capacitive touchscreen
NYP35-213C6-15WC1002 | 3129600 | 687179 | Industrial Panel PC with Intel® Core™ i5-7300U, 4 GB DRAM (non-ECC), 320 GB HDD, WIN 10 IoT Ent. (64-bit), 1 PCIe + 2 drive slots, NY Monitor Link, 15.4" (1280x800) display with capacitive touchscreen, build-in type, with custom logo - TEMPLATE
NYP35-213K1-12WC1000 | 2996500 | 683272 | Industrial Panel PC with Intel® Core™ i5-7300U, 4 GB DDR4 RAM (non-ECC), 128 GB SSD-iMLC, WIN 10 IoT Ent. (64-bit), PCIe slot, RS-232, 12.1" display with capacitive touchscreen
NYP35-213K1-12WC1002 | 3042100 | 687240 | Industrial Panel PC with Intel® Core™ i5-7300U, 4 GB DRAM (non-ECC), 128 GB SSD iMLC, WIN 10 IoT Ent. (64-bit), 1 PCIe + 2 drive slots, RS-232C, 12.1" (1280x800) display with capacitive touchscreen, build-in type, with custom logo - TEMPLATE
NYP35-213K1-15WC1000 | 2984900 | 683285 | Industrial Panel PC with Intel® Core™ i5-7300U, 4 GB DDR4 RAM (non-ECC), 128 GB SSD-iMLC, WIN 10 IoT Ent. (64-bit), PCIe slot, RS-232, 15.4" display with capacitive touchscreen
NYP35-213K1-15WC1002 | 3029800 | 687241 | Industrial Panel PC with Intel® Core™ i5-7300U, 4 GB DRAM (non-ECC), 128 GB SSD iMLC, WIN 10 IoT Ent. (64-bit), 1 PCIe + 2 drive slots, RS-232C, 15.4" (1280x800) display with capacitive touchscreen, build-in type, with custom logo - TEMPLATE
NYP35-213K2-12WC1000 | 2996500 | 683295 | Industrial Panel PC with Intel® Core™ i5-7300U, 4 GB DDR4 RAM (non-ECC), 128 GB SSD-iMLC, WIN 10 IoT Ent. (64-bit), PCIe slot, extra DVI-D, 12.1" display with capacitive touchscreen
NYP35-213K2-12WC1002 | 3042100 | 687242 | Industrial Panel PC with Intel® Core™ i5-7300U, 4 GB DRAM (non-ECC), 128 GB SSD iMLC, WIN 10 IoT Ent. (64-bit), 1 PCIe + 2 drive slots, extra DVI-D, 12.1" (1280x800) display with capacitive touchscreen, build-in type, with custom logo - TEMPLATE
NYP35-213K2-15WC1000 | 2984900 | 683281 | Industrial Panel PC with Intel® Core™ i5-7300U, 4 GB DDR4 RAM (non-ECC), 128 GB SSD-iMLC, WIN 10 IoT Ent. (64-bit), PCIe slot, extra DVI-D, 15.4" display with capacitive touchscreen
NYP35-213K2-15WC1002 | 3029800 | 687243 | Industrial Panel PC with Intel® Core™ i5-7300U, 4 GB DRAM (non-ECC), 128 GB SSD iMLC, WIN 10 IoT Ent. (64-bit), 1 PCIe + 2 drive slots, extra DVI-D, 15.4" (1280x800) display with capacitive touchscreen, build-in type, with custom logo - TEMPLATE
NYP35-213K6-12WC1000 | 3228800 | 682753 | Industrial Panel PC with Intel® Core™ i5-7300U, 4 GB DDR4 RAM (non-ECC), 128 GB SSD-iMLC, WIN 10 IoT Ent. (64-bit), PCIe slot, NYML port, 12.1" display with capacitive touchscreen
NYP35-213K6-12WC1002 | 3274900 | 687162 | Industrial Panel PC with Intel® Core™ i5-7300U, 4 GB DRAM (non-ECC), 128 GB SSD iMLC, WIN 10 IoT Ent. (64-bit), 1 PCIe + 2 drive slots, NY Monitor Link, 12.1" (1280x800) display with capacitive touchscreen, build-in type, with custom logo - TEMPLATE
NYP35-213K6-15WC1000 | 3209700 | 682776 | Industrial Panel PC with Intel® Core™ i5-7300U, 4 GB DDR4 RAM (non-ECC), 128 GB SSD-iMLC, WIN 10 IoT Ent. (64-bit), PCIe slot, NYML port, 15.4" display with capacitive touchscreen
NYP35-213K6-15WC1002 | 3254700 | 687187 | Industrial Panel PC with Intel® Core™ i5-7300U, 4 GB DRAM (non-ECC), 128 GB SSD iMLC, WIN 10 IoT Ent. (64-bit), 1 PCIe + 2 drive slots, NY Monitor Link, 15.4" (1280x800) display with capacitive touchscreen, build-in type, with custom logo - TEMPLATE
NYP35-21491-12WC1000 | 3423300 | 707863 | Industrial Panel PC with Intel® Core™ i5-7300U, 4 GB DRAM (non-ECC), 64 GB SSD SLC, WIN 10 IoT 2019 (64-bit), 1 PCIe + 2 drive slots, RS-232C, 12.1" (1280x800) display with capacitive touchscreen, build-in type
NYP35-21491-12WC1002 | 3151100 | 707883 | Industrial Panel PC with Intel® Core™ i5-7300U, 4 GB DRAM (non-ECC), 64 GB SSD SLC, WIN 10 IoT 2019 (64-bit), 1 PCIe + 2 drive slots, RS-232C, 12.1" (1280x800) display with capacitive touchscreen, build-in type, with custom logo - TEMPLATE
NYP35-21491-15WC1000 | 3434700 | 707862 | Industrial Panel PC with Intel® Core™ i5-7300U, 4 GB DRAM (non-ECC), 64 GB SSD SLC, WIN 10 IoT 2019 (64-bit), 1 PCIe + 2 drive slots, RS-232C, 15.4" (1280x800) display with capacitive touchscreen, build-in type
NYP35-21491-15WC1002 | 3164700 | 707884 | Industrial Panel PC with Intel® Core™ i5-7300U, 4 GB DRAM (non-ECC), 64 GB SSD SLC, WIN 10 IoT 2019 (64-bit), 1 PCIe + 2 drive slots, RS-232C, 15.4" (1280x800) display with capacitive touchscreen, build-in type, with custom logo - TEMPLATE
NYP35-21492-12WC1000 | 3423300 | 707861 | Industrial Panel PC with Intel® Core™ i5-7300U, 4 GB DRAM (non-ECC), 64 GB SSD SLC, WIN 10 IoT 2019 (64-bit), 1 PCIe + 2 drive slots, extra DVI-D, 12.1" (1280x800) display with capacitive touchscreen, build-in type
NYP35-21492-12WC1002 | 3151100 | 707885 | Industrial Panel PC with Intel® Core™ i5-7300U, 4 GB DRAM (non-ECC), 64 GB SSD SLC, WIN 10 IoT 2019 (64-bit), 1 PCIe + 2 drive slots, extra DVI-D, 12.1" (1280x800) display with capacitive touchscreen, build-in type, with custom logo - TEMPLATE
NYP35-21492-15WC1000 | 3434700 | 707860 | Industrial Panel PC with Intel® Core™ i5-7300U, 4 GB DRAM (non-ECC), 64 GB SSD SLC, WIN 10 IoT 2019 (64-bit), 1 PCIe + 2 drive slots, extra DVI-D, 15.4" (1280x800) display with capacitive touchscreen, build-in type
NYP35-21492-15WC1002 | 3164700 | 707886 | Industrial Panel PC with Intel® Core™ i5-7300U, 4 GB DRAM (non-ECC), 64 GB SSD SLC, WIN 10 IoT 2019 (64-bit), 1 PCIe + 2 drive slots, extra DVI-D, 15.4" (1280x800) display with capacitive touchscreen, build-in type, with custom logo - TEMPLATE
NYP35-21496-12WC1000 | 3650100 | 707859 | Industrial Panel PC with Intel® Core™ i5-7300U, 4 GB DRAM (non-ECC), 64 GB SSD SLC, WIN 10 IoT 2019 (64-bit), 1 PCIe + 2 drive slots, NY Monitor Link, 12.1" (1280x800) display with capacitive touchscreen, build-in type
NYP35-21496-12WC1002 | 3357600 | 707887 | Industrial Panel PC with Intel® Core™ i5-7300U, 4 GB DRAM (non-ECC), 64 GB SSD SLC, WIN 10 IoT 2019 (64-bit), 1 PCIe + 2 drive slots, NY Monitor Link, 12.1" (1280x800) display with capacitive touchscreen, build-in type, with custom logo - TEMPLATE
NYP35-21496-15WC1000 | 2819900 | 707858 | Industrial Panel PC with Intel® Core™ i5-7300U, 4 GB DRAM (non-ECC), 64 GB SSD SLC, WIN 10 IoT 2019 (64-bit), 1 PCIe + 2 drive slots, NY Monitor Link, 15.4" (1280x800) display with capacitive touchscreen, build-in type
NYP35-21496-15WC1002 | 3364400 | 707888 | Industrial Panel PC with Intel® Core™ i5-7300U, 4 GB DRAM (non-ECC), 64 GB SSD SLC, WIN 10 IoT 2019 (64-bit), 1 PCIe + 2 drive slots, NY Monitor Link, 15.4" (1280x800) display with capacitive touchscreen, build-in type, with custom logo - TEMPLATE
NYP35-214C1-12WC1000 | 2838100 | 707857 | Industrial Panel PC with Intel® Core™ i5-7300U, 4 GB DRAM (non-ECC), 320 GB HDD, WIN 10 IoT 2019 (64-bit), 1 PCIe + 2 drive slots, RS-232C, 12.1" (1280x800) display with capacitive touchscreen, build-in type
NYP35-214C1-12WC1002 | 2604500 | 707889 | Industrial Panel PC with Intel® Core™ i5-7300U, 4 GB DRAM (non-ECC), 320 GB HDD, WIN 10 IoT 2019 (64-bit), 1 PCIe + 2 drive slots, RS-232C, 12.1" (1280x800) display with capacitive touchscreen, build-in type, with custom logo - TEMPLATE
NYP35-214C1-15WC1000 | 2819900 | 707856 | Industrial Panel PC with Intel® Core™ i5-7300U, 4 GB DRAM (non-ECC), 320 GB HDD, WIN 10 IoT 2019 (64-bit), 1 PCIe + 2 drive slots, RS-232C, 15.4" (1280x800) display with capacitive touchscreen, build-in type
NYP35-214C1-15WC1002 | 2618000 | 707890 | Industrial Panel PC with Intel® Core™ i5-7300U, 4 GB DRAM (non-ECC), 320 GB HDD, WIN 10 IoT 2019 (64-bit), 1 PCIe + 2 drive slots, RS-232C, 15.4" (1280x800) display with capacitive touchscreen, build-in type, with custom logo - TEMPLATE
NYP35-214C2-12WC1000 | 2838100 | 707855 | Industrial Panel PC with Intel® Core™ i5-7300U, 4 GB DRAM (non-ECC), 320 GB HDD, WIN 10 IoT 2019 (64-bit), 1 PCIe + 2 drive slots, extra DVI-D, 12.1" (1280x800) display with capacitive touchscreen, build-in type
NYP35-214C2-12WC1002 | 2604500 | 707891 | Industrial Panel PC with Intel® Core™ i5-7300U, 4 GB DRAM (non-ECC), 320 GB HDD, WIN 10 IoT 2019 (64-bit), 1 PCIe + 2 drive slots, extra DVI-D, 12.1" (1280x800) display with capacitive touchscreen, build-in type, with custom logo - TEMPLATE
NYP35-214C2-15WC1000 | 2838100 | 707854 | Industrial Panel PC with Intel® Core™ i5-7300U, 4 GB DRAM (non-ECC), 320 GB HDD, WIN 10 IoT 2019 (64-bit), 1 PCIe + 2 drive slots, extra DVI-D, 15.4" (1280x800) display with capacitive touchscreen, build-in type
NYP35-214C2-15WC1002 | 2618000 | 707892 | Industrial Panel PC with Intel® Core™ i5-7300U, 4 GB DRAM (non-ECC), 320 GB HDD, WIN 10 IoT 2019 (64-bit), 1 PCIe + 2 drive slots, extra DVI-D, 15.4" (1280x800) display with capacitive touchscreen, build-in type, with custom logo - TEMPLATE
NYP35-214C6-12WC1000 | 3049100 | 707853 | Industrial Panel PC with Intel® Core™ i5-7300U, 4 GB DRAM (non-ECC), 320 GB HDD, WIN 10 IoT 2019 (64-bit), 1 PCIe + 2 drive slots, NY Monitor Link, 12.1" (1280x800) display with capacitive touchscreen, build-in type
NYP35-214C6-12WC1002 | 2810900 | 707893 | Industrial Panel PC with Intel® Core™ i5-7300U, 4 GB DRAM (non-ECC), 320 GB HDD, WIN 10 IoT 2019 (64-bit), 1 PCIe + 2 drive slots, NY Monitor Link, 12.1" (1280x800) display with capacitive touchscreen, build-in type, with custom logo - TEMPLATE
NYP35-214C6-15WC1000 | 3062700 | 707852 | Industrial Panel PC with Intel® Core™ i5-7300U, 4 GB DRAM (non-ECC), 320 GB HDD, WIN 10 IoT 2019 (64-bit), 1 PCIe + 2 drive slots, NY Monitor Link, 15.4" (1280x800) display with capacitive touchscreen, build-in type
NYP35-214C6-15WC1002 | 2824500 | 707894 | Industrial Panel PC with Intel® Core™ i5-7300U, 4 GB DRAM (non-ECC), 320 GB HDD, WIN 10 IoT 2019 (64-bit), 1 PCIe + 2 drive slots, NY Monitor Link, 15.4" (1280x800) display with capacitive touchscreen, build-in type, with custom logo - TEMPLATE
NYP35-214K1-12WC1000 | 2949200 | 707851 | Industrial Panel PC with Intel® Core™ i5-7300U, 4 GB DRAM (non-ECC), 128 GB SSD iMLC, WIN 10 IoT 2019 (64-bit), 1 PCIe + 2 drive slots, RS-232C, 12.1" (1280x800) display with capacitive touchscreen, build-in type
NYP35-214K1-12WC1002 | 2720100 | 707895 | Industrial Panel PC with Intel® Core™ i5-7300U, 4 GB DRAM (non-ECC), 128 GB SSD iMLC, WIN 10 IoT 2019 (64-bit), 1 PCIe + 2 drive slots, RS-232C, 12.1" (1280x800) display with capacitive touchscreen, build-in type, with custom logo - TEMPLATE
NYP35-214K1-15WC1000 | 2962800 | 707850 | Industrial Panel PC with Intel® Core™ i5-7300U, 4 GB DRAM (non-ECC), 128 GB SSD iMLC, WIN 10 IoT 2019 (64-bit), 1 PCIe + 2 drive slots, RS-232C, 15.4" (1280x800) display with capacitive touchscreen, build-in type
NYP35-214K1-15WC1002 | 2733700 | 707896 | Industrial Panel PC with Intel® Core™ i5-7300U, 4 GB DRAM (non-ECC), 128 GB SSD iMLC, WIN 10 IoT 2019 (64-bit), 1 PCIe + 2 drive slots, RS-232C, 15.4" (1280x800) display with capacitive touchscreen, build-in type, with custom logo - TEMPLATE
NYP35-214K2-12WC1000 | 2949200 | 707849 | Industrial Panel PC with Intel® Core™ i5-7300U, 4 GB DRAM (non-ECC), 128 GB SSD iMLC, WIN 10 IoT 2019 (64-bit), 1 PCIe + 2 drive slots, extra DVI-D, 12.1" (1280x800) display with capacitive touchscreen, build-in type
NYP35-214K2-12WC1002 | 2720100 | 707897 | Industrial Panel PC with Intel® Core™ i5-7300U, 4 GB DRAM (non-ECC), 128 GB SSD iMLC, WIN 10 IoT 2019 (64-bit), 1 PCIe + 2 drive slots, extra DVI-D, 12.1" (1280x800) display with capacitive touchscreen, build-in type, with custom logo - TEMPLATE
NYP35-214K2-15WC1000 | 2962800 | 707848 | Industrial Panel PC with Intel® Core™ i5-7300U, 4 GB DRAM (non-ECC), 128 GB SSD iMLC, WIN 10 IoT 2019 (64-bit), 1 PCIe + 2 drive slots, extra DVI-D, 15.4" (1280x800) display with capacitive touchscreen, build-in type
NYP35-214K2-15WC1002 | 2733700 | 707898 | Industrial Panel PC with Intel® Core™ i5-7300U, 4 GB DRAM (non-ECC), 128 GB SSD iMLC, WIN 10 IoT 2019 (64-bit), 1 PCIe + 2 drive slots, extra DVI-D, 15.4" (1280x800) display with capacitive touchscreen, build-in type, with custom logo - TEMPLATE
NYP35-214K6-12WC1000 | 3173800 | 707847 | Industrial Panel PC with Intel® Core™ i5-7300U, 4 GB DRAM (non-ECC), 128 GB SSD iMLC, WIN 10 IoT 2019 (64-bit), 1 PCIe + 2 drive slots, NY Monitor Link, 12.1" (1280x800) display with capacitive touchscreen, build-in type
NYP35-214K6-12WC1002 | 2926500 | 707899 | Industrial Panel PC with Intel® Core™ i5-7300U, 4 GB DRAM (non-ECC), 128 GB SSD iMLC, WIN 10 IoT 2019 (64-bit), 1 PCIe + 2 drive slots, NY Monitor Link, 12.1" (1280x800) display with capacitive touchscreen, build-in type, with custom logo - TEMPLATE
NYP35-214K6-15WC1000 | 3185100 | 707846 | Industrial Panel PC with Intel® Core™ i5-7300U, 4 GB DRAM (non-ECC), 128 GB SSD iMLC, WIN 10 IoT 2019 (64-bit), 1 PCIe + 2 drive slots, NY Monitor Link, 15.4" (1280x800) display with capacitive touchscreen, build-in type
NYP35-214K6-15WC1002 | 2935700 | 707900 | Industrial Panel PC with Intel® Core™ i5-7300U, 4 GB DRAM (non-ECC), 128 GB SSD iMLC, WIN 10 IoT 2019 (64-bit), 1 PCIe + 2 drive slots, NY Monitor Link, 15.4" (1280x800) display with capacitive touchscreen, build-in type, with custom logo - TEMPLATE
NYP35-30000-12WC1000 | 2116900 | 683663 | Industrial Panel PC with Intel® Core™ i5-7300U, 8 GB DDR4 RAM (non-ECC), No storage, No OS, no PCIe slot, no option port, 12.1" display with capacitive touchscreen
NYP35-30000-12WC1002 | 2162700 | 687161 | Industrial Panel PC with Intel® Core™ i5-7300U, 8 GB DRAM (non-ECC), No Storage, No OS, No expansion slots, No I/F option, 12.1" (1280x800) display with capacitive touchscreen, build-in type, with custom logo - TEMPLATE
NYP35-30000-15WC1000 | 2225700 | 683664 | Industrial Panel PC with Intel® Core™ i5-7300U, 8 GB DDR4 RAM (non-ECC), No storage, No OS, no PCIe slot, no option port, 15.4" display with capacitive touchscreen
NYP35-30000-15WC1002 | 2270800 | 687138 | Industrial Panel PC with Intel® Core™ i5-7300U, 8 GB DRAM (non-ECC), No Storage, No OS, No expansion slots, No I/F option, 15.4" (1280x800) display with capacitive touchscreen, build-in type, with custom logo - TEMPLATE
NYP35-30000-19WC1000 | 2477600 | 688870 | Industrial Panel PC with Intel® Core™ i5-7300U, 8 GB DRAM (non-ECC), No Storage, No OS, No exp. slots, No I/F option, 18.5" (1920x1080) display with capacitive touchscreen, build-in type
NYP35-30000-19WC1002 | 2522300 | 688886 | Industrial Panel PC with Intel® Core™ i5-7300U, 8 GB DRAM (non-ECC), No Storage, No OS, No exp. slots, No I/F option, 18.5" (1920x1080) display with capacitive touchscreen, build-in type, with custom logo - TEMPLATE
NYP35-30350-12WC1000 | 2316400 | 683668 | Industrial Panel PC with Intel® Core™ i5-7300U, 8 GB DDR4 RAM (non-ECC), 64 GB CFast iMLC, WIN 10 IoT Ent. (64-bit), no PCIe slot, no option port, 12.1" display with capacitive touchscreen
NYP35-30350-12WC1002 | 2362200 | 687152 | Industrial Panel PC with Intel® Core™ i5-7300U, 8 GB DRAM (non-ECC), 64 GB CFast iMLC, WIN 10 IoT Ent. (64-bit), No expansion slots, No I/F option, 12.1" (1280x800) display with capacitive touchscreen, build-in type, with custom logo - TEMPLATE
NYP35-30350-15WC1000 | 2421800 | 683665 | Industrial Panel PC with Intel® Core™ i5-7300U, 8 GB DDR4 RAM (non-ECC), 64 GB CFast iMLC, WIN 10 IoT Ent. (64-bit), no PCIe slot, no option port, 15.4" display with capacitive touchscreen
NYP35-30350-15WC1002 | 2466700 | 687137 | Industrial Panel PC with Intel® Core™ i5-7300U, 8 GB DRAM (non-ECC), 64 GB CFast iMLC, WIN 10 IoT Ent. (64-bit), No expansion slots, No I/F option, 15.4" (1280x800) display with capacitive touchscreen, build-in type, with custom logo - TEMPLATE
NYP35-30350-19WC1000 | 2662200 | 688872 | Industrial Panel PC with Intel® Core™ i5-7300U, 8 GB DRAM (non-ECC), 64 GB CFast iMLC, WIN 10 IoT Ent. (64-bit), No exp. slots, No I/F option, 18.5" (1920x1080) display with capacitive touchscreen, build-in type
NYP35-30350-19WC1002 | 2707000 | 688888 | Industrial Panel PC with Intel® Core™ i5-7300U, 8 GB DRAM (non-ECC), 64 GB CFast iMLC, WIN 10 IoT Ent. (64-bit), No exp. slots, No I/F option, 18.5" (1920x1080) display with capacitive touchscreen, build-in type, with custom logo - TEMPLATE
NYP35-30360-12WC1000 | 2378800 | 683669 | Industrial Panel PC with Intel® Core™ i5-7300U, 8 GB DDR4 RAM (non-ECC), 128 GB CFast iMLC, WIN 10 IoT Ent. (64-bit), no PCIe slot, no option port, 12.1" display with capacitive touchscreen
NYP35-30360-12WC1002 | 2424600 | 687151 | Industrial Panel PC with Intel® Core™ i5-7300U, 8 GB DRAM (non-ECC), 128 GB CFast iMLC, WIN 10 IoT Ent. (64-bit), No expansion slots, No I/F option, 12.1" (1280x800) display with capacitive touchscreen, build-in type, with custom logo - TEMPLATE
NYP35-30360-15WC1000 | 2482600 | 683666 | Industrial Panel PC with Intel® Core™ i5-7300U, 8 GB DDR4 RAM (non-ECC), 128 GB CFast iMLC, WIN 10 IoT Ent. (64-bit), no PCIe slot, no option port, 15.4" display with capacitive touchscreen
NYP35-30360-15WC1002 | 2527500 | 687136 | Industrial Panel PC with Intel® Core™ i5-7300U, 8 GB DRAM (non-ECC), 128 GB CFast iMLC, WIN 10 IoT Ent. (64-bit), No expansion slots, No I/F option, 15.4" (1280x800) display with capacitive touchscreen, build-in type, with custom logo - TEMPLATE
NYP35-30360-19WC1000 | 2732100 | 688874 | Industrial Panel PC with Intel® Core™ i5-7300U, 8 GB DRAM (non-ECC), 128 GB CFast iMLC, WIN 10 IoT Ent. (64-bit), No exp. slots, No I/F option, 18.5" (1920x1080) display with capacitive touchscreen, build-in type
NYP35-30360-19WC1002 | 2776800 | 688890 | Industrial Panel PC with Intel® Core™ i5-7300U, 8 GB DRAM (non-ECC), 128 GB CFast iMLC, WIN 10 IoT Ent. (64-bit), No exp. slots, No I/F option, 18.5" (1920x1080) display with capacitive touchscreen, build-in type, with custom logo - TEMPLATE
NYP35-30370-12WC1000 | 2509000 | 683670 | Industrial Panel PC with Intel® Core™ i5-7300U, 8 GB DDR4 RAM (non-ECC), 256 GB CFast iMLC, WIN 10 IoT Ent. (64-bit), no PCIe slot, no option port, 12.1" display with capacitive touchscreen
NYP35-30370-12WC1002 | 2554800 | 687150 | Industrial Panel PC with Intel® Core™ i5-7300U, 8 GB DRAM (non-ECC), 256 GB CFast iMLC, WIN 10 IoT Ent. (64-bit), No expansion slots, No I/F option, 12.1" (1280x800) display with capacitive touchscreen, build-in type, with custom logo - TEMPLATE
NYP35-30370-15WC1000 | 2610100 | 683667 | Industrial Panel PC with Intel® Core™ i5-7300U, 8 GB DDR4 RAM (non-ECC), 256 GB CFast iMLC, WIN 10 IoT Ent. (64-bit), no PCIe slot, no option port, 15.4" display with capacitive touchscreen
NYP35-30370-15WC1002 | 2655000 | 687135 | Industrial Panel PC with Intel® Core™ i5-7300U, 8 GB DRAM (non-ECC), 256 GB CFast iMLC, WIN 10 IoT Ent. (64-bit), No expansion slots, No I/F option, 15.4" (1280x800) display with capacitive touchscreen, build-in type, with custom logo - TEMPLATE
NYP35-30370-15WC1100 | 2689800 | 695847 | Industrial Panel PC with Intel® Core™ i5-7300U, 8 GB DRAM (non-ECC), 256 GB CFast iMLC, WIN 10 IoT Ent. (64-bit), No exp. slots, No I/F option, 15.4" (1280x800) display with capacitive touchscreen, build-in type, Ni plating
NYP35-30370-19WC1000 | 2845600 | 688876 | Industrial Panel PC with Intel® Core™ i5-7300U, 8 GB DRAM (non-ECC), 256 GB CFast iMLC, WIN 10 IoT Ent. (64-bit), No exp. slots, No I/F option, 18.5" (1920x1080) display with capacitive touchscreen, build-in type
NYP35-30370-19WC1002 | 2890500 | 688892 | Industrial Panel PC with Intel® Core™ i5-7300U, 8 GB DRAM (non-ECC), 256 GB CFast iMLC, WIN 10 IoT Ent. (64-bit), No exp. slots, No I/F option, 18.5" (1920x1080) display with capacitive touchscreen, build-in type, with custom logo - TEMPLATE
NYP35-30370-19WC1100 | 2958900 | 695744 | Industrial Panel PC with Intel® Core™ i5-7300U, 8 GB DRAM (non-ECC), 256 GB CFast iMLC, WIN 10 IoT Ent. (64-bit), No exp. slots, No I/F option, 18.5" (1920x1080) display with capacitive touchscreen, build-in type, Ni plating
NYP35-30370-19WC1102 | 3003300 | 695743 | Industrial Panel PC with Intel® Core™ i5-7300U, 8 GB DRAM (non-ECC), 256 GB CFast iMLC, WIN 10 IoT Ent. (64-bit), No exp. slots, No I/F option, 18.5" (1920x1080) display with capacitive touchscreen, build-in type, Ni plating, with custom logo - TEMPLATE
NYP35-30450-12WC1000 | 2275400 | 708183 | Industrial Panel PC with Intel® Core™ i5-7300U, 8 GB DRAM (non-ECC), 64 GB CFast iMLC, WIN 10 IoT 2019 (64-bit), No exp. slots, No I/F option, 12.1" (1280x800) display with capacitive touchscreen, build-in type
NYP35-30450-12WC1002 | 2320800 | 708195 | Industrial Panel PC with Intel® Core™ i5-7300U, 8 GB DRAM (non-ECC), 64 GB CFast iMLC, WIN 10 IoT 2019 (64-bit), No exp. slots, No I/F option, 12.1" (1280x800) display with capacitive touchscreen, build-in type, with custom logo - TEMPLATE
NYP35-30450-15WC1000 | 2400300 | 708224 | Industrial Panel PC with Intel® Core™ i5-7300U, 8 GB DRAM (non-ECC), 64 GB CFast iMLC, WIN 10 IoT 2019 (64-bit), No exp. slots, No I/F option, 15.4" (1280x800) display with capacitive touchscreen, build-in type
NYP35-30450-15WC1002 | 2445500 | 708196 | Industrial Panel PC with Intel® Core™ i5-7300U, 8 GB DRAM (non-ECC), 64 GB CFast iMLC, WIN 10 IoT 2019 (64-bit), No exp. slots, No I/F option, 15.4" (1280x800) display with capacitive touchscreen, build-in type, with custom logo - TEMPLATE
NYP35-30450-19WC1000 | 2706400 | 708225 | Industrial Panel PC with Intel® Core™ i5-7300U, 8 GB DRAM (non-ECC), 64 GB CFast iMLC, WIN 10 IoT 2019 (64-bit), No exp. slots, No I/F option, 18.5" (1920x1080) display with capacitive touchscreen, build-in type
NYP35-30450-19WC1002 | 2751900 | 708197 | Industrial Panel PC with Intel® Core™ i5-7300U, 8 GB DRAM (non-ECC), 64 GB CFast iMLC, WIN 10 IoT 2019 (64-bit), No exp. slots, No I/F option, 18.5" (1920x1080) display with capacitive touchscreen, build-in type, with custom logo - TEMPLATE
NYP35-30450-19WC1100 | 2836900 | 708226 | Industrial Panel PC with Intel® Core™ i5-7300U, 8 GB DRAM (non-ECC), 64 GB CFast iMLC, WIN 10 IoT 2019 (64-bit), No exp. slots, No I/F option, 18.5" (1920x1080) display with capacitive touchscreen, build-in type, Ni plating
NYP35-30450-19WC1102 | 2844300 | 708198 | Industrial Panel PC with Intel® Core™ i5-7300U, 8 GB DRAM (non-ECC), 64 GB CFast iMLC, WIN 10 IoT 2019 (64-bit), No exp. slots, No I/F option, 18.5" (1920x1080) display with capacitive touchscreen, build-in type, Ni plating, with custom logo - TEMPLATE
NYP35-30460-12WC1000 | 2334500 | 708227 | Industrial Panel PC with Intel® Core™ i5-7300U, 8 GB DRAM (non-ECC), 128 GB CFast iMLC, WIN 10 IoT 2019 (64-bit), No exp. slots, No I/F option, 12.1" (1280x800) display with capacitive touchscreen, build-in type
NYP35-30460-12WC1002 | 2382200 | 708199 | Industrial Panel PC with Intel® Core™ i5-7300U, 8 GB DRAM (non-ECC), 128 GB CFast iMLC, WIN 10 IoT 2019 (64-bit), No exp. slots, No I/F option, 12.1" (1280x800) display with capacitive touchscreen, build-in type, with custom logo - TEMPLATE
NYP35-30460-15WC1000 | 2461500 | 708228 | Industrial Panel PC with Intel® Core™ i5-7300U, 8 GB DRAM (non-ECC), 128 GB CFast iMLC, WIN 10 IoT 2019 (64-bit), No exp. slots, No I/F option, 15.4" (1280x800) display with capacitive touchscreen, build-in type
NYP35-30460-15WC1002 | 2509100 | 708200 | Industrial Panel PC with Intel® Core™ i5-7300U, 8 GB DRAM (non-ECC), 128 GB CFast iMLC, WIN 10 IoT 2019 (64-bit), No exp. slots, No I/F option, 15.4" (1280x800) display with capacitive touchscreen, build-in type, with custom logo - TEMPLATE
NYP35-30460-19WC1000 | 2774600 | 708229 | Industrial Panel PC with Intel® Core™ i5-7300U, 8 GB DRAM (non-ECC), 128 GB CFast iMLC, WIN 10 IoT 2019 (64-bit), No exp. slots, No I/F option, 18.5" (1920x1080) display with capacitive touchscreen, build-in type
NYP35-30460-19WC1002 | 2817600 | 708201 | Industrial Panel PC with Intel® Core™ i5-7300U, 8 GB DRAM (non-ECC), 128 GB CFast iMLC, WIN 10 IoT 2019 (64-bit), No exp. slots, No I/F option, 18.5" (1920x1080) display with capacitive touchscreen, build-in type, with custom logo - TEMPLATE
NYP35-30460-19WC1100 | 2892200 | 708230 | Industrial Panel PC with Intel® Core™ i5-7300U, 8 GB DRAM (non-ECC), 128 GB CFast iMLC, WIN 10 IoT 2019 (64-bit), No exp. slots, No I/F option, 18.5" (1920x1080) display with capacitive touchscreen, build-in type, Ni plating
NYP35-30460-19WC1102 | 2899500 | 708202 | Industrial Panel PC with Intel® Core™ i5-7300U, 8 GB DRAM (non-ECC), 128 GB CFast iMLC, WIN 10 IoT 2019 (64-bit), No exp. slots, No I/F option, 18.5" (1920x1080) display with capacitive touchscreen, build-in type, Ni plating, with custom logo - TEMPLATE
NYP35-30470-12WC1002 | 2509100 | 708253 | Industrial Panel PC with Intel® Core™ i5-7300U, 8 GB DRAM (non-ECC), 256 GB CFast iMLC, WIN 10 IoT 2019 (64-bit), No exp. slots, No I/F option, 12.1" (1280x800) display with capacitive touchscreen, build-in type, with custom logo - TEMPLATE
NYP35-30470-15WC1000 | 2588600 | 708231 | Industrial Panel PC with Intel® Core™ i5-7300U, 8 GB DRAM (non-ECC), 256 GB CFast iMLC, WIN 10 IoT 2019 (64-bit), No exp. slots, No I/F option, 15.4" (1280x800) display with capacitive touchscreen, build-in type
NYP35-30470-15WC1002 | 2636200 | 708203 | Industrial Panel PC with Intel® Core™ i5-7300U, 8 GB DRAM (non-ECC), 256 GB CFast iMLC, WIN 10 IoT 2019 (64-bit), No exp. slots, No I/F option, 15.4" (1280x800) display with capacitive touchscreen, build-in type, with custom logo - TEMPLATE
NYP35-30470-15WC1100 | 2736000 | 708232 | Industrial Panel PC with Intel® Core™ i5-7300U, 8 GB DRAM (non-ECC), 256 GB CFast iMLC, WIN 10 IoT 2019 (64-bit), No exp. slots, No I/F option, 15.4" (1280x800) display with capacitive touchscreen, build-in type, Ni plating
NYP35-30470-15WC1102 | 2903600 | 708204 | Industrial Panel PC with Intel® Core™ i5-7300U, 8 GB DRAM (non-ECC), 256 GB CFast iMLC, WIN 10 IoT 2019 (64-bit), No exp. slots, No I/F option, 15.4" (1280x800) display with capacitive touchscreen, build-in type, Ni plating, with custom logo - TEMPLATE
NYP35-30470-19WC1000 | 2890200 | 708233 | Industrial Panel PC with Intel® Core™ i5-7300U, 8 GB DRAM (non-ECC), 256 GB CFast iMLC, WIN 10 IoT 2019 (64-bit), No exp. slots, No I/F option, 18.5" (1920x1080) display with capacitive touchscreen, build-in type
NYP35-30470-19WC1002 | 2935700 | 708205 | Industrial Panel PC with Intel® Core™ i5-7300U, 8 GB DRAM (non-ECC), 256 GB CFast iMLC, WIN 10 IoT 2019 (64-bit), No exp. slots, No I/F option, 18.5" (1920x1080) display with capacitive touchscreen, build-in type, with custom logo - TEMPLATE
NYP35-30470-19WC1100 | 3008200 | 708234 | Industrial Panel PC with Intel® Core™ i5-7300U, 8 GB DRAM (non-ECC), 256 GB CFast iMLC, WIN 10 IoT 2019 (64-bit), No exp. slots, No I/F option, 18.5" (1920x1080) display with capacitive touchscreen, build-in type, Ni plating
NYP35-30470-19WC1102 | 3053600 | 708206 | Industrial Panel PC with Intel® Core™ i5-7300U, 8 GB DRAM (non-ECC), 256 GB CFast iMLC, WIN 10 IoT 2019 (64-bit), No exp. slots, No I/F option, 18.5" (1920x1080) display with capacitive touchscreen, build-in type, Ni plating, with custom logo - TEMPLATE
NYP35-31001-12WC1000 | 2726600 | 683289 | Industrial Panel PC with Intel® Core™ i5-7300U, 8 GB DDR4 RAM (non-ECC), No storage, No OS, PCIe slot, RS-232, 12.1" display with capacitive touchscreen
NYP35-31001-12WC1002 | 2772200 | 687244 | Industrial Panel PC with Intel® Core™ i5-7300U, 8 GB DRAM (non-ECC), No Storage, No OS, 1 PCIe + 2 drive slots, RS-232C, 12.1" (1280x800) display with capacitive touchscreen, build-in type, with custom logo - TEMPLATE
NYP35-31001-15WC1000 | 2718000 | 683268 | Industrial Panel PC with Intel® Core™ i5-7300U, 8 GB DDR4 RAM (non-ECC), No storage, No OS, PCIe slot, RS-232, 15.4" display with capacitive touchscreen
NYP35-31001-15WC1002 | 2762900 | 687245 | Industrial Panel PC with Intel® Core™ i5-7300U, 8 GB DRAM (non-ECC), No Storage, No OS, 1 PCIe + 2 drive slots, RS-232C, 15.4" (1280x800) display with capacitive touchscreen, build-in type, with custom logo - TEMPLATE
NYP35-31002-12WC1000 | 2726600 | 683317 | Industrial Panel PC with Intel® Core™ i5-7300U, 8 GB DDR4 RAM (non-ECC), No storage, No OS, PCIe slot, extra DVI-D, 12.1" display with capacitive touchscreen
NYP35-31002-12WC1002 | 2772200 | 687195 | Industrial Panel PC with Intel® Core™ i5-7300U, 8 GB DRAM (non-ECC), No Storage, No OS, 1 PCIe + 2 drive slots, extra DVI-D, 12.1" (1280x800) display with capacitive touchscreen, build-in type, with custom logo - TEMPLATE
NYP35-31002-15WC1000 | 2718000 | 683224 | Industrial Panel PC with Intel® Core™ i5-7300U, 8 GB DDR4 RAM (non-ECC), No storage, No OS, PCIe slot, extra DVI-D, 15.4" display with capacitive touchscreen
NYP35-31002-15WC1002 | 2762900 | 687194 | Industrial Panel PC with Intel® Core™ i5-7300U, 8 GB DRAM (non-ECC), No Storage, No OS, 1 PCIe + 2 drive slots, extra DVI-D, 15.4" (1280x800) display with capacitive touchscreen, build-in type, with custom logo - TEMPLATE
NYP35-31006-12WC1000 | 2959500 | 682783 | Industrial Panel PC with Intel® Core™ i5-7300U, 8 GB DDR4 RAM (non-ECC), No storage, No OS, PCIe slot, NYML port, 12.1" display with capacitive touchscreen
NYP35-31006-12WC1002 | 3005400 | 687180 | Industrial Panel PC with Intel® Core™ i5-7300U, 8 GB DRAM (non-ECC), No Storage, No OS, 1 PCIe + 2 drive slots, NY Monitor Link, 12.1" (1280x800) display with capacitive touchscreen, build-in type, with custom logo - TEMPLATE
NYP35-31006-15WC1000 | 2945900 | 682797 | Industrial Panel PC with Intel® Core™ i5-7300U, 8 GB DDR4 RAM (non-ECC), No storage, No OS, PCIe slot, NYML port, 15.4" display with capacitive touchscreen
NYP35-31006-15WC1002 | 2990700 | 687165 | Industrial Panel PC with Intel® Core™ i5-7300U, 8 GB DRAM (non-ECC), No Storage, No OS, 1 PCIe + 2 drive slots, NY Monitor Link, 15.4" (1280x800) display with capacitive touchscreen, build-in type, with custom logo - TEMPLATE
NYP35-31391-12WC1000 | 3534800 | 683263 | Industrial Panel PC with Intel® Core™ i5-7300U, 8 GB DDR4 RAM (non-ECC), 64 GB SSD-SLC, WIN 10 IoT Ent. (64-bit), PCIe slot, RS-232, 12.1" display with capacitive touchscreen
NYP35-31391-12WC1002 | 3580400 | 687246 | Industrial Panel PC with Intel® Core™ i5-7300U, 8 GB DRAM (non-ECC), 64 GB SSD SLC, WIN 10 IoT Ent. (64-bit), 1 PCIe + 2 drive slots, RS-232C, 12.1" (1280x800) display with capacitive touchscreen, build-in type, with custom logo - TEMPLATE
NYP35-31391-15WC1000 | 3510000 | 683264 | Industrial Panel PC with Intel® Core™ i5-7300U, 8 GB DDR4 RAM (non-ECC), 64 GB SSD-SLC, WIN 10 IoT Ent. (64-bit), PCIe slot, RS-232, 15.4" display with capacitive touchscreen
NYP35-31391-15WC1002 | 3554800 | 687247 | Industrial Panel PC with Intel® Core™ i5-7300U, 8 GB DRAM (non-ECC), 64 GB SSD SLC, WIN 10 IoT Ent. (64-bit), 1 PCIe + 2 drive slots, RS-232C, 15.4" (1280x800) display with capacitive touchscreen, build-in type, with custom logo - TEMPLATE
NYP35-31392-12WC1000 | 3534800 | 683313 | Industrial Panel PC with Intel® Core™ i5-7300U, 8 GB DDR4 RAM (non-ECC), 64 GB SSD-SLC, WIN 10 IoT Ent. (64-bit), PCIe slot, extra DVI-D, 12.1" display with capacitive touchscreen
NYP35-31392-12WC1002 | 3580400 | 687248 | Industrial Panel PC with Intel® Core™ i5-7300U, 8 GB DRAM (non-ECC), 64 GB SSD SLC, WIN 10 IoT Ent. (64-bit), 1 PCIe + 2 drive slots, extra DVI-D, 12.1" (1280x800) display with capacitive touchscreen, build-in type, with custom logo - TEMPLATE
NYP35-31392-15WC1000 | 3510000 | 683286 | Industrial Panel PC with Intel® Core™ i5-7300U, 8 GB DDR4 RAM (non-ECC), 64 GB SSD-SLC, WIN 10 IoT Ent. (64-bit), PCIe slot, extra DVI-D, 15.4" display with capacitive touchscreen
NYP35-31392-15WC1002 | 3554800 | 687249 | Industrial Panel PC with Intel® Core™ i5-7300U, 8 GB DRAM (non-ECC), 64 GB SSD SLC, WIN 10 IoT Ent. (64-bit), 1 PCIe + 2 drive slots, extra DVI-D, 15.4" (1280x800) display with capacitive touchscreen, build-in type, with custom logo - TEMPLATE
NYP35-31396-12WC1000 | 3767200 | 682786 | Industrial Panel PC with Intel® Core™ i5-7300U, 8 GB DDR4 RAM (non-ECC), 64 GB SSD-SLC, WIN 10 IoT Ent. (64-bit), PCIe slot, NYML port, 12.1" display with capacitive touchscreen
NYP35-31396-12WC1002 | 3813000 | 687176 | Industrial Panel PC with Intel® Core™ i5-7300U, 8 GB DRAM (non-ECC), 64 GB SSD SLC, WIN 10 IoT Ent. (64-bit), 1 PCIe + 2 drive slots, NY Monitor Link, 12.1" (1280x800) display with capacitive touchscreen, build-in type, with custom logo - TEMPLATE
NYP35-31396-15WC1000 | 3737800 | 682771 | Industrial Panel PC with Intel® Core™ i5-7300U, 8 GB DDR4 RAM (non-ECC), 64 GB SSD-SLC, WIN 10 IoT Ent. (64-bit), PCIe slot, NYML port, 15.4" display with capacitive touchscreen
NYP35-31396-15WC1002 | 3782700 | 687192 | Industrial Panel PC with Intel® Core™ i5-7300U, 8 GB DRAM (non-ECC), 64 GB SSD SLC, WIN 10 IoT Ent. (64-bit), 1 PCIe + 2 drive slots, NY Monitor Link, 15.4" (1280x800) display with capacitive touchscreen, build-in type, with custom logo - TEMPLATE
NYP35-313C1-12WC1000 | 2922600 | 683314 | Industrial Panel PC with Intel® Core™ i5-7300U, 8 GB DDR4 RAM (non-ECC), 320 GB HDD, WIN 10 IoT Ent. (64-bit), PCIe slot, RS-232, 12.1" display with capacitive touchscreen
NYP35-313C1-12WC1002 | 2968200 | 687250 | Industrial Panel PC with Intel® Core™ i5-7300U, 8 GB DRAM (non-ECC), 320 GB HDD, WIN 10 IoT Ent. (64-bit), 1 PCIe + 2 drive slots, RS-232C, 12.1" (1280x800) display with capacitive touchscreen, build-in type, with custom logo - TEMPLATE
NYP35-313C1-15WC1000 | 2909900 | 683282 | Industrial Panel PC with Intel® Core™ i5-7300U, 8 GB DDR4 RAM (non-ECC), 320 GB HDD, WIN 10 IoT Ent. (64-bit), PCIe slot, RS-232, 15.4" display with capacitive touchscreen
NYP35-313C1-15WC1002 | 2954800 | 687251 | Industrial Panel PC with Intel® Core™ i5-7300U, 8 GB DRAM (non-ECC), 320 GB HDD, WIN 10 IoT Ent. (64-bit), 1 PCIe + 2 drive slots, RS-232C, 15.4" (1280x800) display with capacitive touchscreen, build-in type, with custom logo - TEMPLATE
NYP35-313C2-12WC1000 | 2922600 | 683307 | Industrial Panel PC with Intel® Core™ i5-7300U, 8 GB DDR4 RAM (non-ECC), 320 GB HDD, WIN 10 IoT Ent. (64-bit), PCIe slot, extra DVI-D, 12.1" display with capacitive touchscreen
NYP35-313C2-12WC1002 | 2968200 | 687252 | Industrial Panel PC with Intel® Core™ i5-7300U, 8 GB DRAM (non-ECC), 320 GB HDD, WIN 10 IoT Ent. (64-bit), 1 PCIe + 2 drive slots, extra DVI-D, 12.1" (1280x800) display with capacitive touchscreen, build-in type, with custom logo - TEMPLATE
NYP35-313C2-15WC1000 | 2909900 | 683273 | Industrial Panel PC with Intel® Core™ i5-7300U, 8 GB DDR4 RAM (non-ECC), 320 GB HDD, WIN 10 IoT Ent. (64-bit), PCIe slot, extra DVI-D, 15.4" display with capacitive touchscreen
NYP35-313C2-15WC1002 | 2954800 | 687253 | Industrial Panel PC with Intel® Core™ i5-7300U, 8 GB DRAM (non-ECC), 320 GB HDD, WIN 10 IoT Ent. (64-bit), 1 PCIe + 2 drive slots, extra DVI-D, 15.4" (1280x800) display with capacitive touchscreen, build-in type, with custom logo - TEMPLATE
NYP35-313C6-12WC1000 | 3152200 | 682777 | Industrial Panel PC with Intel® Core™ i5-7300U, 8 GB DDR4 RAM (non-ECC), 320 GB HDD, WIN 10 IoT Ent. (64-bit), PCIe slot, NYML port, 12.1" display with capacitive touchscreen
NYP35-313C6-12WC1002 | 3198100 | 687186 | Industrial Panel PC with Intel® Core™ i5-7300U, 8 GB DRAM (non-ECC), 320 GB HDD, WIN 10 IoT Ent. (64-bit), 1 PCIe + 2 drive slots, NY Monitor Link, 12.1" (1280x800) display with capacitive touchscreen, build-in type, with custom logo - TEMPLATE
NYP35-313C6-15WC1000 | 3136100 | 683688 | Industrial Panel PC with Intel® Core™ i5-7300U, 8 GB DDR4 RAM (non-ECC), 320 GB HDD, WIN 10 IoT Ent. (64-bit), PCIe slot, NYML port, 15.4" display with capacitive touchscreen
NYP35-313C6-15WC1002 | 3180900 | 687178 | Industrial Panel PC with Intel® Core™ i5-7300U, 8 GB DRAM (non-ECC), 320 GB HDD, WIN 10 IoT Ent. (64-bit), 1 PCIe + 2 drive slots, NY Monitor Link, 15.4" (1280x800) display with capacitive touchscreen, build-in type, with custom logo - TEMPLATE
NYP35-313K1-12WC1000 | 3050200 | 683308 | Industrial Panel PC with Intel® Core™ i5-7300U, 8 GB DDR4 RAM (non-ECC), 128 GB SSD-iMLC, WIN 10 IoT Ent. (64-bit), PCIe slot, RS-232, 12.1" display with capacitive touchscreen
NYP35-313K1-12WC1002 | 3095800 | 687254 | Industrial Panel PC with Intel® Core™ i5-7300U, 8 GB DRAM (non-ECC), 128 GB SSD iMLC, WIN 10 IoT Ent. (64-bit), 1 PCIe + 2 drive slots, RS-232C, 12.1" (1280x800) display with capacitive touchscreen, build-in type, with custom logo - TEMPLATE
NYP35-313K1-15WC1000 | 3034900 | 683287 | Industrial Panel PC with Intel® Core™ i5-7300U, 8 GB DDR4 RAM (non-ECC), 128 GB SSD-iMLC, WIN 10 IoT Ent. (64-bit), PCIe slot, RS-232, 15.4" display with capacitive touchscreen
NYP35-313K1-15WC1002 | 3079700 | 687255 | Industrial Panel PC with Intel® Core™ i5-7300U, 8 GB DRAM (non-ECC), 128 GB SSD iMLC, WIN 10 IoT Ent. (64-bit), 1 PCIe + 2 drive slots, RS-232C, 15.4" (1280x800) display with capacitive touchscreen, build-in type, with custom logo - TEMPLATE
NYP35-313K2-12WC1000 | 3050200 | 683301 | Industrial Panel PC with Intel® Core™ i5-7300U, 8 GB DDR4 RAM (non-ECC), 128 GB SSD-iMLC, WIN 10 IoT Ent. (64-bit), PCIe slot, extra DVI-D, 12.1" display with capacitive touchscreen
NYP35-313K2-12WC1002 | 3095800 | 687131 | Industrial Panel PC with Intel® Core™ i5-7300U, 8 GB DRAM (non-ECC), 128 GB SSD iMLC, WIN 10 IoT Ent. (64-bit), 1 PCIe + 2 drive slots, extra DVI-D, 12.1" (1280x800) display with capacitive touchscreen, build-in type, with custom logo - TEMPLATE
NYP35-313K2-15WC1000 | 3034900 | 683296 | Industrial Panel PC with Intel® Core™ i5-7300U, 8 GB DDR4 RAM (non-ECC), 128 GB SSD-iMLC, WIN 10 IoT Ent. (64-bit), PCIe slot, extra DVI-D, 15.4" display with capacitive touchscreen
NYP35-313K2-15WC1002 | 3079700 | 687198 | Industrial Panel PC with Intel® Core™ i5-7300U, 8 GB DRAM (non-ECC), 128 GB SSD iMLC, WIN 10 IoT Ent. (64-bit), 1 PCIe + 2 drive slots, extra DVI-D, 15.4" (1280x800) display with capacitive touchscreen, build-in type, with custom logo - TEMPLATE
NYP35-313K6-12WC1000 | 3280000 | 682795 | Industrial Panel PC with Intel® Core™ i5-7300U, 8 GB DDR4 RAM (non-ECC), 128 GB SSD-iMLC, WIN 10 IoT Ent. (64-bit), PCIe slot, NYML port, 12.1" display with capacitive touchscreen
NYP35-313K6-12WC1002 | 3325800 | 687167 | Industrial Panel PC with Intel® Core™ i5-7300U, 8 GB DRAM (non-ECC), 128 GB SSD iMLC, WIN 10 IoT Ent. (64-bit), 1 PCIe + 2 drive slots, NY Monitor Link, 12.1" (1280x800) display with capacitive touchscreen, build-in type, with custom logo - TEMPLATE
NYP35-313K6-15WC1000 | 3259600 | 682787 | Industrial Panel PC with Intel® Core™ i5-7300U, 8 GB DDR4 RAM (non-ECC), 128 GB SSD-iMLC, WIN 10 IoT Ent. (64-bit), PCIe slot, NYML port, 15.4" display with capacitive touchscreen
NYP35-313K6-15WC1002 | 3304600 | 687175 | Industrial Panel PC with Intel® Core™ i5-7300U, 8 GB DRAM (non-ECC), 128 GB SSD iMLC, WIN 10 IoT Ent. (64-bit), 1 PCIe + 2 drive slots, NY Monitor Link, 15.4" (1280x800) display with capacitive touchscreen, build-in type, with custom logo - TEMPLATE
NYP35-31491-12WC1000 | 3475600 | 707845 | Industrial Panel PC with Intel® Core™ i5-7300U, 8 GB DRAM (non-ECC), 64 GB SSD SLC, WIN 10 IoT 2019 (64-bit), 1 PCIe + 2 drive slots, RS-232C, 12.1" (1280x800) display with capacitive touchscreen, build-in type
NYP35-31491-12WC1002 | 3200900 | 707901 | Industrial Panel PC with Intel® Core™ i5-7300U, 8 GB DRAM (non-ECC), 64 GB SSD SLC, WIN 10 IoT 2019 (64-bit), 1 PCIe + 2 drive slots, RS-232C, 12.1" (1280x800) display with capacitive touchscreen, build-in type, with custom logo - TEMPLATE
NYP35-31491-15WC1000 | 3484600 | 707844 | Industrial Panel PC with Intel® Core™ i5-7300U, 8 GB DRAM (non-ECC), 64 GB SSD SLC, WIN 10 IoT 2019 (64-bit), 1 PCIe + 2 drive slots, RS-232C, 15.4" (1280x800) display with capacitive touchscreen, build-in type
NYP35-31491-15WC1002 | 3207900 | 707902 | Industrial Panel PC with Intel® Core™ i5-7300U, 8 GB DRAM (non-ECC), 64 GB SSD SLC, WIN 10 IoT 2019 (64-bit), 1 PCIe + 2 drive slots, RS-232C, 15.4" (1280x800) display with capacitive touchscreen, build-in type, with custom logo - TEMPLATE
NYP35-31492-12WC1000 | 3475600 | 707843 | Industrial Panel PC with Intel® Core™ i5-7300U, 8 GB DRAM (non-ECC), 64 GB SSD SLC, WIN 10 IoT 2019 (64-bit), 1 PCIe + 2 drive slots, extra DVI-D, 12.1" (1280x800) display with capacitive touchscreen, build-in type
NYP35-31492-12WC1002 | 3200900 | 707903 | Industrial Panel PC with Intel® Core™ i5-7300U, 8 GB DRAM (non-ECC), 64 GB SSD SLC, WIN 10 IoT 2019 (64-bit), 1 PCIe + 2 drive slots, extra DVI-D, 12.1" (1280x800) display with capacitive touchscreen, build-in type, with custom logo - TEMPLATE
NYP35-31492-15WC1000 | 3484600 | 707842 | Industrial Panel PC with Intel® Core™ i5-7300U, 8 GB DRAM (non-ECC), 64 GB SSD SLC, WIN 10 IoT 2019 (64-bit), 1 PCIe + 2 drive slots, extra DVI-D, 15.4" (1280x800) display with capacitive touchscreen, build-in type
NYP35-31492-15WC1002 | 3207900 | 707904 | Industrial Panel PC with Intel® Core™ i5-7300U, 8 GB DRAM (non-ECC), 64 GB SSD SLC, WIN 10 IoT 2019 (64-bit), 1 PCIe + 2 drive slots, extra DVI-D, 15.4" (1280x800) display with capacitive touchscreen, build-in type, with custom logo - TEMPLATE
NYP35-31496-12WC1000 | 3702400 | 707841 | Industrial Panel PC with Intel® Core™ i5-7300U, 8 GB DRAM (non-ECC), 64 GB SSD SLC, WIN 10 IoT 2019 (64-bit), 1 PCIe + 2 drive slots, NY Monitor Link, 12.1" (1280x800) display with capacitive touchscreen, build-in type
NYP35-31496-12WC1002 | 3407400 | 707905 | Industrial Panel PC with Intel® Core™ i5-7300U, 8 GB DRAM (non-ECC), 64 GB SSD SLC, WIN 10 IoT 2019 (64-bit), 1 PCIe + 2 drive slots, NY Monitor Link, 12.1" (1280x800) display with capacitive touchscreen, build-in type, with custom logo - TEMPLATE
NYP35-31496-15WC1000 | 3706900 | 707840 | Industrial Panel PC with Intel® Core™ i5-7300U, 8 GB DRAM (non-ECC), 64 GB SSD SLC, WIN 10 IoT 2019 (64-bit), 1 PCIe + 2 drive slots, NY Monitor Link, 15.4" (1280x800) display with capacitive touchscreen, build-in type
NYP35-31496-15WC1002 | 3412000 | 707906 | Industrial Panel PC with Intel® Core™ i5-7300U, 8 GB DRAM (non-ECC), 64 GB SSD SLC, WIN 10 IoT 2019 (64-bit), 1 PCIe + 2 drive slots, NY Monitor Link, 15.4" (1280x800) display with capacitive touchscreen, build-in type, with custom logo - TEMPLATE
NYP35-314C1-12WC1000 | 2869800 | 707839 | Industrial Panel PC with Intel® Core™ i5-7300U, 8 GB DRAM (non-ECC), 320 GB HDD, WIN 10 IoT 2019 (64-bit), 1 PCIe + 2 drive slots, RS-232C, 12.1" (1280x800) display with capacitive touchscreen, build-in type
NYP35-314C1-12WC1002 | 2649800 | 707907 | Industrial Panel PC with Intel® Core™ i5-7300U, 8 GB DRAM (non-ECC), 320 GB HDD, WIN 10 IoT 2019 (64-bit), 1 PCIe + 2 drive slots, RS-232C, 12.1" (1280x800) display with capacitive touchscreen, build-in type, with custom logo - TEMPLATE
NYP35-314C1-15WC1000 | 2890200 | 707838 | Industrial Panel PC with Intel® Core™ i5-7300U, 8 GB DRAM (non-ECC), 320 GB HDD, WIN 10 IoT 2019 (64-bit), 1 PCIe + 2 drive slots, RS-232C, 15.4" (1280x800) display with capacitive touchscreen, build-in type
NYP35-314C1-15WC1002 | 2667900 | 707908 | Industrial Panel PC with Intel® Core™ i5-7300U, 8 GB DRAM (non-ECC), 320 GB HDD, WIN 10 IoT 2019 (64-bit), 1 PCIe + 2 drive slots, RS-232C, 15.4" (1280x800) display with capacitive touchscreen, build-in type, with custom logo - TEMPLATE
NYP35-314C2-12WC1000 | 2869800 | 707837 | Industrial Panel PC with Intel® Core™ i5-7300U, 8 GB DRAM (non-ECC), 320 GB HDD, WIN 10 IoT 2019 (64-bit), 1 PCIe + 2 drive slots, extra DVI-D, 12.1" (1280x800) display with capacitive touchscreen, build-in type
NYP35-314C2-12WC1002 | 2649800 | 707909 | Industrial Panel PC with Intel® Core™ i5-7300U, 8 GB DRAM (non-ECC), 320 GB HDD, WIN 10 IoT 2019 (64-bit), 1 PCIe + 2 drive slots, extra DVI-D, 12.1" (1280x800) display with capacitive touchscreen, build-in type, with custom logo - TEMPLATE
NYP35-314C2-15WC1000 | 2890200 | 707836 | Industrial Panel PC with Intel® Core™ i5-7300U, 8 GB DRAM (non-ECC), 320 GB HDD, WIN 10 IoT 2019 (64-bit), 1 PCIe + 2 drive slots, extra DVI-D, 15.4" (1280x800) display with capacitive touchscreen, build-in type
NYP35-314C2-15WC1002 | 2667900 | 707910 | Industrial Panel PC with Intel® Core™ i5-7300U, 8 GB DRAM (non-ECC), 320 GB HDD, WIN 10 IoT 2019 (64-bit), 1 PCIe + 2 drive slots, extra DVI-D, 15.4" (1280x800) display with capacitive touchscreen, build-in type, with custom logo - TEMPLATE
NYP35-314C6-12WC1000 | 3101300 | 707835 | Industrial Panel PC with Intel® Core™ i5-7300U, 8 GB DRAM (non-ECC), 320 GB HDD, WIN 10 IoT 2019 (64-bit), 1 PCIe + 2 drive slots, NY Monitor Link, 12.1" (1280x800) display with capacitive touchscreen, build-in type
NYP35-314C6-12WC1002 | 2856200 | 707911 | Industrial Panel PC with Intel® Core™ i5-7300U, 8 GB DRAM (non-ECC), 320 GB HDD, WIN 10 IoT 2019 (64-bit), 1 PCIe + 2 drive slots, NY Monitor Link, 12.1" (1280x800) display with capacitive touchscreen, build-in type, with custom logo - TEMPLATE
NYP35-314C6-15WC1000 | 3114800 | 707834 | Industrial Panel PC with Intel® Core™ i5-7300U, 8 GB DRAM (non-ECC), 320 GB HDD, WIN 10 IoT 2019 (64-bit), 1 PCIe + 2 drive slots, NY Monitor Link, 15.4" (1280x800) display with capacitive touchscreen, build-in type
NYP35-314C6-15WC1002 | 2872100 | 707912 | Industrial Panel PC with Intel® Core™ i5-7300U, 8 GB DRAM (non-ECC), 320 GB HDD, WIN 10 IoT 2019 (64-bit), 1 PCIe + 2 drive slots, NY Monitor Link, 15.4" (1280x800) display with capacitive touchscreen, build-in type, with custom logo - TEMPLATE
NYP35-314K1-12WC1000 | 2999100 | 707877 | Industrial Panel PC with Intel® Core™ i5-7300U, 8 GB DRAM (non-ECC), 128 GB SSD iMLC, WIN 10 IoT 2019 (64-bit), 1 PCIe + 2 drive slots, RS-232C, 12.1" (1280x800) display with capacitive touchscreen, build-in type
NYP35-314K1-12WC1002 | 2763200 | 707913 | Industrial Panel PC with Intel® Core™ i5-7300U, 8 GB DRAM (non-ECC), 128 GB SSD iMLC, WIN 10 IoT 2019 (64-bit), 1 PCIe + 2 drive slots, RS-232C, 12.1" (1280x800) display with capacitive touchscreen, build-in type, with custom logo - TEMPLATE
NYP35-314K1-15WC1000 | 3012800 | 707878 | Industrial Panel PC with Intel® Core™ i5-7300U, 8 GB DRAM (non-ECC), 128 GB SSD iMLC, WIN 10 IoT 2019 (64-bit), 1 PCIe + 2 drive slots, RS-232C, 15.4" (1280x800) display with capacitive touchscreen, build-in type
NYP35-314K1-15WC1002 | 2779000 | 707914 | Industrial Panel PC with Intel® Core™ i5-7300U, 8 GB DRAM (non-ECC), 128 GB SSD iMLC, WIN 10 IoT 2019 (64-bit), 1 PCIe + 2 drive slots, RS-232C, 15.4" (1280x800) display with capacitive touchscreen, build-in type, with custom logo - TEMPLATE
NYP35-314K2-12WC1000 | 2999100 | 707879 | Industrial Panel PC with Intel® Core™ i5-7300U, 8 GB DRAM (non-ECC), 128 GB SSD iMLC, WIN 10 IoT 2019 (64-bit), 1 PCIe + 2 drive slots, extra DVI-D, 12.1" (1280x800) display with capacitive touchscreen, build-in type
NYP35-314K2-12WC1002 | 2763200 | 707915 | Industrial Panel PC with Intel® Core™ i5-7300U, 8 GB DRAM (non-ECC), 128 GB SSD iMLC, WIN 10 IoT 2019 (64-bit), 1 PCIe + 2 drive slots, extra DVI-D, 12.1" (1280x800) display with capacitive touchscreen, build-in type, with custom logo - TEMPLATE
NYP35-314K2-15WC1000 | 3012800 | 707880 | Industrial Panel PC with Intel® Core™ i5-7300U, 8 GB DRAM (non-ECC), 128 GB SSD iMLC, WIN 10 IoT 2019 (64-bit), 1 PCIe + 2 drive slots, extra DVI-D, 15.4" (1280x800) display with capacitive touchscreen, build-in type
NYP35-314K2-15WC1002 | 2779000 | 707916 | Industrial Panel PC with Intel® Core™ i5-7300U, 8 GB DRAM (non-ECC), 128 GB SSD iMLC, WIN 10 IoT 2019 (64-bit), 1 PCIe + 2 drive slots, extra DVI-D, 15.4" (1280x800) display with capacitive touchscreen, build-in type, with custom logo - TEMPLATE
NYP35-314K6-12WC1000 | 3223700 | 707881 | Industrial Panel PC with Intel® Core™ i5-7300U, 8 GB DRAM (non-ECC), 128 GB SSD iMLC, WIN 10 IoT 2019 (64-bit), 1 PCIe + 2 drive slots, NY Monitor Link, 12.1" (1280x800) display with capacitive touchscreen, build-in type
NYP35-314K6-12WC1002 | 2969600 | 707917 | Industrial Panel PC with Intel® Core™ i5-7300U, 8 GB DRAM (non-ECC), 128 GB SSD iMLC, WIN 10 IoT 2019 (64-bit), 1 PCIe + 2 drive slots, NY Monitor Link, 12.1" (1280x800) display with capacitive touchscreen, build-in type, with custom logo - TEMPLATE
NYP35-314K6-15WC1000 | 3237200 | 707882 | Industrial Panel PC with Intel® Core™ i5-7300U, 8 GB DRAM (non-ECC), 128 GB SSD iMLC, WIN 10 IoT 2019 (64-bit), 1 PCIe + 2 drive slots, NY Monitor Link, 15.4" (1280x800) display with capacitive touchscreen, build-in type
NYP35-314K6-15WC1002 | 2983300 | 707876 | Industrial Panel PC with Intel® Core™ i5-7300U, 8 GB DRAM (non-ECC), 128 GB SSD iMLC, WIN 10 IoT 2019 (64-bit), 1 PCIe + 2 drive slots, NY Monitor Link, 15.4" (1280x800) display with capacitive touchscreen, build-in type, with custom logo - TEMPLATE
NYP35-40000-12WC1000 | 2258200 | 683671 | Industrial Panel PC with Intel® Core™ i5-7300U, 16 GB DDR4 RAM (non-ECC), No storage, No OS, no PCIe slot, no option port, 12.1" display with capacitive touchscreen
NYP35-40000-12WC1002 | 2304100 | 687149 | Industrial Panel PC with Intel® Core™ i5-7300U, 16 GB DRAM (non-ECC), No Storage, No OS, No expansion slots, No I/F option, 12.1" (1280x800) display with capacitive touchscreen, build-in type, with custom logo - TEMPLATE
NYP35-40000-15WC1000 | 2364600 | 683672 | Industrial Panel PC with Intel® Core™ i5-7300U, 16 GB DDR4 RAM (non-ECC), No storage, No OS, no PCIe slot, no option port, 15.4" display with capacitive touchscreen
NYP35-40000-15WC1002 | 2409500 | 687134 | Industrial Panel PC with Intel® Core™ i5-7300U, 16 GB DRAM (non-ECC), No Storage, No OS, No expansion slots, No I/F option, 15.4" (1280x800) display with capacitive touchscreen, build-in type, with custom logo - TEMPLATE
NYP35-40000-19WC1000 | 2561400 | 688871 | Industrial Panel PC with Intel® Core™ i5-7300U, 16 GB DRAM (non-ECC), No Storage, No OS, No exp. slots, No I/F option, 18.5" (1920x1080) display with capacitive touchscreen, build-in type
NYP35-40000-19WC1002 | 2606300 | 688887 | Industrial Panel PC with Intel® Core™ i5-7300U, 16 GB DRAM (non-ECC), No Storage, No OS, No exp. slots, No I/F option, 18.5" (1920x1080) display with capacitive touchscreen, build-in type, with custom logo - TEMPLATE
NYP35-40000-19WC1100 | 2717900 | 708181 | Industrial Panel PC with Intel® Core™ i5-7300U, 16 GB DRAM (non-ECC), No Storage, No OS, No exp. slots, No I/F option, 18.5" (1920x1080) display with capacitive touchscreen, build-in type, Ni plating
NYP35-40350-12WC1000 | 2458100 | 683612 | Industrial Panel PC with Intel® Core™ i5-7300U, 16 GB DDR4 RAM (non-ECC), 64 GB CFast iMLC, WIN 10 IoT Ent. (64-bit), no PCIe slot, no option port, 12.1" display with capacitive touchscreen
NYP35-40350-12WC1002 | 2503900 | 687148 | Industrial Panel PC with Intel® Core™ i5-7300U, 16 GB DRAM (non-ECC), 64 GB CFast iMLC, WIN 10 IoT Ent. (64-bit), No expansion slots, No I/F option, 12.1" (1280x800) display with capacitive touchscreen, build-in type, with custom logo - TEMPLATE
NYP35-40350-15WC1000 | 2560200 | 683673 | Industrial Panel PC with Intel® Core™ i5-7300U, 16 GB DDR4 RAM (non-ECC), 64 GB CFast iMLC, WIN 10 IoT Ent. (64-bit), no PCIe slot, no option port, 15.4" display with capacitive touchscreen
NYP35-40350-15WC1002 | 2605000 | 687133 | Industrial Panel PC with Intel® Core™ i5-7300U, 16 GB DRAM (non-ECC), 64 GB CFast iMLC, WIN 10 IoT Ent. (64-bit), No expansion slots, No I/F option, 15.4" (1280x800) display with capacitive touchscreen, build-in type, with custom logo - TEMPLATE
NYP35-40350-19WC1000 | 2762300 | 688873 | Industrial Panel PC with Intel® Core™ i5-7300U, 16 GB DRAM (non-ECC), 64 GB CFast iMLC, WIN 10 IoT Ent. (64-bit), No exp. slots, No I/F option, 18.5" (1920x1080) display with capacitive touchscreen, build-in type
NYP35-40350-19WC1002 | 2807400 | 688889 | Industrial Panel PC with Intel® Core™ i5-7300U, 16 GB DRAM (non-ECC), 64 GB CFast iMLC, WIN 10 IoT Ent. (64-bit), No exp. slots, No I/F option, 18.5" (1920x1080) display with capacitive touchscreen, build-in type, with custom logo - TEMPLATE
NYP35-40360-12WC1000 | 2520200 | 683614 | Industrial Panel PC with Intel® Core™ i5-7300U, 16 GB DDR4 RAM (non-ECC), 128 GB CFast iMLC, WIN 10 IoT Ent. (64-bit), no PCIe slot, no option port, 12.1" display with capacitive touchscreen
NYP35-40360-12WC1002 | 2566000 | 687147 | Industrial Panel PC with Intel® Core™ i5-7300U, 16 GB DRAM (non-ECC), 128 GB CFast iMLC, WIN 10 IoT Ent. (64-bit), No expansion slots, No I/F option, 12.1" (1280x800) display with capacitive touchscreen, build-in type, with custom logo - TEMPLATE
NYP35-40360-15WC1000 | 2621400 | 683674 | Industrial Panel PC with Intel® Core™ i5-7300U, 16 GB DDR4 RAM (non-ECC), 128 GB CFast iMLC, WIN 10 IoT Ent. (64-bit), no PCIe slot, no option port, 15.4" display with capacitive touchscreen
NYP35-40360-15WC1002 | 2666200 | 687132 | Industrial Panel PC with Intel® Core™ i5-7300U, 16 GB DRAM (non-ECC), 128 GB CFast iMLC, WIN 10 IoT Ent. (64-bit), No expansion slots, No I/F option, 15.4" (1280x800) display with capacitive touchscreen, build-in type, with custom logo - TEMPLATE
NYP35-40360-19WC1000 | 2815900 | 688875 | Industrial Panel PC with Intel® Core™ i5-7300U, 16 GB DRAM (non-ECC), 128 GB CFast iMLC, WIN 10 IoT Ent. (64-bit), No exp. slots, No I/F option, 18.5" (1920x1080) display with capacitive touchscreen, build-in type
NYP35-40360-19WC1002 | 2860800 | 688891 | Industrial Panel PC with Intel® Core™ i5-7300U, 16 GB DRAM (non-ECC), 128 GB CFast iMLC, WIN 10 IoT Ent. (64-bit), No exp. slots, No I/F option, 18.5" (1920x1080) display with capacitive touchscreen, build-in type, with custom logo - TEMPLATE
NYP35-40370-12WC1000 | 2650200 | 683616 | Industrial Panel PC with Intel® Core™ i5-7300U, 16 GB DDR4 RAM (non-ECC), 256 GB CFast iMLC, WIN 10 IoT Ent. (64-bit), no PCIe slot, no option port, 12.1" display with capacitive touchscreen
NYP35-40370-12WC1002 | 2696100 | 687146 | Industrial Panel PC with Intel® Core™ i5-7300U, 16 GB DRAM (non-ECC), 256 GB CFast iMLC, WIN 10 IoT Ent. (64-bit), No expansion slots, No I/F option, 12.1" (1280x800) display with capacitive touchscreen, build-in type, with custom logo - TEMPLATE
NYP35-40370-15WC1000 | 2748800 | 683675 | Industrial Panel PC with Intel® Core™ i5-7300U, 16 GB DDR4 RAM (non-ECC), 256 GB CFast iMLC, WIN 10 IoT Ent. (64-bit), no PCIe slot, no option port, 15.4" display with capacitive touchscreen
NYP35-40370-15WC1002 | 2793700 | 687199 | Industrial Panel PC with Intel® Core™ i5-7300U, 16 GB DRAM (non-ECC), 256 GB CFast iMLC, WIN 10 IoT Ent. (64-bit), No expansion slots, No I/F option, 15.4" (1280x800) display with capacitive touchscreen, build-in type, with custom logo - TEMPLATE
NYP35-40370-19WC1000 | 2929400 | 688877 | Industrial Panel PC with Intel® Core™ i5-7300U, 16 GB DRAM (non-ECC), 256 GB CFast iMLC, WIN 10 IoT Ent. (64-bit), No exp. slots, No I/F option, 18.5" (1920x1080) display with capacitive touchscreen, build-in type
NYP35-40370-19WC1002 | 2974200 | 688893 | Industrial Panel PC with Intel® Core™ i5-7300U, 16 GB DRAM (non-ECC), 256 GB CFast iMLC, WIN 10 IoT Ent. (64-bit), No exp. slots, No I/F option, 18.5" (1920x1080) display with capacitive touchscreen, build-in type, with custom logo - TEMPLATE
NYP35-40450-12WC1000 | 2413900 | 708235 | Industrial Panel PC with Intel® Core™ i5-7300U, 16 GB DRAM (non-ECC), 64 GB CFast iMLC, WIN 10 IoT 2019 (64-bit), No exp. slots, No I/F option, 12.1" (1280x800) display with capacitive touchscreen, build-in type
NYP35-40450-12WC1002 | 2459300 | 708207 | Industrial Panel PC with Intel® Core™ i5-7300U, 16 GB DRAM (non-ECC), 64 GB CFast iMLC, WIN 10 IoT 2019 (64-bit), No exp. slots, No I/F option, 12.1" (1280x800) display with capacitive touchscreen, build-in type, with custom logo - TEMPLATE
NYP35-40450-15WC1000 | 2538600 | 708236 | Industrial Panel PC with Intel® Core™ i5-7300U, 16 GB DRAM (non-ECC), 64 GB CFast iMLC, WIN 10 IoT 2019 (64-bit), No exp. slots, No I/F option, 15.4" (1280x800) display with capacitive touchscreen, build-in type
NYP35-40450-15WC1002 | 2584000 | 708208 | Industrial Panel PC with Intel® Core™ i5-7300U, 16 GB DRAM (non-ECC), 64 GB CFast iMLC, WIN 10 IoT 2019 (64-bit), No exp. slots, No I/F option, 15.4" (1280x800) display with capacitive touchscreen, build-in type, with custom logo - TEMPLATE
NYP35-40450-19WC1000 | 2804100 | 708237 | Industrial Panel PC with Intel® Core™ i5-7300U, 16 GB DRAM (non-ECC), 64 GB CFast iMLC, WIN 10 IoT 2019 (64-bit), No exp. slots, No I/F option, 18.5" (1920x1080) display with capacitive touchscreen, build-in type
NYP35-40450-19WC1002 | 2849500 | 708209 | Industrial Panel PC with Intel® Core™ i5-7300U, 16 GB DRAM (non-ECC), 64 GB CFast iMLC, WIN 10 IoT 2019 (64-bit), No exp. slots, No I/F option, 18.5" (1920x1080) display with capacitive touchscreen, build-in type, with custom logo - TEMPLATE
NYP35-40450-19WC1100 | 2936000 | 708238 | Industrial Panel PC with Intel® Core™ i5-7300U, 16 GB DRAM (non-ECC), 64 GB CFast iMLC, WIN 10 IoT 2019 (64-bit), No exp. slots, No I/F option, 18.5" (1920x1080) display with capacitive touchscreen, build-in type, Ni plating
NYP35-40450-19WC1102 | 2943200 | 708210 | Industrial Panel PC with Intel® Core™ i5-7300U, 16 GB DRAM (non-ECC), 64 GB CFast iMLC, WIN 10 IoT 2019 (64-bit), No exp. slots, No I/F option, 18.5" (1920x1080) display with capacitive touchscreen, build-in type, Ni plating, with custom logo - TEMPLATE
NYP35-40460-12WC1000 | 2475100 | 708239 | Industrial Panel PC with Intel® Core™ i5-7300U, 16 GB DRAM (non-ECC), 128 GB CFast iMLC, WIN 10 IoT 2019 (64-bit), No exp. slots, No I/F option, 12.1" (1280x800) display with capacitive touchscreen, build-in type
NYP35-40460-12WC1002 | 2520400 | 708211 | Industrial Panel PC with Intel® Core™ i5-7300U, 16 GB DRAM (non-ECC), 128 GB CFast iMLC, WIN 10 IoT 2019 (64-bit), No exp. slots, No I/F option, 12.1" (1280x800) display with capacitive touchscreen, build-in type, with custom logo - TEMPLATE
NYP35-40460-15WC1000 | 2599900 | 708240 | Industrial Panel PC with Intel® Core™ i5-7300U, 16 GB DRAM (non-ECC), 128 GB CFast iMLC, WIN 10 IoT 2019 (64-bit), No exp. slots, No I/F option, 15.4" (1280x800) display with capacitive touchscreen, build-in type
NYP35-40460-15WC1002 | 2645300 | 708212 | Industrial Panel PC with Intel® Core™ i5-7300U, 16 GB DRAM (non-ECC), 128 GB CFast iMLC, WIN 10 IoT 2019 (64-bit), No exp. slots, No I/F option, 15.4" (1280x800) display with capacitive touchscreen, build-in type, with custom logo - TEMPLATE
NYP35-40460-19WC1000 | 2856200 | 708241 | Industrial Panel PC with Intel® Core™ i5-7300U, 16 GB DRAM (non-ECC), 128 GB CFast iMLC, WIN 10 IoT 2019 (64-bit), No exp. slots, No I/F option, 18.5" (1920x1080) display with capacitive touchscreen, build-in type
NYP35-40460-19WC1002 | 2901700 | 708213 | Industrial Panel PC with Intel® Core™ i5-7300U, 16 GB DRAM (non-ECC), 128 GB CFast iMLC, WIN 10 IoT 2019 (64-bit), No exp. slots, No I/F option, 18.5" (1920x1080) display with capacitive touchscreen, build-in type, with custom logo - TEMPLATE
NYP35-40460-19WC1100 | 2991200 | 708242 | Industrial Panel PC with Intel® Core™ i5-7300U, 16 GB DRAM (non-ECC), 128 GB CFast iMLC, WIN 10 IoT 2019 (64-bit), No exp. slots, No I/F option, 18.5" (1920x1080) display with capacitive touchscreen, build-in type, Ni plating
NYP35-40460-19WC1102 | 2998600 | 708188 | Industrial Panel PC with Intel® Core™ i5-7300U, 16 GB DRAM (non-ECC), 128 GB CFast iMLC, WIN 10 IoT 2019 (64-bit), No exp. slots, No I/F option, 18.5" (1920x1080) display with capacitive touchscreen, build-in type, Ni plating, with custom logo - TEMPLATE
NYP35-40470-12WC1000 | 2604500 | 708243 | Industrial Panel PC with Intel® Core™ i5-7300U, 16 GB DRAM (non-ECC), 256 GB CFast iMLC, WIN 10 IoT 2019 (64-bit), No exp. slots, No I/F option, 12.1" (1280x800) display with capacitive touchscreen, build-in type
NYP35-40470-12WC1002 | 2649800 | 708187 | Industrial Panel PC with Intel® Core™ i5-7300U, 16 GB DRAM (non-ECC), 256 GB CFast iMLC, WIN 10 IoT 2019 (64-bit), No exp. slots, No I/F option, 12.1" (1280x800) display with capacitive touchscreen, build-in type, with custom logo - TEMPLATE
NYP35-40470-15WC1000 | 2731500 | 708244 | Industrial Panel PC with Intel® Core™ i5-7300U, 16 GB DRAM (non-ECC), 256 GB CFast iMLC, WIN 10 IoT 2019 (64-bit), No exp. slots, No I/F option, 15.4" (1280x800) display with capacitive touchscreen, build-in type
NYP35-40470-15WC1002 | 2774600 | 708186 | Industrial Panel PC with Intel® Core™ i5-7300U, 16 GB DRAM (non-ECC), 256 GB CFast iMLC, WIN 10 IoT 2019 (64-bit), No exp. slots, No I/F option, 15.4" (1280x800) display with capacitive touchscreen, build-in type, with custom logo - TEMPLATE
NYP35-40470-19WC1000 | 2974300 | 708245 | Industrial Panel PC with Intel® Core™ i5-7300U, 16 GB DRAM (non-ECC), 256 GB CFast iMLC, WIN 10 IoT 2019 (64-bit), No exp. slots, No I/F option, 18.5" (1920x1080) display with capacitive touchscreen, build-in type
NYP35-40470-19WC1002 | 3017300 | 708185 | Industrial Panel PC with Intel® Core™ i5-7300U, 16 GB DRAM (non-ECC), 256 GB CFast iMLC, WIN 10 IoT 2019 (64-bit), No exp. slots, No I/F option, 18.5" (1920x1080) display with capacitive touchscreen, build-in type, with custom logo - TEMPLATE
NYP35-40470-19WC1100 | 3137800 | 708246 | Industrial Panel PC with Intel® Core™ i5-7300U, 16 GB DRAM (non-ECC), 256 GB CFast iMLC, WIN 10 IoT 2019 (64-bit), No exp. slots, No I/F option, 18.5" (1920x1080) display with capacitive touchscreen, build-in type, Ni plating
NYP35-40470-19WC1102 | 3145100 | 708184 | Industrial Panel PC with Intel® Core™ i5-7300U, 16 GB DRAM (non-ECC), 256 GB CFast iMLC, WIN 10 IoT 2019 (64-bit), No exp. slots, No I/F option, 18.5" (1920x1080) display with capacitive touchscreen, build-in type, Ni plating, with custom logo - TEMPLATE
OPTI-TRIG-X1 | 178900 | 685456 | Optical Trigger for Industrial Vision Illuminators
OS32C-BKT1 | 44680 | 349185 | Bottom/side mounting bracket + unit mounting screws
OS32C-BKT2 | 46900 | 349186 | Accessory safety, laser scanner mounting kit, XY rotational mounting, must be used with OS32C-BKT1
OS32C-BKT3 | 28970 | 349187 | Simple mounting brackets x 2 + mounting screws
OS32C-BKT4 | 28970 | 349188 | Safety laser scanner protective cover for window
OS32C-BP VER2 @ OEE | 1748600 | 674732 | Safety laser scanner, safety radius 3 m, warning zone 10 m, PLd & Cat 3 (ISO 13849-1), Ethernet, 24 VDC, back location cable exit
OS32C-BP-4M | 1923600 | 674731 | Safety laser scanner, safety radius 4 m, warning zone 15 m, PLd & Cat 3, 24 VDC, back location cable exit
OS32C-BP-DM | 1923700 | 674735 | Safety laser scanner, measurement and EtherNet/IP, safety radius 3 m, warning zone 10 m, PLd & Cat 3 (ISO 13849-1), Ethernet, 24 VDC, back location cable exit
OS32C-BP-DM-4M | 2115900 | 674726 | Safety laser scanner with measurement data, safety radius 4m, warning zone 10 m, PLd & Cat 3, EtherNet/IP, 24 VDC, back location cable exit
OS32C-CBBP | 388300 | 349176 | Accessory safety, laser scanner, spare for replacement, I/O block with cable access from back
OS32C-CBL-03M | 44680 | 349178 | Safety laser scanner power and I/O cable, 3m
OS32C-CBL-10M | 60450 | 349179 | Safety laser scanner power and I/O cable, 10m
OS32C-CBL-20M | 89750 | 349180 | Safety laser scanner power and I/O cable, 20m
OS32C-CBL-30M | 130200 | 349181 | Safety laser scanner power and I/O cable, 30m
OS32C-CBSP1 | 388300 | 349177 | Accessory safety, laser scanner, spare for replacement, I/O block with cable access from left side
OS32C-ECBL-02M | 67200 | 349182 | Ethernet cable, for configuration and monitoring, 2 m
OS32C-ECBL-05M | 89750 | 349183 | Ethernet cable, for configuration and monitoring, 5 m
OS32C-ECBL-15M | 127900 | 349184 | Ethernet cable, for configuration and monitoring, 15 m
OS32C-HDT | 17760 | 349190 | Mounting screws to mount the bracket on the mounting stand OS32C-MT
OS32C-MT | 291700 | 349189 | Mounting stand used with mounting brackets BKT1 and BKT2, use an OS32C with side location cable entry
OS32C-SN VER2 | 1535900 | 674727 | Accessory safety, laser scanner, spare for replacement, sensor block without I/O block, Ver.2
OS32C-SN-4M | 1689200 | 674730 | Safety laser scanner, safety radius 4m, warning zone 15 m, replacement sensor block
OS32C-SN-DM | 1690400 | 674724 | Safety laser scanner with measurement data, replacement sensor block
OS32C-SN-DM-4M | 1859300 | 674728 | Safety laser scanner with measurement data, safety radius 4m, warning zone 15 m, replacement sensor block
OS32C-SP1 VER2 | 1748600 | 674725 | Safety laser scanner, safety radius 3 m, warning zone 10 m, PLd & Cat 3 (ISO 13849-1), Ethernet, 24 VDC, side location cable exit
OS32C-SP1-4M | 1923600 | 674729 | Safety laser scanner, safety radius 4m, warning zone 15 m, PLd & Cat 3, 24 VDC, side location cable exit
OS32C-SP1-DM | 1923700 | 674734 | Safety laser scanner, measurement and EtherNet/IP, safety radius 3 m, warning zone 10 m, PLd & Cat 3 (ISO 13849-1), Ethernet, 24 VDC, side location cable exit
OS32C-SP1-DM-4M | 2115900 | 674733 | Safety laser scanner with measurement data, safety radius 4m, warning zone 10 m, PLd & Cat 3, EtherNet/IP, 24 VDC, side location cable exit
OS32C-WIN-KT | 55900 | 349191 | Accessory safety, laser scanner, spare for replacement, Scan window
P0608A01-VAL | 2531400 | 693698 | OCR Lighting Set
P1-ECT | 365300 | 690705 | 3G3RX2 EtherCAT option board
P1-EN | 365300 | 688729 | 3G3RX2 Ethernet (Modbus TCP) option board
P1-PN | 390300 | 688727 | 3G3RX2 PROFINET option board
P20-BOX46 | 143300 | 694900 | IP20 Box for AC input reactor type LR3 40-4/710 to LR3 40-4/1200
P2CF-08-E | 3641 | 113612 | Socket, DIN rail/surface mounting, 8-pin, screw terminals
P2CF-11-E | 4849 | 113613 | Socket, DIN rail/surface mounting, 11-pin, screw terminals
P2CM-ESS | 1390 | 695857 | Clip & release lever for P2RF-**-ESS socket (1 pc = 1 bag including 10 levers)
P2CM-S | 112.6 | 145976 | Clip for use with P2RF-S
P2DN-15.7-100S | 9105 | 690422 | Box of short bar for P2RFZ-E. In the box there are 10pcs of short bar, 15.7 mm pitch,10 pole (10 terminal) and 20pcs of caps. Color is blue.
P2DN-15.7-100S | 9105 | 708968 | Box of short bar for P2RFZ-E. In the box there are 10pcs of short bar, 15.7 mm pitch,10 pole (10 terminal) and 20pcs of caps. Color is blue.
P2DN-6.8-100S | 9105 | 690423 | Box of short bar for P2RFZ-E. In the box there are 10pcs of short bar, 6.8 mm pitch,10 pole (20 terminal) and 20pcs of caps. Color is blue.
P2DN-6.8-100S | 9105 | 708969 | Box of short bar for P2RFZ-E. In the box there are 10pcs of short bar, 6.8 mm pitch,10 pole (20 terminal) and 20pcs of caps. Color is blue.
P2DN-CP100 | 4740 | 690421 | Box of 100 caps for P2DN short bar: insulation cap for the short bar cut, blue color
P2DN-CP100 | 4740 | 708967 | Box of 100 caps for P2DN short bar: insulation cap for the short bar cut, blue color
P2R-057P | 1781 | 113542 | Socket, back-connecting, 5-pin, PCB terminals
P2R-05A | 1234 | 113537 | Socket, back-connecting, 5-pin, solder terminals
P2R-05P | 1171 | 151502 | Socket, back-connecting, 5-pin, PCB terminals
P2R-087P | 1976 | 113541 | Socket, back-connecting, 8-pin, PCB terminals
P2R-08A | 1171 | 148136 | Socket, back-connecting, 8-pin, solder terminals
P2R-08P | 1171 | 113545 | Socket, back-connecting, 8-pin, PCB terminals
P2RF-05-ESS | 1586 | 695856 | G2RS socket, 1-pole, DIN-rail/surface-mounting, screw (box type)
P2RF-05-PU | 2811 | 685032 | Socket, DIN rail/surface mounting, 15.5 mm, 5-pin, Push-in terminals
P2RF-05-S | 2648 | 113546 | Socket, DIN rail/surface mounting, 5-pin, screwless terminals
P2RF-08-ESS | 1749 | 695858 | G2RS socket, 2-pole, DIN-rail/surface-mounting, screw (box type)
P2RF-08-PU | 4440 | 685033 | Socket, DIN rail/surface mounting, 15.5 mm, 8-pin, Push-in terminals
P2RF-08-S | 4185 | 113547 | Socket, DIN rail/surface mounting, 8-pin, screwless terminals
P2RFZ-05-E | 1598 | 690420 | Socket, DIN rail/surface mounting, 5-pin, screw terminals
P2RFZ-08-E | 2936 | 690419 | Socket, DIN rail/surface mounting, 8-pin, screw terminals
P2RM-SB | 10700 | 113336 | Socket bridge (for use with P2RF_S)
P2RM-SR | 10700 | 103463 | Socket bridge (for use with P2RF_S)
P2R-P | 2334 | 113244 | Mounting plate for back connecting socket
P2RV-050C-SCH-A | 85750 | 670831 | Connecting Cable for P2RVC-8 with Schneider PLC 140 DDI 353 00, 32 input points, 0.5 m
P2RV-050C-SCH-B | 85750 | 670796 | Connecting Cable for P2RVC-8 with Schneider PLC 140 DDO 353 00, 32 output points, 0.5 m
P2RV-050C-SCH-C | 48570 | 670830 | Connecting Cable for P2RVC-8 with Schneider PLC BMX DDI 1602, 16 input points, 0.5 m
P2RV-050C-SCH-D | 48570 | 670777 | Connecting Cable for P2RVC-8 with Schneider PLC BMX DDO 1602, 16 output points, 0.5 m
P2RV-050C-SIM-A | 73950 | 670843 | Connecting Cable for P2RVC-8 with Siemens PLC 6ES7 321-1BL00-0AA0, 32 input points, 0.5 m
P2RV-050C-SIM-B | 73950 | 670845 | Connecting Cable for P2RVC-8 with Siemens PLC 6ES7 322-1BL00-0AA0, 32 output points, 0.5 m
P2RV-050C-SIM-C | 48570 | 670847 | Connecting Cable for P2RVC-8 with Siemens PLC 6ES7 321-1BH02-0AA0, 16 input points, 0.5 m
P2RV-050C-SIM-D | 128400 | 670803 | Connecting Cable for P2RVC-8 with Siemens PLC 6ES7 421-1BL-0AA0, 32 input points, 0.5 m
P2RV-050C-SIM-E | 128400 | 670832 | Connecting Cable for P2RVC-8 with Siemens PLC 6ES7 422-1BL-0AA0, 32 output points, 0.5 m
P2RV-100C-SCH-A | 86600 | 670784 | Connecting Cable for P2RVC-8 with Schneider PLC 140 DDI 353 00, 32 input points, 1 m
P2RV-100C-SCH-B | 86600 | 670844 | Connecting Cable for P2RVC-8 with Schneider PLC 140 DDO 353 00, 32 output points, 1 m
P2RV-100C-SCH-C | 49550 | 670793 | Connecting Cable for P2RVC-8 with Schneider PLC BMX DDI 1602, 16 input points, 1 m
P2RV-100C-SCH-D | 49550 | 670821 | Connecting Cable for P2RVC-8 with Schneider PLC BMX DDO 1602, 16 output points, 1 m
P2RV-100C-SIM-A | 75800 | 670863 | Connecting Cable for P2RVC-8 with Siemens PLC 6ES7 321-1BL00-0AA0, 32 input points, 1 m
P2RV-100C-SIM-B | 75800 | 670805 | Connecting Cable for P2RVC-8 with Siemens PLC 6ES7 322-1BL00-0AA0, 32 output points, 1 m
P2RV-100C-SIM-C | 49550 | 670829 | Connecting Cable for P2RVC-8 with Siemens PLC 6ES7 321-1BH02-0AA0, 16 input points, 1 m
P2RV-100C-SIM-D | 129500 | 670809 | Connecting Cable for P2RVC-8 with Siemens PLC 6ES7 421-1BL-0AA0, 32 input points, 1 m
P2RV-100C-SIM-E | 129500 | 670802 | Connecting Cable for P2RVC-8 with Siemens PLC 6ES7 422-1BL-0AA0, 32 output points, 1 m
P2RV-200C-SCH-A | 89650 | 670861 | Connecting Cable for P2RVC-8 with Schneider PLC 140 DDI 353 00, 32 input points, 2 m
P2RV-200C-SCH-B | 89650 | 670804 | Connecting Cable for P2RVC-8 with Schneider PLC 140 DDO 353 00, 32 output points, 2 m
P2RV-200C-SCH-C | 50550 | 670866 | Connecting Cable for P2RVC-8 with Schneider PLC BMX DDI 1602, 16 input points, 2 m
P2RV-200C-SCH-D | 50550 | 670833 | Connecting Cable for P2RVC-8 with Schneider PLC BMX DDO 1602, 16 output points, 2 m
P2RV-200C-SIM S7/300 | 255100 | 227720 | Connecting interface cable for use between Siemens S7/300 unit and P2RV-8-O-F modules, 2 m length + connector
P2RV-200C-SIM-A | 78800 | 670819 | Connecting Cable for P2RVC-8 with Siemens PLC 6ES7 321-1BL00-0AA0, 32 input points, 2 m
P2RV-200C-SIM-B | 78800 | 670794 | Connecting Cable for P2RVC-8 with Siemens PLC 6ES7 322-1BL00-0AA0, 32 output points, 2 m
P2RV-200C-SIM-C | 50550 | 670797 | Connecting Cable for P2RVC-8 with Siemens PLC 6ES7 321-1BH02-0AA0, 16 input points, 2 m
P2RV-200C-SIM-D | 132200 | 670807 | Connecting Cable for P2RVC-8 with Siemens PLC 6ES7 421-1BL-0AA0, 32 input points, 2 m
P2RV-200C-SIM-E | 132200 | 670846 | Connecting Cable for P2RVC-8 with Siemens PLC 6ES7 422-1BL-0AA0, 32 output points, 2 m
P2RV-300C-SCH-A | 92400 | 670776 | Connecting Cable for P2RVC-8 with Schneider PLC 140 DDI 353 00, 32 input points, 3 m
P2RV-300C-SCH-B | 92400 | 670786 | Connecting Cable for P2RVC-8 with Schneider PLC 140 DDO 353 00, 32 output points, 3 m
P2RV-300C-SCH-C | 52500 | 670842 | Connecting Cable for P2RVC-8 with Schneider PLC BMX DDI 1602, 16 input points, 3 m
P2RV-300C-SCH-D | 52500 | 670859 | Connecting Cable for P2RVC-8 with Schneider PLC BMX DDO 1602, 16 output points, 3 m
P2RV-300C-SIM S7/300 | 140300 | 227722 | Connecting interface cable for use between Siemens S7/300 unit and P2RV-8-O-F modules, 3 m length + connector
P2RV-300C-SIM-A | 81700 | 670834 | Connecting Cable for P2RVC-8 with Siemens PLC 6ES7 321-1BL00-0 AA0, 32 input points, 3 m
P2RV-300C-SIM-B | 81700 | 670817 | Connecting Cable for P2RVC-8 with Siemens PLC 6ES7 322-1BL00-0 AA0, 32 output points, 3 m
P2RV-300C-SIM-C | 51500 | 670778 | Connecting Cable for P2RVC-8 with Siemens PLC 6ES7 321-1BH02-0 AA0, 16 input points, 3 m
P2RV-300C-SIM-D | 135500 | 670818 | Connecting Cable for P2RVC-8 with Siemens PLC 6ES7 421-1BL-0 AA0, 32 input points, 3 m
P2RV-300C-SIM-E | 135500 | 670806 | Connecting Cable for P2RVC-8 with Siemens PLC 6ES7 422-1BL-0 AA0, 32 output points, 3 m
P2RV-4-100C | 31580 | 379395 | G2RV interface cable for use between CJ1W-OD232/OD262 and 4 P2RV-8-O-F modules, 1 m
P2RV-4-100IFC | 31580 | 379403 | G2RV interface cable for use between CJ1W-ID231/ID233/ID261 and 4 P2RV-8-I-F modules, 1 m
P2RV-4-100IMC | 31580 | 379399 | G2RV interface cable for use between CJ1W-ID233/ID262 and 4 P2RV-8-I-F modules, 1 m
P2RV-4-200C | 42500 | 379396 | G2RV interface cable for use between CJ1W-OD232/OD262 and 4 P2RV-8-O-F modules, 2 m
P2RV-4-200IFC | 42500 | 379404 | G2RV interface cable for use between CJ1W-ID231/ID233/ID261 and 4 P2RV-8-I-F modules, 2 m
P2RV-4-200IMC | 42500 | 379400 | G2RV interface cable for use between CJ1W-ID233/ID262 and 4 P2RV-8-I-F modules, 2 m
P2RV-4-300C | 79450 | 379397 | G2RV interface cable for use between CJ1W-OD232/OD262 and 4 P2RV-8-O-F modules, 3 m
P2RV-4-300IFC | 79450 | 379405 | G2RV interface cable for use between CJ1W-ID231/ID233/ID261 and 4 P2RV-8-I-F modules, 3 m
P2RV-4-300IMC | 79450 | 379401 | G2RV interface cable for use between CJ1W-ID233/ID262 and 4 P2RV-8-I-F modules, 3 m
P2RV-4-500C | 35430 | 379398 | G2RV interface cable for use between CJ1W-OD232/OD262 and 4 P2RV-8-O-F modules, 5 m
P2RV-4-500FC | 83500 | 405786 | G2RV interface cable for use between CS1W-OD232/OD262 and 4 P2RV-8-O-F modules, 5 m
P2RV-4-500IFC | 35430 | 379406 | G2RV interface cable for use between CJ1W-ID231/ID233/ID261 and 4 P2RV-8-I-F modules, 5 m
P2RV-4-500IMC | 35430 | 379402 | G2RV interface cable for use between CJ1W-ID233/ID262 and 4 P2RV-8-I-F modules, 5 m
P2RV-500C-SCH-A | 99250 | 670862 | Connecting Cable for P2RVC-8 with Schneider PLC 140 DDI 353 00, 32 input points, 5 m
P2RV-500C-SCH-B | 99250 | 670864 | Connecting Cable for P2RVC-8 with Schneider PLC 140 DDO 353 00, 32 output points, 5 m
P2RV-500C-SCH-C | 54450 | 670795 | Connecting Cable for P2RVC-8 with Schneider PLC BMX DDI 1602, 16 input points, 5 m
P2RV-500C-SCH-D | 54450 | 670808 | Connecting Cable for P2RVC-8 with Schneider PLC BMX DDO 1602, 16 output points, 5 m
P2RV-500C-SIM-A | 87650 | 670775 | Connecting Cable for P2RVC-8 with Siemens PLC 6ES7 321-1BL00-0 AA0, 32 input points, 5 m
P2RV-500C-SIM-B | 87650 | 670820 | Connecting Cable for P2RVC-8 with Siemens PLC 6ES7 322-1BL00-0 AA0, 32 output points, 5 m
P2RV-500C-SIM-C | 54450 | 670860 | Connecting Cable for P2RVC-8 with Siemens PLC 6ES7 321-1BH02-0 AA0, 16 input points, 5 m
P2RV-500C-SIM-D | 140300 | 670865 | Connecting Cable for P2RVC-8 with Siemens PLC 6ES7 421-1BL-0 AA0, 32 input points, 5 m
P2RV-500C-SIM-E | 140300 | 670787 | Connecting Cable for P2RVC-8 with Siemens PLC 6ES7 422-1BL-0 AA0, 32 output points, 5 m
P2RV-A050C-OMR GRT1 | 14230 | 379411 | G2RV interface cable for use between GRT1-OD8(G)-1 and P2RV-8-O-F module, 0.5 m
P2RV-A050C-OMR NX | 12800 | 379415 | G2RV interface cable for use between NX-OD4256 and P2RV-8-O-F module, 0.5 m
P2RV-A050IC-OMR GRT1 | 14230 | 379413 | G2RV interface cable for use between GRT1-ID8-1 and P2RV-8-I-F module, 0.5 m
P2RV-A050IC-OMR NX | 12800 | 379417 | G2RV interface cable for use between NX-ID4442 and P2RV-8-I-F module, 0.5 m
P2RV-A100C | 9875 | 379407 | G2RV interface cable with flying leads for use with P2RV-8-O-F or P2RV-8-I-F module, 1 m
P2RV-A100C-OMR GRT1 | 15130 | 379412 | G2RV interface cable for use between GRT1-OD8(G)-1 and P2RV-8-O-F module, 1 m
P2RV-A100C-OMR NX | 13600 | 379416 | G2RV interface cable for use between NX-OD4256 and P2RV-8-O-F module, 1 m
P2RV-A100IC-OMR GRT1 | 15130 | 379414 | G2RV interface cable for use between GRT1-ID8-1 and P2RV-8-I-F module, 1 m
P2RV-A100IC-OMR NX | 13600 | 379418 | G2RV interface cable for use between NX-ID4442 and P2RV-8-I-F module, 1 m
P2RV-A200C | 23330 | 379408 | G2RV interface cable with flying leads for use with P2RV-8-O-F or P2RV-8-I-F module, 2 m
P2RV-A300C | 26720 | 379409 | G2RV interface cable with flying leads for use with P2RV-8-O-F or P2RV-8-I-F module, 3 m
P2RV-A500C | 12380 | 379410 | G2RV interface cable with flying leads for use with P2RV-8-O-F or P2RV-8-I-F module, 5 m
P2RVC-8-I-5 | 22570 | 670367 | Interface unit for G2RV-SR/G3RV-SR Push-in, PLC Input, 8 channels, NPN, 30V AC/DC, Total 2A, Push-in
P2RVC-8-I-5-1 | 22570 | 670361 | Interface unit for G2RV-SR/G3RV-SR Push-in, PLC Input, 8 channels, PNP, 30V AC/DC, Total 2A, Push-in
P2RVC-8-I-7-1 | 21700 | 670364 | Interface unit for G2RV-SR/G3RV-SR Screw, PLC Input, 8 channels, PNP, 30V AC/DC, Total 2A, Rising-up screw
P2RVC-8-I-F | 22250 | 375339 | G2RV plc interface, input type, 8 x G2RV-SL***-AP
P2RVC-8-O-5 | 22120 | 670386 | Interface unit for G2RV-SR/G3RV-SR Push-in, PLC Output, 8 channels, NPN, 30V AC/DC, Total 2A, Push-in
P2RVC-8-O-5-1 | 22120 | 670383 | Interface unit for G2RV-SR/G3RV-SR Push-in, PLC Output, 8 channels, PNP, 30V AC/DC, Total 2A, Push-in
P2RVC-8-O-7-1 | 21270 | 670355 | Interface unit for G2RV-SR/G3RV-SR Screw, PLC Output, 8 channels, PNP, 30V AC/DC, Total 2A, Rising-up screw
P2RVM-020R | 486.3 | 225336 | Cross connector to reduce wiring, 2-pole, red, order in multiples of 60 (list price is per item)
P2RVM-030B | 715 | 225347 | Cross connector to reduce wiring, 3-pole, black, order in multiples of 60 (list price is per item)
P2RVM-030R | 715 | 225337 | Cross connector to reduce wiring, 3-pole, red, order in multiples of 60 (list price is per item)
P2RVM-040R | 923.5 | 225338 | Cross connector to reduce wiring, 4-pole, red, order in multiples of 60 (price is per item)
P2RVM-200R | 3547 | 225340 | Cross connector to reduce wiring, 20-pole, red, order in multiples of 20 (price is per item)
P3G-08 | 5215 | 142420 | Socket, back-connecting, 8-pin, screw terminals
P3GA-11 | 6395 | 120939 | Socket, back-connecting, 11-pin, screw terminals
P6B-04P | 1045 | 145776 | Socket, Back Connecting type, for G6B relay
P6B-C2 | 564 | 149952 | Hold-Down Clips
P6D-04P | 1572 | 113562 | Relay Base
P70A 100/110VAC | 2214 | 157461 | Surge supression module for P7TF-05 socket, varistor
P70D 12/24VDC | 2837 | 113563 | Surge supression module for P7TF-05 socket, diode
P7LF-06 | 8345 | 113572 | Surface mounting socket for G7L relay
P7LF-06D | 8345 | 143521 | DIN rail mounting socket for G7L relay
P7LF-D | 3823 | 113571 | DIN rail mounting bracket for G7L relay
P7MF-06-D | 5360 | 377102 | Socket, DIN rail/surface for 1- and 2-pole MK-S_X/T relays, with built-in diode
P7S-14F-END 24VDC | 15930 | 113493 | Socket, DIN rail/surface mounting, screw terminals, led indicator, for G7S relay
P7S-14P-E | 4900 | 113494 | Socket, back-connecting, PCB terminals, for G7S relay
P7SA-10F | 12720 | 377197 | Socket, DIN rail/surface mounting, 10-pin, screw terminals, for G7SA 4 pole relays
P7SA-10F-ND 24VDC | 15210 | 377195 | Socket, DIN rail/surface mounting, 10 pin, screw terminals, for G7SA 4 pole relays, LED indicator
P7SA-10F-ND-PU 24VDC | 17990 | 677437 | Socket, DIN rail/surface mounting, 10 pin, push-in terminals, for G7SA 4 pole relays, LED indicator
P7SA-10P | 3036 | 377193 | Socket, back connecting, PCB terminals, 10-pin, for G7SA 4 pole relays
P7SA-14F | 12870 | 377194 | Socket, DIN rail/surface mounting, 14-pin, screw terminals, for G7SA 6 pole relays
P7SA-14F-ND 24VDC | 15210 | 377196 | Socket, DIN rail/surface mounting, 14 pin, screw terminals, for G7SA 6 pole relays, LED indicator
P7SA-14F-ND-PU 24VDC | 18110 | 677438 | Socket, DIN rail/surface mounting, 14 pin, push in terminals, for G7SA 6 pole relays, LED indicator
P7SA-14P | 3043 | 377192 | Socket, back connecting, PCB terminals, 14-pin, for G7SA 6 pole relays
P7TF-05 | 4478 | 377103 | Socket, DIN rail/surface mounting, 5-pin, screw terminals
P7TF-IS16 110VAC/120 | 113700 | 377487 | Relay I/O block, input base, 16 points, 110/120 VAC
P7TF-IS16 220VAC/240 | 111300 | 377488 | Relay I/O block, input base, 16 points, 220/240 VAC
P7TF-IS16 24VDC | 87500 | 377489 | Relay I/O block, input base, 16 points, 24 VDC
P7TF-OS08 12VDC | 64850 | 377491 | Relay I/O block, output base, 8 points, NPN, 12 VDC
P7TF-OS08 24VDC | 61500 | 377492 | Relay I/O block, output base, 8 points, NPN, 24 VDC
P7TF-OS08-1 24VDC | 65750 | 377490 | Relay I/O block, output base, 8 points, PNP, 24 VDC
P7TF-OS16 12VDC | 96900 | 377494 | Relay I/O block, output base, 16 points, NPN, 12 VDC
P7TF-OS16 24VDC | 81650 | 377495 | Relay I/O block, output base, 16 points, NPN, 24 VDC
P7TF-OS16-1 24VDC | 97800 | 377493 | Relay I/O block, output base, 16 points, PNP, 24 VDC
P9EA-D | 4492 | 172025 | DIN Track adapter for DC power relay
PAD1 1131/24 | 231800 | 361772
PAD2 1135/3 | 144800 | 357875
PAH3 4063 | 589300 | 365916
PAII042-010-S2/R88M-1M10030 | 210500 | 702306 | Apex gearbox, model PAII042, ratio 10, option code -S2, for motor R88M-1M10030*
PAII060-003-S2/R88M-1M40030 | 219000 | 687035 | Apex gearbox, model PAII060, ratio 3, option code -S2, for motor R88M-1M40030*
PAII060-004-S1/R88M-1L1K530 | 219000 | 682582 | Apex gearbox, model PAII060, ratio 4, option code -S1, for motor R88M-1L1K530*
PAII060-004-S1/R88M-1M20030 | 219000 | 688952 | Apex gearbox, model PAII060, ratio 4, option code -S1, for motor R88M-1M20030*
PAII060-004-S1/R88M-1M40030 | 219000 | 689308 | Apex gearbox, model PAII060, ratio 4, option code -S1, for motor R88M-1M40030*
PAII060-005-S1/R88M-1M75030 | 219000 | 688951 | Apex gearbox, model PAII060, ratio 5, option code -S1, for motor R88M-1M75030*
PAII060-005-S2/R88M-1M40030 | 219000 | 689634 | Apex gearbox, model PAII060, ratio 5, option code -S2, for motor R88M-1M40030*
PAII060-005-S2/R88M-1M75030 | 219000 | 688759 | Apex gearbox, model PAII060, ratio 5, option code -S2, for motor R88M-1M75030*
PAII060-007/R88M-1M20030 | 219000 | 685711 | Apex gearbox, model PAII060, ratio 7, for motor R88M-1M20030*
PAII060-007/R88M-1M40030 | 219000 | 688834 | Apex gearbox, model PAII060, ratio 7, for motor R88M-1M40030*
PAII060-007-S2/R88M-1M40020 | 219000 | 688907 | Apex gearbox, model PAII060, ratio 7, option code -S2, for motor R88M-1M40020*
PAII060-010/R88M-1M20030 | 219000 | 682963 | Apex gearbox, model PAII060, ratio 10, for motor R88M-1M20030*
PAII060-010/R88M-1M40030 | 219000 | 684133 | Apex gearbox, model PAII060, ratio 10, for motor R88M-1M40030
PAII060-010-S1/R88M-1M20030 | 219000 | 687709 | Apex gearbox, model PAII060, ratio 10, option code -S1, for motor R88M-1M20030*
PAII060-010-S1/R88M-1M40030 | 219000 | 687915 | Apex gearbox, model PAII060, ratio 10, option code -S1, for motor R88M-1M40030*
PAII060-010-S2/R88M-1M20030 | 219000 | 687629 | Apex gearbox, model PAII060, ratio 10, option code -S2, for motor R88M-1M20030*
PAII060-010-S2/R88M-1M40030 | 219000 | 687034 | Apex gearbox, model PAII060, ratio 10, option code -S2, for motor R88M-1M40030*
PAII060-016-S2/R88M-1M40030 | 280700 | 691234 | Apex gearbox, model PAII060, ratio 16, option code -S2, for motor R88M-1M40030*
PAII060-030-S2/R88M-1M10030 | 280700 | 698917 | Apex gearbox, model PAII060, ratio 30, option code -S2, for motor R88M-1M10030*
PAII060-030-S2/R88M-1M20030 | 280700 | 689635 | Apex gearbox, model PAII060, ratio 30, option code -S2, for motor R88M-1M20030*
PAII090-005-S1/R88M-1L2K030 | 268600 | 688837 | Apex gearbox, model PAII090, ratio 5, option code -S1, for motor R88M-1L2K030*
PAII090-016/R88M-1M40030 | 346800 | 690369 | Apex gearbox, model PAII090, ratio 16, for motor R88M-1M40030*
PAII090-030-S2/R88M-1M40030 | 346800 | 689637 | Apex gearbox, model PAII090, ratio 30, option code -S2, for motor R88M-1M40030*
PAII090-040/R88M-1M40030 | 346800 | 684130 | Apex gearbox, model PAII090, ratio 40, for motor R88M-1M40030
PAII090-100/R88M-1M40030 | 346800 | 684742 | Apex gearbox, model PAII090, ratio 100, for motor R88M-1M40030*
PAII090-100-S2/R88M-1M40030 | 347300 | 707668 | Apex gearbox, model PAII090, ratio 100, option code -S2, for motor R88M-1M40030*
PAII090-100-S2/R88M-K20030 | 347100 | 708642 | Apex gearbox, model PAII090, ratio 100, option code -S2, for motor R88M-K20030*
PAII115-003/R88M-1L3K030 | 409900 | 695762 | Apex gearbox, model PAII115, ratio 3, for motor R88M-1L3K030*
PAII115-010-S2/R88M-1M2K010 | 409900 | 688757 | Apex gearbox, model PAII115, ratio 10, option code -S2, for motor R88M-1M2K010*
PAII142-050-S2/R88M-1L1K530 | 765700 | 702019 | Apex gearbox, model PAII142, ratio 50, option code -S2, for motor R88M-1L1K530*
PAIIR060-003/R88M-1M75030 | 424400 | 684131 | Apex gearbox, model PAIIR060, ratio 3, for motor R88M-1M75030
PAIIR060-005-S1/R88M-1L1K530 | 424400 | 693784 | Apex gearbox, model PAIIR060, ratio 5, option code -S1, for motor R88M-1L1K530*
PAIIR115-003-S1/R88M-1L1K530 | 749900 | 694863 | Apex gearbox, model PAIIR115, ratio 3, option code -S1, for motor R88M-1L1K530*
PB-2430-1 | 114700 | 675372 | DC Input Controller 24 V, 1 channel
PC12030HP | 2744400 | 684789 | Pericentric lens for 1/2" detectors
PC12030XS | 2256400 | 708258 | Compact pericentric lens for 1/2″ detectors
PC13030HP | 2744400 | 681088 | 360° Pericentric lens for 1/3" detectors, f/4 to f/16
PC13030XS | 2256400 | 708080 | Compact pericentric lens for 1/3″ detectors
PC23030XS | 1980400 | 680722 | 360° Pericentric lens for 2/3" detectors, f/4 to f/16
PCBP013 | 1610700 | 683520 | Boroscopic probe, Diameter 21 mm, Length 167 mm, Chip Size 1/3
PCBPN013-WG | 2228500 | 700953 | Boroscopic probe for 1/3" detectors, 7 mm probe diam, with waveguide module
PCCD023 | 1819300 | 688238 | 360° optic, max. chip size 2/3", image circle 6.6 mm, f/8-f/24
PCCDLFAT | 222800 | 688236 | FOV extension lens for PCCD
PCHI012 | 1007300 | 694969 | Pinhole 360° lens, Chip Size up to 1/3
PCHI013 | 995000 | 681089 | Pinhole 360° lens, Chip Size up to 1/3
PCHI023 | 995000 | 679908 | Pinhole 360° lens, Chip Size up to 2/3
PCHI023-AF | 1532500 | 707385 | Hole inspection optics for 2/3" detectors, adaptive lens focusing
PCMP023 | 1541700 | 699294 | Micro Polyview optic, max chip size 2/3″, C-mount
PCPW023 | 2392900 | 708716 | Polyview lens for 2/3'' sensors
PD053-003/R88M-1M20030 | 251000 | 689640 | Apex gearbox, model PD053, ratio 3, for motor R88M-1M20030*
PD064-005/R88M-1L1K030 | 258400 | 701437 | Apex gearbox, model PD064, ratio 5, for motor R88M-1L1K030*
PD064-010/R88M-1M40030 | 258400 | 690859 | Apex gearbox, model PD064, ratio 10, for motor R88M-1M40030*
PD064-015/R88M-1M40030 | 321300 | 690860 | Apex gearbox, model PD064, ratio 15, for motor R88M-1M40030*
PD064-020/R88M-1M20030 | 321300 | 689638 | Apex gearbox, model PD064, ratio 20, for motor R88M-1M20030*
PD064-040/R88M-1M40030 | 321300 | 693092 | Apex gearbox, model PD064, ratio 40, for motor R88M-1M40030*
PD064-100/R88M-1M40030 | 321300 | 693098 | Apex gearbox, model PD064, ratio 100, for motor R88M-1M40030*
PD090-010/R88M-1L75030 | 322000 | 690853 | Apex gearbox, model PD090, ratio 10, for motor R88M-1L75030*
PD090-010/R88M-1M40030 | 322000 | 690857 | Apex gearbox, model PD090, ratio 10, for motor R88M-1M40030*
PD090-020/R88M-1L75030 | 402000 | 690854 | Apex gearbox, model PD090, ratio 20, for motor R88M-1L75030*
PD090-020/R88M-1M40030 | 402000 | 690858 | Apex gearbox, model PD090, ratio 20, for motor R88M-1M40030*
PD090-040/R88M-1M40030 | 402000 | 684132 | Apex gearbox, model PD090, ratio 40, for motor R88M-1M40030
PD2-1024(A) | 198400 | 380574 | Digital Power supply unit for 24VDC lights, 1 channel, 9W, Input supply voltage 100 to 120VAC
PD2-3012(A) | 251300 | 354117 | Digital Power supply unit for 12VDC lights, 1 channel, 28W
PD2-3024(A) | 251300 | 362413 | Digital Power supply unit for 24VDC lights, 1 channel, 28W
PD2-3024(A) | 251300 | 681053 | Digital Power supply unit for 24 VDC lights, 1 channel, 28 W
PD2-3024-2(A) | 324800 | 238127
PD2-3024-4(A) | 375400 | 238129
PD2-5024(A) | 350400 | 238125
PD3-10024-8-EI(A) | 829300 | 683853 | Digital Power supply unit for 24 VDC lights, 95 W - 8 channels, Ethernet communication (TCP/IP, UDP/IP)
PD3-10024-8-PI | 829300 | 374078 | Digital Power supply unit for 24VDC lights, 95W - 8 channels, Parallel communication
PD3-3024-3-EI(A) | 325100 | 671271 | Digital Power supply unit for 24VDC lights, 28W, Ethernet communication (TCP-IP, UDP-IP)
PD3-3024-3-ET(A) | 325100 | 673310 | Digital Power supply unit for 24VDC lights, 28W, Command input via TCP/IP, UDP/IP communications
PD3-3024-3-PI | 325100 | 366830 | Digital Power supply unit for 24VDC lights, 28W, Parallel communication
PD3-3024-3-PT | 325100 | 379138 | Digital Power supply unit for 24VDC lights, 28W, input: 24VDC, Parallel communication
PD3-5024-3-ET(A) | 493100 | 699180 | Digital Power supply unit for 24 VDC lights, 48 W - 3 channels, input: 24 VDC, Ethernet communication
PD3-5024-3-PT | 487100 | 378288 | Digital Power supply unit for 24 VDC lights, 48 W - 3 channels, Input: 24 VDC, Parallel communication
PD3-5024-4-EI(A) | 606600 | 673767 | CCS power supply, 24V
PD3-5024-4-ET(A) | 641100 | 700869 | Digital Power supply unit for 24VDC lights, 46W - 4 channels, Ethernet communication
PD3-5024-4-PI(A) | 606600 | 676806 | Digital Power supply unit for 24VDC lights, 46W - 4 channels, Parallel communication
PD3-5024-4-SI(A) | 606600 | 679670 | Digital Power supply unit for 24VDC lights, 46W - 4 channels, Serial communication (RS485)
PDM-150-15SW2 | 2486300 | 698571 | LED dome, low-angled, coaxial lighting combination, outer diameter 156 mm, inner diameter 28 mm, height of 120 mm, white, 24VDC
PDR064-003/R88M-1M75030 | 468100 | 706864 | Apex gearbox, model PDR064, ratio 3, for motor R88M-1M75030*
PDR090-025/R88M-1M75030 | 654200 | 689639 | Apex gearbox, model PDR090, ratio 25, for motor R88M-1M75030*
PEC35 | 506.5 | 383001 | Relay socket with PCB pins for PCB relays, PCB relay mounting, 1 PDT
PEII050-003/R88M-1M20030 | 187400 | 708846 | Apex gearbox, model PEII050, ratio 3, for motor R88M-1M20030*
PEII050-004/R88M-G10030 | 187400 | 674963 | Apex gearbox, model PEII050, ratio 4, for motor R88M-G10030*
PEII050-005/R88M-1M10030 | 187400 | 687047 | Apex gearbox, model PEII050, ratio 5, for motor R88M-1M10030*
PEII050-005/R88M-1M20030 | 187400 | 688171 | Apex gearbox, model PEII050, ratio 5, for motor R88M-1M20030*
PEII050-005/R88M-G20030 | 187400 | 693998 | Apex gearbox, model PEII050, ratio 5, for motor R88M-G20030*
PEII050-007/R88M-1M10030 | 187400 | 687708 | Apex gearbox, model PEII050, ratio 7, for motor R88M-1M10030*
PEII050-007/R88M-G10030 | 187400 | 690756 | Apex gearbox, model PEII050, ratio 7, for motor R88M-G10030*
PEII050-010/R88M-1M10030 | 187400 | 689586 | Apex gearbox, model PEII050, ratio 10, for motor R88M-1M10030*
PEII050-010/R88M-1M20030 | 187400 | 684360 | Apex gearbox, model PEII050, ratio 10, for motor R88M-1M20030*
PEII050-010/R88M-G05030 | 187400 | 690593 | Apex gearbox, model PEII050, ratio 10, for motor R88M-G05030*
PEII050-010/R88M-G10030 | 187400 | 690594 | Apex gearbox, model PEII050, ratio 10, for motor R88M-G10030*
PEII050-010/R88M-G20030 | 187400 | 683676 | Apex gearbox, model PEII050, ratio 10, for motor R88M-G20030*
PEII050-010/R88M-K20030 | 187400 | 685492 | Apex gearbox, model PEII050, ratio 10, for motor R88M-K20030*
PEII050-015/R88M-1M10030 | 241400 | 691122 | Apex gearbox, model PEII050, ratio 15, for motor R88M-1M10030*
PEII050-015/R88M-G10030 | 241400 | 689499 | Apex gearbox, model PEII050, ratio 15, for motor R88M-G10030*
PEII050-020/R88M-1M10030 | 241400 | 691121 | Apex gearbox, model PEII050, ratio 20, for motor R88M-1M10030*
PEII050-025/R88M-1M10030 | 241400 | 685084 | Apex gearbox, model PEII050, ratio 25, for motor R88M-1M10030*
PEII050-025/R88M-1M20030 | 241400 | 685085 | Apex gearbox, model PEII050, ratio 25, for motor R88M-1M20030*
PEII050-025/R88M-G10030 | 241400 | 691252 | Apex gearbox, model PEII050, ratio 25, for motor R88M-G10030*
PEII050-035/R88M-G10030 | 241400 | 688648 | Apex gearbox, model PEII050, ratio 35, for motor R88M-G10030*
PEII050-050/R88M-1M10030 | 241400 | 684766 | Apex gearbox, model PEII050, ratio 50, for motor R88M-1M10030*
PEII070-003/R88M-1M40030 | 197100 | 688603 | Apex gearbox, model PEII070, ratio 3, for motor R88M-1M40030*
PEII070-004/R88M-1L1K030 | 197100 | 688931 | Apex gearbox, model PEII070, ratio 4, for motor R88M-1L1K030*
PEII070-004/R88M-1L1K530 | 197100 | 688930 | Apex gearbox, model PEII070, ratio 4, for motor R88M-1L1K530*
PEII070-005/R88M-1M40030 | 197100 | 707188 | Apex gearbox, model PEII070, ratio 5, for motor R88M-1M40030*
PEII070-005/R88M-1M60020 | 197100 | 701454 | Apex gearbox, model PEII070, ratio 5, for motor R88M-1M60020*
PEII070-005/R88M-1M75030 | 197100 | 707107 | Apex gearbox, model PEII070, ratio 5, for motor R88M-1M75030*
PEII070-005/R88M-G40030 | 197100 | 688440 | Apex gearbox, model PEII070, ratio 5, for motor R88M-G40030*
PEII070-007/R88M-G20030 | 197100 | 701187 | Apex gearbox, model PEII070, ratio 7, for motor R88M-G20030*
PEII070-007/R88M-G75030 | 197100 | 679442 | Apex PEII gearbox, I=7 for R88M-G75030H
PEII070-010/R88M-1M20030 | 197100 | 684245 | Apex gearbox, model PEII070, ratio 10, for motor R88M-1M20030*
PEII070-010/R88M-1M40030 | 197100 | 685010 | Apex gearbox, model PEII070, ratio 10, for motor R88M-1M40030*
PEII070-010/R88M-1M75030 | 197100 | 694099 | Apex gearbox, model PEII070, ratio 10, for motor R88M-1M75030*
PEII070-010/R88M-G40030 | 197100 | 688406 | Apex gearbox, model PEII070, ratio 10, for motor R88M-G40030*
PEII070-010/R88M-G75030 | 197100 | 699519 | Apex gearbox, model PEII070, ratio 10, for motor R88M-G75030*
PEII070-010/R88M-K20030 | 197100 | 703213 | Apex gearbox, model PEII070, ratio 10, for motor R88M-K20030*
PEII070-015/R88M-1M40030 | 249200 | 684250 | Apex gearbox, model PEII070, ratio 15, for motor R88M-1M40030*
PEII070-015/R88M-G40030 | 246000 | 678756 | Apex gearbox, model PEII070, ratio 15, for motor R88M-G40030*
PEII070-015/R88M-G40030 | 249200 | 686999 | Apex gearbox, model PEII070, ratio 15, for motor R88M-G40030*
PEII070-016/R88M-1M40030 | 249200 | 685009 | Apex gearbox, model PEII070, ratio 16, for motor R88M-1M40030*
PEII070-016/R88M-G73030 | 249200 | 682612 | Apex gearbox, model PEII070, ratio 16, for motor R88M-G73030*
PEII070-016-S2/R88M-G75030 | 249200 | 684282 | Apex gearbox, model PEII070, ratio 16, option code -S2, for motor R88M-G75030*
PEII070-020/R88M-1M40030 | 249200 | 707189 | Apex gearbox, model PEII070, ratio 20, for motor R88M-1M40030*
PEII070-020/R88M-G40030 | 249200 | 691251 | Apex gearbox, model PEII070, ratio 20, for motor R88M-G40030*
PEII070-025/R88M-1M20030 | 249200 | 685556 | Apex gearbox, model PEII070, ratio 25, for motor R88M-1M20030*
PEII070-025/R88M-G20030 | 249200 | 684056 | Apex gearbox, model PEII070, ratio 25, for motor R88M-G20030*
PEII070-030/R88M-1M20030 | 249200 | 683587 | Apex gearbox, model PEII070, ratio 30, for motor R88M-1M20030*
PEII070-030/R88M-G20030 | 249200 | 694145 | Apex gearbox, model PEII070, ratio 30, for motor R88M-G20030*
PEII070-030/R88M-K20030 | 249200 | 687284 | Apex gearbox, model PEII070, ratio 30, for motor R88M-K20030*
PEII070-050/R88M-1M10030 | 249200 | 690010 | Apex gearbox, model PEII070, ratio 50, for motor R88M-1M10030*
PEII070-050/R88M-G10030 | 249200 | 699240 | Apex gearbox, model PEII070, ratio 50, for motor R88M-G10030*
PEII090-003/R88M-1L3K030 | 252300 | 695780 | Apex gearbox, model PEII090, ratio 3, for motor R88M-1L3K030*
PEII090-003/R88M-1L75030 | 252300 | 706991 | Apex gearbox, model PEII090, ratio 3, for motor R88M-1L75030*
PEII090-004/R88M-1AL2K030 | 252600 | 707530 | Apex gearbox, model PEII090, ratio 4, for motor R88M-1AL2K030*
PEII090-005/R88M-1L3K030 | 252300 | 706931 | Apex gearbox, model PEII090, ratio 5, for motor R88M-1L3K030*
PEII090-007/R88M-K1K530 | 252300 | 680828 | Apex gearbox, model PEII090, ratio 7, for motor R88M-K1K530*
PEII090-010/R88M-1AL2K030 | 252600 | 707531 | Apex gearbox, model PEII090, ratio 10, for motor R88M-1AL2K030*
PEII090-010/R88M-1L1K030 | 252300 | 701180 | Apex gearbox, model PEII090, ratio 10, for motor R88M-1L1K030*
PEII090-010/R88M-1L75030 | 252300 | 689280 | Apex gearbox, model PEII090, ratio 10, for motor R88M-1L75030*
PEII090-010/R88M-1M1K520 | 252300 | 685199 | Apex gearbox, model PEII090, ratio 10, for motor R88M-1M1K520*
PEII090-010/R88M-1M40030 | 252300 | 690855 | Apex gearbox, model PEII090, ratio 10, for motor R88M-1M40030*
PEII090-010/R88M-1M60020 | 252300 | 700687 | Apex gearbox, model PEII090, ratio 10, for motor R88M-1M60020*
PEII090-010/R88M-1M75030 | 252300 | 707106 | Apex gearbox, model PEII090, ratio 10, for motor R88M-1M75030*
PEII090-010/R88M-G75030 | 252300 | 699518 | Apex gearbox, model PEII090, ratio 10, for motor R88M-G75030*
PEII090-010/R88M-K1K530 | 252300 | 680826 | Apex gearbox, model PEII090, ratio 10, for motor R88M-K1K530*
PEII090-010/R88M-K40020 | 252300 | 691175 | Apex gearbox, model PEII090, ratio 10, for motor R88M-K40020*
PEII090-010/R88M-K75030F | 252800 | 708053 | Apex gearbox, model PEII090, ratio 10, for motor R88M-K75030(F/C)*
PEII090-010/R88M-K75030H | 252300 | 690335 | Apex gearbox, model PEII090, ratio 10, for motor R88M-K75030(H/T)*
PEII090-010/SGMAH-08 | 252300 | 693900 | Apex gearbox, model PEII090, ratio 10, for motor SGMAH-08*
PEII090-015/R88M-1M60020 | 325000 | 707329 | Apex gearbox, model PEII090, ratio 15, for motor R88M-1M60020*
PEII090-015/R88M-K40030 | 325000 | 679691 | Apex Dynamics PEII090 reductor, ratio 15, for R88M-K40030 servo
PEII090-016/R88M-G75030 | 325000 | 692792 | Apex gearbox, model PEII090, ratio 16, for motor R88M-G75030*
PEII090-020/R88M-1L75030 | 325000 | 690852 | Apex gearbox, model PEII090, ratio 20, for motor R88M-1L75030*
PEII090-020/R88M-1M40030 | 325000 | 690856 | Apex gearbox, model PEII090, ratio 20, for motor R88M-1M40030*
PEII090-020/R88M-1M60020 | 325000 | 707328 | Apex gearbox, model PEII090, ratio 20, for motor R88M-1M60020*
PEII090-020/R88M-1M75030 | 325000 | 689574 | Apex gearbox, model PEII090, ratio 20, for motor R88M-1M75030*
PEII090-020/R88M-G73030 | 325000 | 682613 | Apex gearbox, model PEII090, ratio 20, for motor R88M-G73030*
PEII090-020/R88M-G75030H | 324900 | 659536 | Apex gearbox, model PEII090, ratio 20, for motor R88M-G75030*
PEII090-020/R88M-K40030 | 325000 | 690164 | Apex gearbox, model PEII090, ratio 20, for motor R88M-K40030*
PEII090-025/R7M-A40030 | 325000 | 693867 | Apex gearbox, model PEII090, ratio 25, for motor R7M-A40030*
PEII090-025/R88M-1AM40030 | 325000 | 702481 | Apex gearbox, model PEII090, ratio 25, for motor R88M-1AM40030*
PEII090-025/R88M-1M40030 | 325000 | 703185 | 0
PEII090-025/R88M-K40030 | 325000 | 690867 | Apex gearbox, model PEII090, ratio 25, for motor R88M-K40030*
PEII090-025/R88M-K75030F | 325000 | 688844 | Apex gearbox, model PEII090, ratio 25, for motor R88M-K75030(F/C)*
PEII090-040/R88M-1AM40030 | 325000 | 702905 | Apex gearbox, model PEII090, ratio 40, for motor R88M-1AM40030*
PEII090-040/R88M-1M40030 | 325000 | 693888 | Apex gearbox, model PEII090, ratio 40, for motor R88M-1M40030*
PEII090-050/R88M-1AM40030 | 325000 | 702964 | Apex gearbox, model PEII090, ratio 50, for motor R88M-1AM40030*
PEII090-050/R88M-1L3K030 | 325000 | 688173 | Apex gearbox, model PEII090, ratio 50, for motor R88M-1L3K030*
PEII090-050/R88M-1M40030 | 325000 | 689875 | Apex gearbox, model PEII090, ratio 50, for motor R88M-1M40030*
PEII090-050/R88M-1M75030 | 325000 | 700913 | Apex gearbox, model PEII090, ratio 50, for motor R88M-1M75030*
PEII090-050/R88M-K40030 | 325000 | 680827 | Apex Dynamics PEII reductor, ratio 50, for R88M-K40030 servo
PEII090-070/R88M-1M60020 | 325000 | 701436 | Apex gearbox, model PEII090, ratio 70, for motor R88M-1M60020*
PEII090-100/R88M-1M20030 | 325000 | 700407 | Apex gearbox, model PEII090, ratio 100, for motor R88M-1M20030*
PEII120-005/R88M-1AL1K530 | 379000 | 702480 | Apex gearbox, model PEII120, ratio 5, for motor R88M-1AL1K530*
PEII120-005/R88M-1M1K520 | 379000 | 702222 | Apex gearbox, model PEII120, ratio 5, for motor R88M-1M1K520*
PEII120-005/R88M-K3K030 | 379000 | 687271 | Apex gearbox, model PEII120, ratio 5, for motor R88M-K3K030*
PEII120-007/R88M-K4K030 | 379000 | 684970 | Apex gearbox, model PEII120, ratio 7, for motor R88M-K4K030*
PEII120-010/R88M-1AL1K530 | 379000 | 702479 | Apex gearbox, model PEII120, ratio 10, for motor R88M-1AL1K530*
PEII120-010/R88M-1AL2K030 | 379300 | 707529 | Apex gearbox, model PEII120, ratio 10, for motor R88M-1AL2K030*
PEII120-010/R88M-1AL3K030 | 379300 | 707532 | Apex gearbox, model PEII120, ratio 10, for motor R88M-1AL3K030*
PEII120-010/R88M-1L1K530 | 379000 | 689279 | Apex gearbox, model PEII120, ratio 10, for motor R88M-1L1K530*
PEII120-010/R88M-1M1K520 | 379000 | 700686 | Apex gearbox, model PEII120, ratio 10, for motor R88M-1M1K520*
PEII120-010/R88M-1M90010 | 379000 | 691120 | Apex gearbox, model PEII120, ratio 10, for motor R88M-1M90010*
PEII120-010/R88M-K1K530 | 379000 | 693364 | Apex gearbox, model PEII120, ratio 10, for motor R88M-K1K530*
PEII120-025/R88M-K90010 | 478400 | 707831 | Apex gearbox, model PEII120, ratio 25, for motor R88M-K90010*
PEII120-030/R88M-K1K030 | 477700 | 693875 | Apex gearbox, model PEII120, ratio 30, for motor R88M-K1K030*
PEII120-040/R88M-1L1K530 | 477700 | 683592 | Apex gearbox, model PEII120, ratio 40, for motor R88M-1L1K530*
PEII120-050/R88M-1L75030 | 477700 | 700408 | Apex gearbox, model PEII120, ratio 50, for motor R88M-1L75030*
PEII120-050/R88M-K75030F | 477700 | 680829 | Apex Dynamics PEII reductor, ratio 50, for R88M-K75030F servo
PEII120-050/R88M-K75030H | 477700 | 680830 | Apex Dynamics PEII reductor, ratio 50, for R88M-K75030H servo
PEII155-010/R88M-1AL3K030 | 555300 | 707528 | Apex gearbox, model PEII155, ratio 10, for motor R88M-1AL3K030*
PEII155-010/R88M-1L4K030 | 554700 | 693833 | Apex gearbox, model PEII155, ratio 10, for motor R88M-1L4K030*
PEII155-016/R88M-1L3K030 | 708100 | 702875 | Apex gearbox, model PEII155, ratio 16, for motor R88M-1L3K030*
PEII155-025/R88M-1L3K030 | 708100 | 689278 | Apex gearbox, model PEII155, ratio 25, for motor R88M-1L3K030*
PEII155-050/R88M-1L1K530 | 708100 | 702020 | Apex gearbox, model PEII155, ratio 50, for motor R88M-1L1K530*
PEII155-100/R88M-1M60020 | 708100 | 682295 | Apex gearbox, model PEII155, ratio 100, for motor R88M-1M60020*
PEII155-100/R88M-1M75030 | 708100 | 701213 | Apex gearbox, model PEII155, ratio 100, for motor R88M-1M75030*
PEIIR050-005/R88M-K20030 | 370500 | 685533 | Apex gearbox, model PEIIR050, ratio 5, for motor R88M-K20030*
PEIIR070-003/R88M-1M75030 | 379000 | 701280 | Apex gearbox, model PEIIR070, ratio 3, for motor R88M-1M75030*
PEIIR070-005/R88M-1L1K030 | 379000 | 688172 | Apex gearbox, model PEIIR070, ratio 5, for motor R88M-1L1K030*
PEIIR070-005/R88M-1M40030 | 379000 | 690868 | Apex gearbox, model PEIIR070, ratio 5, for motor R88M-1M40030*
PEIIR070-007/R88M-1L75030 | 379000 | 690769 | Apex gearbox, model PEIIR070, ratio 7, for motor R88M-1L75030*
PEIIR070-010/R88M-1M40030 | 379300 | 707799 | Apex gearbox, model PEIIR070, ratio 10, for motor R88M-1M40030*
PEIIR070-040/R88M-K40030 | 433600 | 675219 | Apex gearbox, model PEII070, ratio 40, for motor R88M-K40030*
PEIIR090-010-S2/R88M-G75030 | 472900 | 682743 | Apex gearbox, model PEIIR090, ratio 10, option code -S2, for motor R88M-G75030*
PEIIR090-020/R88M-1M40030 | 546900 | 690012 | Apex gearbox, model PEIIR090, ratio 20, for motor R88M-1M40030*
PEIIR090-020/R88M-1M75030 | 546900 | 690011 | Apex gearbox, model PEIIR090, ratio 20, for motor R88M-1M75030*
PEIIR090-040/R88M-1M75030 | 546900 | 687039 | Apex gearbox, model PEIIR090, ratio 40, for motor R88M-1M75030*
PEIIR120-010/R88M-1L2K030 | 686500 | 708179 | Apex gearbox, model PEIIR120, ratio 10, for motor R88M-1L2K030*
PES-11 | 2335 | 382982 | Relay socket for undecal relays 11 pins, DIN rail mounting, 3 PDT, screw connection
PES15/4B | 3060 | 382984 | Relay socket for miniature power relays MY, DIN rail mounting, 4 PDT, screw connection, connection facility for input interference suppression modules
PES-35 | 1538 | 382985 | Relay socket for PCB relays, DIN rail mounting, 1 PDT, rise-up screw connection
PES-50 | 2314 | 382986 | Relay socket for PCB relays, DIN rail mounting, 2 stages, 1 or 2 PDT, rise-up screw connection
PES50/3 | 1990 | 382987 | Relay socket for PCB relays, DIN rail mounting, 2 stages, 2 PDT, rise-up screw connection
PF083A | 3430 | 113519 | Socket, DIN rail/surface mounting, 8-pin, screw terminals (standard)
PF083A-D | 1590 | 694129 | Socket, DIN rail/surface mounting, 8-pin, screw terminals (box clamp)
PF083A-E | 1917 | 333396 | Socket, DIN rail/surface mounting, 8-pin, screw terminals (standard)
PF085A(N) | 4531 | 148890 | Socket, DIN rail/surface mounting, 8-pin, screw terminals
PF113A | 3273 | 149958 | Socket, DIN rail/surface mounting, 3 poles, 5A ,
PF113A-D | 1921 | 694130 | Socket, DIN rail/surface mounting, 11-pin, screw terminals (box clamp)
PF113A-E | 1580 | 333397 | Socket, DIN rail/surface mounting, 11-pin, screw terminals (standard)
PF113A-N | 2601 | 694131 | Socket, DIN rail/surface mounting, 11-pin, screw terminals (IEC/VDE).
PF-A16048-4 | 1214500 | 699597 | Multi-functional Control Unit for High Power Strobe LEDs, 4 channels, Variable-voltage control, Strobe time control. 100- 240 VAC
PF-A4048-2 | 641500 | 699940 | Multi-functional Control Unit for High Power Strobe LEDs, 2 channels, variable-voltage control, strobe time control, 100- 240 VAC
PFC-1 | 461.8 | 113524
PFC-7 | 461.8 | 151085
PFC-A1 | 690.5 | 113525 | Retaining clips for MK relay & PF*-AE sockets
PFC-A6 | 787 | 113526 | Retaining clips for MYA relay & PF* sockets
PFC-A7 | 595.5 | 113527
PFC-N8 | 673.5 | 151994 | Retaining clips for 61F-GP-N8 level controller & PF083A-E socket
PFP-100N | 6385 | 113513 | DIN-rail mounting track, 35 x 7.3 mm, 1 m length
PFP-100N2 | 10650 | 113515 | DIN-rail mounting track, 35x16mm, 1m length
PFP-50N | 3641 | 113514 | Din rail track, 500 mm
PFP-M | 590.5 | 147906 | End plate
PFP-S | 325.3 | 148889 | Spacer
PG-B3 | 54450 | 262489 | Open collector PG interface for A1000 and Q2A inverters. A, B, Z pulse, fmax 50 kHz
PG-E3 | 129500 | 329710 | Endat PG interface for A1000. For speed feedback input by connection a motor encoder type: ERN1387 (HEIDENHAIN)
PG-F3 | 109100 | 323403 | Endat PG interface for A1000 and Q2A inverters. For speed feedback input by connection a motor encoder type: EnDat 2.1/01, EnDat 2.2/01, EnDat 2.2/22 (HEIDENHAIN)
PGII040-004/R88M-G10030 | 187400 | 675112 | Apex gearbox, model PGII040, ratio 4, for motor R88M-G10030*
PGII040-005/R88M-1M10030 | 187400 | 695058 | Apex gearbox, model PGII040, ratio 5, for motor R88M-1M10030*
PGII040-005/R88M-G10030 | 187400 | 672720 | Apex gearbox, model PGII040, ratio 5, for motor R88M-G10030*
PGII040-007/R88M-1AM20030 | 187400 | 702904 | Apex gearbox, model PGII040, ratio 7, for motor R88M-1AM20030*
PGII040-007/R88M-G10030 | 187400 | 696357 | Apex gearbox, model PGII040, ratio 7, for motor R88M-G10030*
PGII040-007/R88M-G20030 | 187400 | 676305 | Apex gearbox, model PGII040, ratio 7, for motor R88M-G20030*
PGII040-010/R88M-1M10030 | 187400 | 687092 | Apex gearbox, model PGII040, ratio 10, for motor R88M-1M10030*
PGII040-020/R88M-1M10030 | 241600 | 707696 | Apex gearbox, model PGII040, ratio 20, for motor R88M-1M10030*
PGII040-050/R88M-1M10030 | 241400 | 684943 | Apex gearbox, model PGII040, ratio 50, for motor R88M-1M10030*
PGII040-100/R88M-1M10030 | 241400 | 684907 | Apex gearbox, model PGII040, ratio 100, for motor R88M-1M10030*
PGII060-003/R88M-1M40030 | 197100 | 684941 | Apex gearbox, model PGII060, ratio 3, for motor R88M-1M40030*
PGII060-004/R88M-1M20030 | 197100 | 686103 | Apex gearbox, model PGII060, ratio 4, for motor R88M-1M20030*
PGII060-005/R88M-1L75030 | 197100 | 688174 | Apex gearbox, model PGII060, ratio 5, for motor R88M-1L75030*
PGII060-005/R88M-1M20030 | 197100 | 690757 | Apex gearbox, model PGII060, ratio 5, for motor R88M-1M20030*
PGII060-005/R88M-1M40030 | 197100 | 688170 | Apex gearbox, model PGII060, ratio 5, for motor R88M-1M40030*
PGII060-005/R88M-K40030 | 197100 | 696425 | Apex gearbox, model PGII060, ratio 5, for motor R88M-K40030*
PGII060-007/R88M-1M40030 | 197100 | 694871 | Apex gearbox, model PGII060, ratio 7, for motor R88M-1M40030*
PGII060-010/R88M-1M20030 | 197100 | 692745 | Apex gearbox, model PGII060, ratio 10, for motor R88M-1M20030*
PGII060-010/R88M-1M40030 | 197100 | 684942 | Apex gearbox, model PGII060, ratio 10, for motor R88M-1M40030*
PGII060-010/R88M-G40030 | 197100 | 683506 | Apex gearbox, model PGII060, ratio 10, for motor R88M-G40030*
PGII060-010/R88M-K20030 | 197100 | 703506 | Apex gearbox, model PGII060, ratio 10, for motor R88M-K20030*
PGII060-020/R88M-G40030 | 249200 | 685702 | Apex gearbox, model PGII060, ratio 20, for motor R88M-G40030*
PGII060-025/R88M-1M20030 | 249200 | 701446 | Apex gearbox, model PGII060, ratio 25, for motor R88M-1M20030*
PGII060-025/R88M-1M40030 | 249200 | 700389 | Apex gearbox, model PGII060, ratio 25, for motor R88M-1M40030*
PGII060-025/R88M-G40030 | 249200 | 686251 | Apex gearbox, model PGII060, ratio 25, for motor R88M-G40030*
PGII060-030/R88M-1M20030 | 249200 | 701447 | Apex gearbox, model PGII060, ratio 30, for motor R88M-1M20030*
PGII060-035/R88M-1M40030 | 249200 | 684906 | Apex gearbox, model PGII060, ratio 35, for motor R88M-1M40030*
PGII060-050/R88M-1M20030 | 249200 | 699498 | Apex gearbox, model PGII060, ratio 50, for motor R88M-1M20030*
PGII060-120/R88M-1M10030 | 305900 | 708507 | Apex gearbox, model PGII060, ratio 120, for motor R88M-1M10030*
PGII060-200/R88M-1M10030 | 305900 | 708495 | Apex gearbox, model PGII060, ratio 200, for motor R88M-1M10030*
PGII080-004/R88M-K3K020 | 252300 | 688301 | Apex gearbox, model PGII080, ratio 4, for motor R88M-K3K020*
PGII080-005/R88M-K75030H | 252300 | 696426 | Apex gearbox, model PGII080, ratio 5, for motor R88M-K75030(H/T)*
PGII080-005/SGMAV-08ADA61 | 252300 | 696358 | Apex gearbox, model PGII080, ratio 5, for motor SGMAV-08ADA61*
PGII080-007/R88M-1M75030 | 252300 | 701448 | Apex gearbox, model PGII080, ratio 7, for motor R88M-1M75030*
PGII080-010/R88M-1L1K030 | 252300 | 701885 | Apex gearbox, model PGII080, ratio 10, for motor R88M-1L1K030*
PGII080-010/R88M-1M40030 | 252300 | 695639 | Apex gearbox, model PGII080, ratio 10, for motor R88M-1M40030*
PGII080-010/R88M-1M75030 | 252300 | 695640 | Apex gearbox, model PGII080, ratio 10, for motor R88M-1M75030*
PGII080-020/R88M-G75030 | 325000 | 685701 | Apex gearbox, model PGII080, ratio 20, for motor R88M-G75030*
PGII080-120/R88M-K40030 | 392300 | 685198 | Apex gearbox, model PGII080, ratio 120, for motor R88M-K40030*
PGII120-003/R88M-K5K030 | 379000 | 707238 | Apex gearbox, model PGII120, ratio 3, for motor R88M-K5K030*
PGII120-010/R88M-1M2K020 | 379000 | 685501 | Apex gearbox, model PGII120, ratio 10, for motor R88M-1M2K020*
PGII120-010/R88M-K1K530 | 379000 | 684904 | Apex gearbox, model PGII120, ratio 10, for motor R88M-K1K530*
PGII120-015/R88M-1L1K530 | 477700 | 700388 | Apex gearbox, model PGII120, ratio 15, for motor R88M-1L1K530*
PGIIR040-050/R88M-1M10030 | 422700 | 688588 | Apex gearbox, model PGIIR040, ratio 50, for motor R88M-1M10030*
PGIIR080-005/R88M-1M40030 | 472900 | 695302 | Apex gearbox, model PGIIR080, ratio 5, for motor R88M-1M40030*
PG-X3 | 54450 | 256633 | Line Driver PG interface for A1000 and Q2A inverters. A, B, Z differential (RS422) input, fmax 300 kHz
PH-2 HAIPREN CODE 20M | 85250 | 679246 | Underwater Electrode, Hypalon cable, double pole, 20 m length
PHC-1 | 336.7 | 105427
PJ2-1505-2CA-PE | 432300 | 693826 | Dedicated Analog Control Units for the Spot Light HLV3/HLV2 series, 2 channels, 100 to 240 VAC
PL08 | 1064 | 113440 | Socket, back-connecting, 8-pin, solder terminals
PL08Q | 1613 | 113441 | Socket, back-connecting, 8-pin, solder terminals
PL11 | 1126 | 105709 | Socket, back-connecting, 11-pin, solder terminals
PL11-Q | 1801 | 113443 | Socket, back-connecting, 11-pin, solder terminals
PL15 | 2317 | 113445
PL20 | 2372 | 113444
PL2-55-NL | 94000 | 701645 | Polarizing plate, M55 x P0.75
PL-25-NL | 45550 | 673700 | Polarising filter for M25 lens, with lock screw
PL-27 | 22820 | 234170
PL-27-NL | 45550 | 357524 | Polarising filter for M27 lens, with lock screw
PL-30 | 22820 | 683970 | Polarizer for Illuminator
PL-30-NL | 45550 | 393031 | Accessory vision, polarizing filter for camera lens M30 with lock screw
PL-40 | 22820 | 234171
PL-40-NL | 45550 | 686117 | Polariser, M40.5 x P0.5, Outer diameter 45.0 mm, Inner diameter 42.0 mm, Height 12 mm
PLA1013A-630I/AM | 480100 | 687335 | Compact Line LED Projector, 130 x 10 mm, 48 W, red, medium angle, IblueDrive mode, 24 VDC
PLA1013A-630i/AW | 480100 | 680719 | Compact Line LED Projector, 130 x 10 mm, 48 W , red, wide angle 40°, IblueDrive mode, 24 VDC
PLA1013A-850i/AW | 480100 | 684124 | LED High power linear projector, active area 130 mm, 48W, IR 850 nm, wide angle, iBlueDrive, 24 V
PLA1013A-W00i/AM | 480100 | 684338 | Compact Line Projector, 130 x 10 mm, 48 W, White, medium angle 40°, IblueDrive mode, 24 VDC, cable end connector
PLA1013A-W00i/AW | 480100 | 677587 | Compact Line Projector, 130 x 10 mm, 48 W White, wide angle 40°, IblueDrive mode, 24 VDC, cable end connector
PLA2026A-630IAN | 807200 | 703113 | High power linear projector. 260x40x16 mm, 96 W, red, narrow aperture. iBlueDrive
PLA2026A-850i/AM | 732500 | 681420 | High power linear LED projector, 260 x 40 x 16 mm, red, Medium Aperture
PLA2026A-850I/AW | 732500 | 684899 | High power linear LED projector, 260x40x16 mm, IR 850 nm, 24 VDC, Wide Aperture
PLA2026A-W00i/AW | 732500 | 387203 | Compact Line Projector, 260mmx10mm, 98W White, wide angle, IblueDrive mode, 24VDC, cable end connector
PLC | 311.4 | 113446
PLC0307A-470C | 256700 | 708287 | LED Linear Projector, active area 72 mm, blue, continuous mode, IP40
PLC0307A-W00C | 249700 | 684553 | LED Linear Projector, active area 72 mm, white, continuous mode, IP40
PLC0412C-W00C/AD/67 | 324800 | 690161 | LED Linear Projector, active area 120 mm, white, continuous mode, direct angle, IP67
PLC0412C-W00C/AM/67 | 324800 | 690160 | LED Linear Projector, active area 120 mm, white, continuous mode, medium angle, IP67
PLC0412C-W00C/AW | 290200 | 682745 | LED Linear Projector, active area 120 mm, white, continuous mode, wide angle, IP65
PLC0412C-W00I/AD | 431600 | 684986 | LED line projector, active area 120 mm, 24 W, white, iBlue drive, diffuse, 24 V
PLC0615A-470C | 341700 | 683852 | LED linear projector 150 mm. 10 W, Blue, Continuous Mode
PLC0615A-W00C | 341700 | 684114 | LED line projector, active area 150 mm, 10 W, white, continuous mode, 24 V
PLC0824C-850I/AM | 571600 | 690449 | LED line projector, active area 240 mm, 48 W, white, iBlue drive, medium angle, 24 V
PLC0824C-W00C/AD/67 | 407700 | 690163 | LED Linear Projector, active area 240 mm, white, continuous mode, direct angle, IP67
PLC0824C-W00C/AM/67 | 407700 | 690162 | LED Linear Projector, active area 240 mm, white, continuous mode, medium angle, IP67
PLC0824C-W00I/AD | 526900 | 684985 | LED line projector, active area 240 mm, 48 W, white, iBlue drive, diffuse, 24 V
PLC0824C-W00I/AM | 534400 | 690450 | LED Linear Projector, active area 240 mm, white, iBluedrive, medium angle
PLC-1 | 382.4 | 113447
PLC-10 | 408 | 113448
PLC-12 | 366.7 | 113451
PLC1231A-630C | 424800 | 365917
PLC1231A-W00C | 424800 | 684115 | LED line projector, active area 306 mm, 12 W, white, continuous mode
PLC1236C-525C/AM | 459000 | 688644 | Linear lights projector, Compact, 360 x 39 x 34.5 mm, 12 LED, green, Continuous, medium aperture angle 35º, 24 VDC, connector
PLC1236C-630C/AM | 459000 | 688645 | Linear lights projector, Compact, 360 x 39 x 34.5 mm, 12 LED, red, Continuous, medium aperture angle 35º, 24 VDC, connector
PLC1236C-W00C/AM | 459000 | 688429 | Linear lights projector, Compact, 360 x 39 x 34.5 mm, 12 LED, White, Continuous, Medium aperture angle 35º, 24 VDC
PLC1236C-W00C/AM/67 | 505700 | 688428 | Linear lights projector, Compact, 360 x 39 x 34.5 mm, 12 LED, White, Continuous, Medium aperture angle 35º, 24 VDC, IP67
PLC1236C-W00C/AW | 452700 | 677879 | Linear lights projector, Compact, 360 x 39 x 34.5 mm, 12 LED, White, Continuous, Wide aperture angle 70º, 24 VDC, connector
PLC1648C-630C/AM | 539300 | 688809 | LED linear projector, active area 480 mm, red, Continuous mode, medium angle, IP65
PLC1648C-630C/AN | 540900 | 690759 | Linear LED Projector, active area 473 x 25 mm, red, continuous mode, narrow angle, IP65
PLC1648C-W00I/AW | 673900 | 688791 | Linear LED Projector, active area 473 x 25 mm, white, iBlue Drive, IP65
PLC2060C-630C/AD | 623300 | 689965 | LED linear projector, active area 600 mm, Red, Continuous, diffuse, IP65
PLC2060C-630C/AM | 624200 | 688807 | LED linear projector, active area 600 mm, Red. Continuous mode, medium angle, IP65
PLC2060C-630I/AM | 754900 | 688808 | LED linear projector, active area 600 mm, Red, IBlueDrive, medium angle, IP65
PLC2060C-W00C/AW | 614900 | 683719 | LED linear projector, active area 600 mm, White. Continuous mode, wide angle, IP65
PLC-7 | 294.2 | 113449
PLC-8 | 294.2 | 113450 | Retaining clips for MYA-L*12 relay & PL* sockets
PLCKIT1 | 13250 | 364940
PLD0602B-630C | 163400 | 685421 | LED Direct Light linear Projector, active area 64 x 16 mm, red continuous mode, 24 VDC
PLD1302B-630C | 243200 | 684177 | LED direct light linear projector, active area 128x16 mm. Red, 24V, continuous mode
PLD1302B-W00P | 255300 | 683851 | LED direct light linear projector 128x16 mm. White. Pulse mode. Duty cycle 1/2 Max Ton 60 s
PLD1802A-W00I | 432100 | 688941 | LED direct light linear projector, active area 180 x 16 mm, white, 24 V, iBlue Drive
PLE08-0 | 1708 | 113442 | Socket, back-connecting, 8-pin, PCB terminals
PLE11-0 | 1692 | 154472 | Socket, back-connecting, 11-pin, PCB terminals
PL-ELB-300 | 46940 | 689269 | Polarisier for ELB 300 illuminator
PL-ELB-500 | 62500 | 690883 | Polarizer for ELB 500
PL-LDL2-119X16 | 29570 | 395654 | Polarizing filter for LDL2-119X16 series
PL-LDL2-146X30 | 28980 | 670025 | Polarising filter for bar light, used with the LDL2-146X30 or LDL2-146X30-WD Series
PL-LDL2-158X16 | 32090 | 707686 | Polarizing plate, 158 x 16 mm
PL-LDL2-170X30 | 33870 | 678318 | Polarising filter for bar light, used with the LDL2-170X30 Series
PL-LDL2-266X30 | 39420 | 357525 | Polarising filter for light source
PL-LDL2-33X8-HO | 15610 | 696462 | Polarizing plate for LDL2-33X8, Light is polarized parallel to the longer edge of the plate
PL-LDL2-33X8-VE | 15610 | 696463 | Polarizing plate for LDL2-33X8, Light is polarized parallel to the shorter edge of the plate
PL-LDL2-392X16 | 34480 | 674139 | Polarising filter for bar lights LDL2-392X16
PL-LDL2-50X30 | 21580 | 685038 | Polarizer for LDL2-50X30
PL-LDL2-50X30-VE | 21580 | 685803 | Polarizer for LDL2-50X30, polarized parallel to the shorter edge of the plate
PL-LDL2-74X30 | 21580 | 671165 | Polarising filter for bar light, used with the LDL2-74X30 Series
PL-LDL2-80X16 | 25260 | 380573 | Polarizing Plate for LDL2-80X16 light units
PL-LDR-120-40 | 59800 | 355986
PL-LDR2-70 | 85150 | 707688 | Ring light polarizing plate - 76 mm diameter
PL-LFV3-35 | 16250 | 690452 | Polarisier for LFV3-35
PL-LFV3-50 | 16250 | 690310 | Polarizer for LFV3-50
PL-LFV3-70 | 19730 | 681981 | Polarising filter for LFV§-70 series
PL-QBR3-033008 | 11150 | 708071 | Polarizer for QBR3-033008
PL-QBR3-100015 | 13760 | 690553 | Polarizer for QBR3-100015
PL-QBR3-150015 | 16050 | 685801 | Polarizer for QBR3-150015
PL-QBR3-200030 | 33640 | 708168 | Polarizer for QBR3-200030
PL-QBR3-350015 | 40810 | 707135 | Polarizer for QBR3-350015
PL-QRL3-070032 | 53450 | 690932 | Polarizer for QRL3-070032
PL-QSQ3-070070 | 24050 | 688487 | Polarizer for QSQ3-70
PLU0602B-W00C | 171800 | 684873 | Ultra diffuse linear LED projector, active area 64x16 mm, white, 24 VDC continuous mode
PLU1002A-630C | 227800 | 685165 | Ultra diffuse LED bar light 100 x 16 mm. Red Continuous, 24V
PLU1802A-630C | 327900 | 686978 | Ultra diffuse LED bar light 180 x 16 mm. Red Continuous, 24 V
PLU1802A-W00I | 480400 | 689253 | Ultra diffuse LED bar light 180 x 16 mm. white, IBlue Drive, 24V
PLU2602A-470C | 405400 | 684473 | LED Bar Illuminator, active area 259 x 16 mm, blue, 24 V, continuous mode
PM-MOTOR-GK-DEMOCASE-V1 | 2177000 | 690184 | Georgii Kobold PM motor Democase for Q2 Series inverters.
POD-5024-2-PEI | 578700 | 674819 | Strobe (O/D mode) or continuous lighting controller, 2 outputs, Ethernet & Parallel I/F, DC 24 to 48 V
POL-BAR-1000 | 116900 | 707204 | Polarizer film for BAR 1000 mm
POL-BAR-125 | 18050 | 707382 | Polarizing film for 125 mm bar light
POL-BAR-1250 | 144400 | 707177 | Polarizer film for BAR 1250
POL-BAR-500 | 62400 | 696284 | Polarizer film for BAR 500
POL-BAR-875 | 107400 | 702983 | Polarizer film for BAR 875
POLE-100A21+FB062 | 5310 | 187133 | Aluminium pole LU Signal Tower, length 100mm, dia 21,7mm
POLE-100A21+O0109 | 14020 | 685810 | Aluminium pole LR6 Signal Tower, length 100 mm, dia 21.7mm
POLE22-0100AN | 6300 | 675487 | 22 dia., 100 mm Aluminum Pole
POLE22-0300AN | 7725 | 675486 | 22 dia., 300 mm Aluminum Pole
POLE22-0300AT | 7210 | 678290 | 22 dia., 300 mm Aluminum Pole, 2 Nuts and 2 Screws included - with threads, silver
POLE22-0500AN | 12650 | 687032 | 22 dia., 500 mm Aluminum Pole
POLE22-0500AT | 11410 | 678276 | 22 dia., 500 mm Aluminum Pole, 2 Nuts and 2 Screws included - with threads, silver
POLE22-0800AN | 11410 | 678299 | 22 dia., 800 mm Aluminum Pole
POLE22-0800AT | 15250 | 699324 | 22 dia., 800 mm aluminum pole, 2 nuts and 2 screws included - with threads, silver
POLE22-1000AN | 20660 | 699325 | 22 dia., 1000 mm aluminum pole, 2 nuts and 2 screws included - no threads, silver
POLE22-1000AT | 18670 | 678286 | 22 dia., 1000 mm Aluminum Pole, 2 Nuts and 2 Screws included - with threads, silver
POLE-300A21+O0109 | 15130 | 685811 | Aluminium pole LR6 Signal Tower, length 300 mm, dia 21.7mm
POLE-800A21+O0109 | 24840 | 685809 | Aluminium pole LR6 Signal Tower, length 800 mm, dia 21.7mm
POL-HPRING | 56700 | 700900 | Polarizer for HPRING
PP602 | 425700 | 375825 | LED lighting strobe controller, 2 independent channel output, 10A (strobe) / 4A(continuous), 12 - 48VDC
PPC-174T-WL-MTE | 38970 | 690588 | Wall mount kit A800B for PPC-174T
PPC-3100S-OMR | 659100 | 689027 | Visualization Touch Panel for FHV7 Smart Camera, 10.4" TFT LCD, Resolution 1024x768, Touch Type Capacitive, Front Panel Protection IP65, 24 VDC
PPC-ARM-A03 | 90050 | 690587 | ARM VESA Standard (A-CLEVER) for PPC Series
PPC-STAND-A1E | 83000 | 690589 | Stand For PPC Series
PR032T-M30.5 | 133300 | 684900 | Linear polarizer M30.5
PR032T-M35.5 | 168000 | 679873 | Polarizer M35.5
PR032T-M40.5 | 157800 | 708714 | Linear polariser filter - M40.5
PR032T-M55 | 176200 | 708297 | Linear polarizer M55
PRC0604C-850C/AN/67 | 284100 | 687495 | LED Projector, active area 60 x 50 mm, IR 850 nm, narrow angle, continuous mode, IP67, 24 V
PRC0604C-850C/AW | 254800 | 689496 | LED Projector, active area 60x50 mm, IR 850 nm, continuous mode, wide angle, 24 V
PRC0604C-W00C/AM | 234200 | 685081 | LED Projector, active area 60x50 mm, white, continuous mode, medium angle, 24 V
PRC0606B-W00C/AM | 317400 | 684116 | LED Projector, active area 60 x 60 mm, white, continuous mode, medium angle, 24 V
PRC0606B-W00C/AN | 317400 | 685430 | LED Projector, active area 60 x 60 mm, white, continuous mode, narrow angle, 24 V
PRC0608C-850i/AW | 501700 | 684109 | LED Projector, active area 60 x 50 mm, IR 850 nm, wide angle, IBlue drive, IP65, 24 V
PRC0608C-W00i/AM | 461800 | 684514 | LED Projector, active area 60 x 50 mm, white, medium angle, IBlue drive, IP65, 24 V
PRC0608C-W00I/AN | 461800 | 684875 | LED Projector, active area 60x50 mm, white, narrow angle, IBlue drive, IP65, 24 V
PRC0608C-W00I/AW | 461800 | 686204 | LED Projector, active area 60x50 mm, white, wide angle, IBlue drive, IP65, 24 V
PRD0200A-630C | 93650 | 684554 | LED Spot Illuminator, active area 20 mm, red, continuous mode, 24 VDC
PRH0104A-365C | 305100 | 685164 | High Power LED Spot, UV 365 nm, Continuous mode, 12º Narrow Angle, IP65
PRH0104A-470C/AN | 200200 | 689096 | High Power LED Spot, blue, Continuous mode, Narrow Angle, IP65, 24 VDC
PRH0104A-630C/AN | 200200 | 689893 | High Power LED Spot, red, Continuous mode, narrow Angle, IP65, 24 VDC
PRH0104A-630C/AN/67 | 234400 | 689626 | Spot LED Projector, Red, continuous mode, Narrow Angle, IP67
PRH0104A-630C/AN/P | 279100 | 690232 | Spot LED Projector, Red, continuous mode, Narrow Angle, IP67, PNP
PRH0104A-630i/AN | 327100 | 683455 | Spot LED Projector, Red, iBlueDrive, Narrow Angle, IP65
PRH0104A-850i/AN | 336900 | 683454 | Spot LED Projector, IR 850nm iBlueDrive, Narrow Angle, IP65
PRH0104A-W00C/AM | 200200 | 688030 | High Power LED Spot, white, Continuous mode, 21° medium Angle, IP65, 24VDC
PRH0104A-W00i/AN | 327100 | 683453 | Spot LED Projector, White iBlueDrive, Narrow Angle, IP65
PRH1612A-365I/AW | 1521300 | 690837 | LED Projector, active area 115 x 115 mm, UV 365 nm, iBlue, Wide aperture 70º, 24 V
PRH1612A-400I/AW | 748500 | 690838 | LED Projector, active area 115 x 115 mm, UV 400 nm, iBlue, Wide aperture 70º, 24 V
PRH1612A-630i/AW | 663500 | 681939 | LED Projector, active area 115 x 115 mm, red, iBlue, Wide aperture 70º, 24 V
PRH1612A-850I/AD | 709900 | 690839 | LED Projector, active area 115 x 115 mm, IR 850 nm, iBlue, diffuse emission, 24 VDC
PRH1612A-W00I/AD | 673100 | 690840 | LED Projector, active area 115 x 115 mm, white, iBlue, diffuse emission, 24 VDC
PR-HPD-150 | 112600 | 688859 | Protection Plate for HPD 150
PR-HPD2-150 SET | 294900 | 688120 | Set containing AD-HPD-150 and PR-HPD-150
PRL0802A-630C | 289800 | 684872 | LED Line Projector, active area 79 mm, red, 24 VDC, continuous mode
PRL3602A-630C | 751800 | 684871 | Line projector, 360x15 mm, red, continous, 24 VDC
PR-LFV3-100X200 | 227300 | 702999 | Protection window for LFV3-100x200
PR-LFV3-70 | 227400 | 678080 | Protection Window for LFV3-70
PS-31 SUS304 1000MM | 15830 | 143136 | Electrode set, holder & electrodes, 1 m length, 4 mm diameter, non-extendable
PS-31 SUS304 300MM | 14950 | 157459 | Electrode set, holder & electrodes, 0.3 m length, 4 mm diameter, non-extendable
PS-3S | 13350 | 176624 | Electrode holder, 3 way
PS-4S | 15830 | 176625 | Electrode holder, 4 way
PS-5S | 17340 | 176626 | Electrode holder, 5 way
PS-A10HB | 100200 | 355602 | A1000 24V DC Control board Power Supply option 400 V class
PS-A10LB | 130300 | 678676 | 24 V Power Supply 1000 Inverter Series
PSB-1012V-WW | 124000 | 225779
PSB-1024V-WW | 124000 | 249345
PSB-3024VB | 160500 | 670338 | Analog Power supply unit for 24VDC lights, 30W, constant light, input: 100-120VAC
PSB4-30024-PEI | 1056300 | 703176 | Constant-voltage analog control unit 100 to 240 VAC
PS-V10M | 65250 | 240838 | 24VDC control board power supply VZA-2/4 from 5.5 to 15 KW
PS-V10S | 63850 | 240837 | 24VDC control board power supply VZA-B/2/4 from 0.1 to 4 KW
PT00000100L | 60000 | 687723 | Line pattern for LED Projector, line width 0.5 mm, line length 11 mm
PT00000400P | 76500 | 689442 | Grid pattern for LED Projector, line width 0.05 mm, line spacing 0.95 mm, 8x8 lines
PT08 | 918 | 113368 | Socket, back-connecting, 8-pin, solder terminals
PT08-0 | 918 | 113369 | Socket, back-connecting, 8-pin, PCB terminals
PT08QN | 2011 | 157852 | Socket, back-connecting, 8-pin, wire wrap terminals
PT1/4 D=4.8 | 11200 | 659528 | Temp. sensor accessory, compression fitting, R 1/4, dia 4.8, AISI 304
PT1/4 D=6.4 | 11790 | 374821
PT11 | 1415 | 113370 | Back connecting solder terminal base
PT11-0 | 1415 | 113373 | Socket, LY3 series, back-mounting, PCB terminals
PT120-144 | 1535000 | 703072 | Checkerboard calibration pattern, film-on-glass photomask, active area 170x140 mm
PT14 | 1466 | 113371 | Socket, back-connecting, 14-pin, solder terminals
PT14-0 | 1718 | 113372 | Socket, back-connecting, 14-pin, PCB terminals
PT14QN | 3248 | 151066 | Relay Socket, Square, 14 Pins, Back-Mounting, Wrapping Terminals
PT2823ST | 21110 | 681289 | Lens for N63SL, 630L, f = 2.3 mm
PTC-1 | 282.1 | 146532
PTCD020P | 81000 | 687724 | Cloud of dots pattern, density 20% for LED Projector
PTF08A | 2147 | 113374 | Socket, DIN rail/surface mounting, 8-pin, screw terminal (plate clamp)
PTF08A-E | 2288 | 113377 | Socket, DIN rail/surface mounting, 8-pin, screw terminals
PTF08A-TU | 3760 | 113376
PTF-08-PU | 3165 | 690036 | Socket, DIN rail/surface mounting, 8-pin, push-in plus terminals
PTF-08-PU-L | 2862 | 690035 | Socket, DIN rail/surface mounting, 8-pin,push-in plus terminals
PTF11A | 3798 | 113375 | Socket, DIN rail/surface mounting, 11-pin, screw terminals
PTF14A-E | 3458 | 113378 | Socket, DIN rail/surface mounting, 14-pin, screw terminals
PTF-14-PU-L | 3915 | 690034 | Socket, DIN rail/surface mounting, 14-pin, push-in plus terminals
PTFZ-08-E | 2618 | 702173 | Socket, DIN rail/surface mounting, 8-pin, screw terminals
PTFZ-14-E | 3776 | 702174 | Socket, DIN rail/surface mounting, 14-pin, screw terminals
PTGR050050P | 76500 | 689164 | Grid pattern for LED Projector, Line spacing 0.05 mm, Line thickness 0.05 mm, Number of lines 110 x 110
PTGR050200P | 76500 | 689165 | Grid pattern for LED Projector, Line spacing 0.2 mm , Line thickness 0.05 mm, Number of lines 44 x 44
PTP-1 | 307.8 | 113380
PTP-10 | 2833 | 149947
PTP-12 | 3064 | 113381
PTST010010P | 76500 | 689163 | Line pattern for LED Projector, Line spacing 0.01 mm, Line thickness 0.01 mm, number of lines 550
PTST050050P | 76500 | 689892 | Line pattern for LED Projector, Line spacing 0.05 mm, Line thickness 0.05 mm, number of lines 110
PTU2-3024(A) | 499300 | 236053
PTZ_UPGRADE_SN_2011072 | 244800 | 701385 | Software upgrade RTH3-2K-1W-H to RTH4-4K-1W-H specific for (SN:2011072),
PWR-PSI450-6 | 69950 | 681404 | Power Supply 12 VDC with 6 pin Hirose Female connector on camera side, wall AC plug
PWR-PSISP-20 | 61300 | 681407 | Power Supply 12 VDC with 12-pin Hirose Female, 6 m cable, with AC wall plug and all international adapters
PWR-PSISP-6 | 49420 | 681396 | Power Supply 12 VDC with 12-pin Hirose Female, 1.8 m cable, with AC wall plug and all international adapters
PY08 | 794.5 | 154461 | Socket, back-connecting, 8-pin, solder terminals
PY08-0 | 451.3 | 113296
PY08-02 | 794.5 | 104360 | Socket, back-connecting, 8-pin, PCB terminals
PY08QN | 3639 | 113297 | Relay Socket, Square, 8 Pins, Back-Mounting, Wrapping Terminals
PY08QN2-Y1 | 4507 | 105797 | Relay Socket, Square, 8 Pins, Back-Mounting, Wrapping Terminals, With Clip
PY08-Y1 | 1945 | 113304 | Relay Socket, Square, 8 Pins, Back-Mounting, Solder Terminals, With Clip
PY11-0 | 1036 | 152226
PY11-02 | 1035 | 147908 | Socket, back-connecting, 11-pin, PCB terminals
PY14 | 1129 | 113299 | Socket, back-connecting, 14-pin, solder terminals
PY14-0 | 686.5 | 113300
PY14-02 | 436.6 | 149949 | Socket, back-connecting, 14-pin, PCB terminals
PY14QN | 4982 | 113301 | Socket, back-connecting, 14-pin, wire wrap terminals
PY14QN2 | 4982 | 144563 | Relay Socket, Square, 14 Pins, Back-Mounting, Wrapping Terminals
PY14QN2-Y1 | 5250 | 154462 | Relay Socket, Square, 14 Pins, Back-Mounting, Wrapping Terminals, With Clip
PY14QN-Y1 | 5250 | 113303 | Relay base for MY4 relay, wire wrap type with hold down clips
PY14-Y1 | 2533 | 105798 | Socket, back-connecting, 14-pin, solder terminals with hold-down clips
PYC FOR G2C2-V | 242.5 | 152227
PYC-0 | 1220 | 694132 | Metal retaining clip (wire sprig clip) for use with PYF14-ESN/ESS (for use with relays only)
PYC-1 | 299.4 | 113953 | Hold-down clip, for LY relays with buit-in RC-circuit (-CR models), for back-mounting sockets
PYC-2 | 100.6 | 113322
PYC-35-B | 2431 | 694133 | Plastic release lever for PYF14-ESS-B/-ES-B
PYC-A1 | 302.9 | 113324 | Retaining clips for LY/MY relay & PTF/PYF_E/N socket
PYC-E1 | 216.5 | 156669 | Retaining clips for MY2IN(S) relay & PYF_E/N socket
PYCM-08S | 112.6 | 157441 | Clip and release lever for PYF08S socket
PYCM-14S | 233.8 | 142635 | Clip and release lever for PYF14S socket
PYC-P | 147.5 | 154464 | Retaining clip for LY/MY relay & PT/PY socket
PYC-S | 180.3 | 113320
PYC-TR | 529.5 | 694134 | Labels for P2RF-05/08-ESS socket
PYC-TR | 529.5 | 379324 | Name plate for P2RF-**-ESS socket (1 pc = 1 bag including 10 plates)
PYC-TR1 | 661.5 | 694135 | Labels for PYF14-ESN/ESS sockets
PYD-025BB | 7380 | 163082 | Cross bar bridges for PYF08A sockets, pitch 22 mm, 2 poles, black, (10 pcs per unit)
PYD-025BS | 7380 | 163743 | Cross bar bridges for PYF08A sockets, pitch 22 mm, 2 poles, blue, (10 pcs per unit)
PYD-026BS (10) | 9205 | 113329 | Cross bar bridges for PYF14A sockets, pitch 29 mm, 2 poles, blue, (10 pcs per unit)
PYD-030BB (50) | 41340 | 113325 | Cross bar bridges for PYF14A sockets, pitch 7 mm, 3 poles, black, (50 pcs per unit)
PYD-030BY | 41340 | 113326 | Cross bar bridges for PYF14A sockets, pitch 7 mm, 3 poles, yellow, (50 pcs per unit)
PYD-085BB (10) | 23870 | 113327 | Cross bar bridges for PYF08A sockets, pitch 22 mm, 8 poles, black, (10 pcs per unit)
PYD-085BR (10) | 23870 | 113328 | Cross bar bridges for PYF08A sockets, pitch 22 mm, 8 poles, red, (10 pcs per unit)
PYD-085BS (10) | 27590 | 153327 | Cross bar bridges for PYF08A sockets, pitch 22 mm, 8 poles, blue, (10 pcs per unit)
PYD-086BB (10) | 26130 | 157853 | Cross bar bridges for PYF14A sockets, pitch 29 mm, 8 poles, black, (10 pcs per unit)
PYD-086BR (10) | 26130 | 113331 | Cross bar bridges for PYF14A sockets, pitch 29 mm, 8 poles, red, (10 pcs per unit)
PYD-086BS (10) | 30250 | 113330 | Cross bar bridges for PYF14A sockets, pitch 29 mm, 8 poles, blue, (10 pcs per unit)
PYDM-08SB | 20450 | 113333 | Socket bridge, 2-poles, 19.7 mm length, blue, sold in multiples of 50 per package
PYDM-08SR | 20450 | 113332 | Socket bridge, 2-poles, 19.7 mm length, red, sold in multiples of 50 per package
PYDM-14SB | 20450 | 152228 | Link terminal bar (pack of 50)
PYDM-14SR (50) | 20450 | 104266 | Cross bar AC type
PYDN-15.5-080R | 2029 | 670377 | Accessory for PYF-PU, 15.5mm pitch, 8 Poles, Red color
PYDN-15.5-080S | 2029 | 670366 | Accessory for PYF-PU, 15.5mm pitch, 8 Poles, Blue color
PYDN-15.5-080Y | 2029 | 670356 | Accessory for PYF-PU, 15.5mm pitch, 8 Poles, Yellow color
PYDN-31.0-080R | 2177 | 670348 | Accessory for PYF-PU, 31mm pitch, 8 Poles, Red color
PYDN-31.0-080S | 2029 | 670363 | Accessory for PYF-PU, 31mm pitch, 8 Poles, Blue color
PYDN-31.0-080Y | 2029 | 670375 | Accessory for PYF-PU, 31mm pitch, 8 Poles, Yellow color
PYDN-6.2-020R | 458.7 | 670352 | Accessory for G2RV-SR/G3RV-SR, Cross bar, 2 poles, Red color
PYDN-6.2-020S | 458.7 | 670362 | Accessory for G2RV-SR/G3RV-SR, Cross bar, 2 poles, Blue color
PYDN-6.2-020Y | 458.7 | 670370 | Accessory for G2RV-SR/G3RV-SR, Cross bar, 2 poles, Yellow color
PYDN-6.2-030R | 675.5 | 670350 | Accessory for G2RV-SR/G3RV-SR, Cross bar, 3 poles, Red color
PYDN-6.2-030S | 675.5 | 670378 | Accessory for G2RV-SR/G3RV-SR, Cross bar, 3 poles, Blue color
PYDN-6.2-030Y | 675.5 | 670351 | Accessory for G2RV-SR/G3RV-SR, Cross bar, 3 poles, Yellow color
PYDN-6.2-040R | 877.5 | 670365 | Accessory for G2RV-SR/G3RV-SR, Cross bar, 4 poles, Red color
PYDN-6.2-040S | 877.5 | 670368 | Accessory for G2RV-SR/G3RV-SR, Cross bar, 4 poles, Blue color
PYDN-6.2-040Y | 877.5 | 670381 | Accessory for G2RV-SR/G3RV-SR, Cross bar, 4 poles, Yellow color
PYDN-6.2-100R | 1969 | 670360 | Accessory for G2RV-SR/G3RV-SR, Cross bar, 10 poles, Red color
PYDN-6.2-100S | 1969 | 670379 | Accessory for G2RV-SR/G3RV-SR, Cross bar, 10 poles, Blue color
PYDN-6.2-100Y | 1969 | 670353 | Accessory for G2RV-SR/G3RV-SR, Cross bar, 10 poles, Yellow color
PYDN-6.2-200R | 3362 | 670349 | Accessory for G2RV-SR/G3RV-SR, Cross bar, 20 poles, Red color
PYDN-6.2-200S | 3362 | 670371 | Accessory for G2RV-SR/G3RV-SR, Cross bar, 20 poles, Blue color
PYDN-6.2-200Y | 3362 | 670372 | Accessory for G2RV-SR/G3RV-SR, Cross bar, 20 poles, Yellow color
PYDN-6.2ST-200R | 3362 | 708512 | Accessory for G2RV-SR/G3RV-SR, Cross bar, 20 poles, Red color, easy to cut for customized lenght
PYDN-6.2ST-200S | 3362 | 708511 | Accessory for G2RV-SR/G3RV-SR, Cross bar, 20 poles, Blue color, easy to cut for customized length
PYDN-6.2ST-200Y | 3362 | 708510 | Accessory for G2RV-SR/G3RV-SR, Cross bar, 20 poles, Yellow color, easy to cut for customized length
PYDN-7.75-020R | 472.6 | 670369 | Accessory for PYF-PU/P2RF-PU, 7.75mm pitch, 2 Poles, Red color
PYDN-7.75-020S | 472.6 | 670373 | Accessory for PYF-PU/P2RF-PU, 7.75mm pitch, 2 Poles, Blue color
PYDN-7.75-020Y | 472.6 | 670380 | Accessory for PYF-PU/P2RF-PU, 7.75mm pitch, 2 Poles, Yellow color
PYDN-7.75-030R | 696.5 | 670385 | Accessory for PYF-PU/P2RF-PU, 7.75mm pitch, 3 Poles, Red color
PYDN-7.75-030S | 696.5 | 670354 | Accessory for PYF-PU/P2RF-PU, 7.75mm pitch, 3 Poles, Blue color
PYDN-7.75-030Y | 696.5 | 670376 | Accessory for PYF-PU/P2RF-PU, 7.75mm pitch, 3 Poles, Yellow color
PYDN-7.75-040R | 903.5 | 670384 | Accessory for PYF-PU/P2RF-PU, 7.75mm pitch, 4 Poles, Red color
PYDN-7.75-040S | 903.5 | 670358 | Accessory for PYF-PU/P2RF-PU, 7.75mm pitch, 4 Poles, Blue color
PYDN-7.75-040Y | 903.5 | 670357 | Accessory for PYF-PU/P2RF-PU, 7.75mm pitch, 4 Poles, Yellow color
PYDN-7.75-200R | 3466 | 670374 | Accessory for PYF-PU/P2RF-PU, 7.75mm pitch, 20 Poles, Red color
PYDN-7.75-200S | 3466 | 670359 | Accessory for PYF-PU/P2RF-PU, 7.75mm pitch, 20 Poles, Blue color
PYDN-7.75-200Y | 3466 | 670382 | Accessory for PYF-PU/P2RF-PU, 7.75mm pitch, 20 Poles, Yellow color
PYF08A-N | 1822 | 168910 | Socket, DIN rail/surface mounting, 8-pin, screw terminals (IEC/VDE)
PYF-08-PU | 1925 | 685034 | Socket, DIN rail/surface mounting, 31 mm, 8-pin, Push-in terminals
PYF-08-PU-L | 1925 | 685036 | Socket, DIN rail/surface mounting, 31 mm, 8-pin, Push-in terminals
PYF-08-PU-L | 1925 | 669990 | Socket, DIN rail/surface mounting, 31mm, 8-pin, Push-in terminals
PYF08S | 1827 | 113312 | Socket, DIN rail mounting, 8-pin, screwless terminals
PYF11A | 3899 | 154463 | Socket, DIN rail/surface mounting, 11-pin, screw terminals
PYF14A-N | 2071 | 168911 | Socket, DIN rail/surface mounting, 14-pin, screw terminals (IEC/VDE)
PYF14-ESN-B | 1865 | 694136 | Socket, with common and coil terminals on the bottom and with the NC & NO terminal on the top - Black.
PYF14-ESS-B | 2349 | 694137 | Socket, with common, NC & NO terminals at the top and the coil terminals at the bottom - Black
PYF-14-PU | 2565 | 685035 | Socket, DIN rail/surface mounting, 31 mm, 14-pin, Push-in terminals
PYF-14-PU-L | 2565 | 685037 | Socket, DIN rail/surface mounting, 31 mm, 14-pin, Push-in terminals,
PYF14S | 2429 | 113313 | Socket, DIN rail mounting, 14-pin, screwless terminals
PYF14T | 5345 | 113307 | Socket, DIN rail/surface mounting, 14-pin, screw terminals
PYF14T-S | 4969 | 113308
PYFZ-08-E | 1593 | 684980 | Socket, DIN rail/surface mounting, 8-pin, screw terminals (standard)
PYFZ-14-E | 2013 | 684981 | Socket, DIN rail/surface mounting, 14-pin, screw terminals (standard)
PYP-1 | 171.7 | 113337 | Single mounting plate for back connecting sockets
PYP-18 | 351.1 | 113243 | Mounting plate for back connecting socket, 18 way, for PY* sockets
PYP-36 | 5430 | 113242
Q2A-A2004-AAA | 244700 | 684659 | Inverter Q2A, 200 V, ND: 3.5 A / 0.75 kW, HD: 3.2 A / 0.55 kW, IP20, max. output freq. 590 Hz
Q2A-A2006-AAA | 290800 | 684657 | Inverter Q2A, 200 V, ND: 6 A / 1.1 kW, HD: 5 A / 0.75 kW, IP20, max. output freq. 590 Hz
Q2A-A2010-AAA | 306800 | 684698 | Inverter Q2A, 200 V, ND: 9.6 A / 2.2 kW, HD: 8 A / 1.5 kW, IP20, max. output freq. 590 Hz
Q2A-A2012-AAA | 449200 | 684699 | Inverter Q2A, 200 V, ND: 12.2 A / 3.0 kW, HD: 11 A / 2.2 kW, IP20, max. output freq. 590 Hz
Q2A-A2021-AAA | 472000 | 684700 | Inverter Q2A, 200 V, ND: 21 A / 5.5 kW, HD: 17.5 A / 4.0 kW, IP20, max. output freq. 590 Hz
Q2A-A2030-AAA | 494100 | 684701 | Inverter Q2A, 200 V, ND: 30 A / 7.5 kW, HD: 25 A / 5.5 kW, IP20, max. output freq. 590 Hz
Q2A-A2042-AAA | 595100 | 684702 | Inverter Q2A, 200 V, ND: 42 A / 11 kW, HD: 33 A / 7.5 kW, IP20, max. output freq. 590 Hz
Q2A-A2056-AAA | 706300 | 684703 | Inverter Q2A, 200 V, ND: 56 A / 15 kW, HD: 47 A / 11 kW, IP20, max. output freq. 590 Hz
Q2A-A2070-AAA | 1025800 | 684704 | Inverter Q2A, 200 V, ND: 70 A / 18.5 kW, HD: 60 A / 15 kW, IP20, max. output freq. 590 Hz
Q2A-A2082-AAA | 1264200 | 684705 | Inverter Q2A, 200 V, ND: 82 A / 22 kW, HD: 75 A / 18.5 kW, IP20, max. output freq. 590 Hz
Q2A-A2110-AAA | 1362900 | 684706 | Inverter Q2A, 200 V, ND: 110 A / 30 kW, HD: 88 A / 22 kW, IP20, max. output freq. 590 Hz
Q2A-A2138-AAA | 2108400 | 684707 | Inverter Q2A, 200 V, ND: 138 A / 37 kW, HD: 115 A / 30 kW, IP20, max. output freq. 590 Hz
Q2A-A2169-AAA | 2416600 | 684708 | Inverter Q2A, 200 V, ND: 169 A / 45 kW, HD: 145 A / 37 kW, IP20, max. output freq. 590 Hz
Q2A-A2211-AAA | 2675200 | 684709 | Inverter Q2A, 200 V, ND: 211 A / 55 kW, HD: 180 A / 45 kW, IP20, max. output freq. 590 Hz
Q2A-A2257-AAA | 2845000 | 684710 | Inverter Q2A, 200 V, ND: 257 A / 75 kW, HD: 215 A / 55 kW, IP20, max. output freq. 590 Hz
Q2A-A2313-AAA | 5139700 | 684711 | Inverter Q2A, 200 V, ND: 313 A / 90 kW, HD: 283 A / 75 kW, IP20, max. output freq. 590 Hz
Q2A-A2360-AAA | 5790800 | 684696 | Inverter Q2A, 200 V, ND: 360 A / 110 kW, HD: 346 A / 90 kW, IP20, max. output freq. 590 Hz
Q2A-A2415-AAA | 6649500 | 684697 | Inverter Q2A, 200 V, HD: 415 A / 110 kW, IP20, max. output freq. 590 Hz
Q2A-A4002-AAA | 271000 | 681122 | Inverter Q2A, 400 V, ND: 2.1 A / 0.75 kW, HD: 1.8 A / 0.55 kW, IP20, max. output freq. 590 Hz
Q2A-A4004-AAA | 306300 | 681131 | Inverter Q2A, 400 V, ND: 4.1 A / 1.50 kW, HD: 3.4 A / 0.75 kW, IP20, max. output freq. 590 Hz
Q2A-A4005-AAA | 338900 | 681133 | Inverter Q2A, 400 V, ND: 5.4 A / 2.20 kW, HD: 4.8 A / 1.50 kW, IP20, max. output freq. 590 Hz
Q2A-A4007-AAA | 376900 | 681128 | Inverter Q2A, 400 V, ND: 7.1 A / 3.00 kW, HD: 5.5 A / 2.20 kW, IP20, max. output freq. 590 Hz
Q2A-A4009-AAA | 406600 | 681117 | Inverter Q2A, 400 V, ND: 8.9 A / 3.70 kW, HD: 7.2 A / 3.00 kW, IP20, max. output freq. 590 Hz
Q2A-A4012-AAA | 443900 | 681123 | Inverter Q2A, 400 V, ND: 11.9 A / 5.5 kW, HD: 9.2 A / 3.70 kW, IP20, max. output freq. 590 Hz
Q2A-A4018-AAA | 540900 | 681116 | Inverter Q2A, 400 V, ND: 17.5 A / 7.5 kW, HD: 14.8 A / 5.5 kW, IP20, max. output freq. 590 Hz
Q2A-A4023-AAA | 649300 | 681124 | Inverter Q2A, 400 V, ND: 23.4 A / 11 kW, HD: 18 A / 7.5 kW, IP20, max. output freq. 590 Hz
Q2A-A4031-AAA | 784700 | 681125 | Inverter Q2A, 400 V, ND: 31 A / 15 kW, HD: 24 A / 11 kW, IP20, max. output freq. 590 Hz
Q2A-A4038-AAA | 1009000 | 681126 | Inverter Q2A, 400 V, ND: 38 A / 18.5 kW, HD: 31 A / 15 kW, IP20, max. output freq. 590 Hz
Q2A-A4044-AAA | 1187700 | 681127 | Inverter Q2A, 400 V, ND: 44 A / 22 kW, HD: 39 A / 18.5 kW, IP20, max. output freq. 590 Hz
Q2A-A4060-AAA | 1405600 | 681120 | Inverter Q2A, 400 V, ND: 59.6 A / 30 kW, HD: 45 A / 22 kW, IP20, max. output freq. 590 Hz
Q2A-A4075-AAA | 1613900 | 681118 | Inverter Q2A, 400 V, ND: 74.9 A / 37 kW, HD: 60 A / 30 kW, IP20, max. output freq. 590 Hz
Q2A-A4089-AAA | 1984400 | 681121 | Inverter Q2A, 400 V, ND: 89.2 A / 45 kW, HD: 75 A / 37 kW, IP20, max. output freq. 590 Hz
Q2A-A4103-AAA | 2089700 | 681115 | Inverter Q2A, 400 V, ND: 103 A / 55 kW, HD: 91 A / 45 kW, IP20, max. output freq. 590 Hz
Q2A-A4140-AAA | 2465700 | 681132 | Inverter Q2A, 400 V, ND: 140 A / 75 kW, HD: 112 A / 55 kW, IP20, max. output freq. 590 Hz
Q2A-A4168-AAA | 2972900 | 681129 | Inverter Q2A, 400 V, ND: 168 A / 90 kW, HD: 150 A / 75 kW, IP20, max. output freq. 590 Hz
Q2A-A4208-AAA | 3692200 | 681130 | Inverter Q2A, 400 V, ND: 208 A / 110 kW, HD: 180 A / 90 kW, IP20, max. output freq. 590 Hz
Q2A-A4250-AAA | 4619400 | 681114 | Inverter Q2A, 400 V, ND: 250 A / 132 kW, HD: 216 A / 110 kW, IP20, max. output freq. 590 Hz
Q2A-A4296-AAA | 5256900 | 681119 | Inverter Q2A, 400 V, ND: 296 A / 160 kW, HD: 260 A / 132 kW, IP20, max. output freq. 590 Hz
Q2A-A4371-AAA | 6871600 | 682306 | Inverter Q2A, 400 V, ND: 371 A / 200 kW, HD: 304 A / 160 kW, IP20, max. output freq. 590 Hz
Q2A-A4389-AAA | 11925800 | 682307 | Inverter Q2A, 400 V, ND: 389 A / 220 kW, HD: 371 A / 200 kW, IP20, max. output freq. 590 Hz
Q2A-A4453-AAA | 13547000 | 682308 | Inverter Q2A, 400 V, ND: 453 A / 250 kW, HD: 414 A / 220 kW, IP20, max. output freq. 590 Hz
Q2A-A4568-AAA | 15919600 | 682309 | Inverter Q2A, 400 V, ND: 568 A / 315 kW, HD: 453 A / 250 kW, IP20, max. output freq. 590 Hz
Q2A-A4675-AAA | 17221900 | 682310 | Inverter Q2A, 400 V, ND: 675 A / 355 kW, HD: 605 A / 315 kW, IP20, max. output freq. 590 Hz
Q2A-DRIVE-DEMOCASE-V1 | 3109100 | 688793 | Q2A DEMOCASE
Q2-CB-1 | 11710 | 357925
Q2-CB-2 | 13570 | 357926
Q2-FIA4010-SE | 37740 | 682622 | Q2A footprint RFI filter, 10 A, 3~ 400 VAC, for 4002, 4004, 4005, 4007 models
Q2-FIA4020-SE | 54400 | 682631 | Q2A footprint RFI filter, 20 A, 3~ 400 VAC, for 4009, 4012 models
Q2-FIA4035-SE | 52250 | 682630 | Q2A footprint RFI filter, 35 A, 3~ 400 VAC, for 4018, 4023 models
Q2-FIA4050-SE | 82950 | 682629 | Q2A footprint RFI filter, 50 A, 3~ 400 VAC, for 4031, 4038 models
Q2-FIA4080-SE | 135200 | 702544 | Q2A Book end style RFI filter, 80 A, 3~ 400 VAC, for Q2A-A4044/Q2A-A4060/Q2A-A4075/Q2A-A2042/Q2A-A2056/Q2A-A2070/Q2V-A4044/Q2V-A4060 models.
Q2-FIA4100-SE | 169300 | 702540 | Q2A/Q2V Book end style RFI filter, 100 A, 3~ 400 VAC, for Q2A-A4089/Q2A-A2082/Q2V-A2082 models
Q2-FIA4170-SE | 249000 | 682626 | Q2A Book end style RFI filter, 170 A, 3~ 400 VAC, for 4103, 4140, 4168 models
Q2-FIA4170-SE | 249000 | 702541 | Q2A Book end style RFI filter, 170 A, 3~ 400 VAC, for 4103, 4140, 4168 models
Q2-FIA4410-SE | 270500 | 682625 | Q2A Busbar termination RFI filter, 410 A, 3~ 400 VAC, for 4208, 4250, 4296, 4371, 4389 models / For 4675 model, 2 units are needed
Q2-FIA4410-SE | 270500 | 702542 | Q2A Busbar termination RFI filter, 410 A, 3~ 400 VAC, for 4208, 4250, 4296, 4371, 4389 models / For 4675 model, 2 units are needed
Q2-FIA4600-SE | 296300 | 702543 | Q2A Busbar termination RFI filter, 600 A, 3~ 400 VAC, for 4453, 5468 models
Q2V-A2001-AAA | 124300 | 688470 | Inverter Q2V 200V, ND: 1.2 A / 0.2 kW, HD: 0.8 A / 0.1 kW, with integrated EMC C3-Filter, max. output freq. 590Hz
Q2V-A2001-BAA | 105500 | 702677 | Inverter Q2V 200V, ND: 1.2 A / 0.2 kW, HD: 0.8 A / 0.1 kW, without integrated EMC filter, max. output freq. 590Hz
Q2V-A2002-AAA | 132300 | 688471 | Inverter Q2V 200V, ND: 1.9 A / 0.37 kW, HD: 1.6 A / 0.25 kW, with integrated EMC C3-Filter, max. output freq. 590Hz
Q2V-A2002-BAA | 112100 | 702676 | Inverter Q2V 200V, ND: 1.9 A / 0.37 kW, HD: 1.6 A / 0.25 kW, without integrated EMC filter, max. output freq. 590Hz
Q2V-A2004-AAA | 147200 | 688472 | Inverter Q2V 200V, ND: 3.5 A / 0.75 kW, HD: 3.0 A / 0.55 kW, with integrated EMC C3-Filter, max. output freq. 590Hz
Q2V-A2004-BAA | 125000 | 702675 | Inverter Q2V 200V, ND: 3.5 A / 0.75 kW, HD: 3 A / 0.55 kW, without integrated EMC filter, max. output freq. 590Hz
Q2V-A2006-AAA | 162300 | 688473 | Inverter Q2V 200V, ND: 6.0 A / 1.1 kW, HD: 5.0 A / 0.75 kW, with integrated EMC C3-Filter, max. output freq. 590Hz
Q2V-A2006-BAA | 137600 | 702674 | Inverter Q2V 200V, ND: 6 A / 1.1 kW, HD: 5 A / 0.75 kW, without integrated EMC filter, max. output freq. 590Hz
Q2V-A2010-AAA | 199200 | 688474 | Inverter Q2V 200V, ND: 9.6 A / 2.2 kW, HD: 8.0 A / 1.5 kW, with integrated EMC C3-Filter, max. output freq. 590Hz
Q2V-A2010-BAA | 169000 | 702673 | Inverter Q2V 200V, ND: 9.6 A / 2.2 kW, HD: 8 A / 1.5 kW, without integrated EMC filter, max. output freq. 590Hz
Q2V-A2012-AAA | 221100 | 688475 | Inverter Q2V 200V, ND: 12.2 A / 3 kW, HD: 11.0 A / 2.2 kW, with integrated EMC C3-Filter, max. output freq. 590Hz
Q2V-A2012-BAA | 187600 | 702672 | Inverter Q2V 200V, ND: 12.2 A / 3 kW, HD: 11 A / 2.2 kW, without integrated EMC filter, max. output freq. 590Hz
Q2V-A2021-AAA | 278100 | 688476 | Inverter Q2V 200V, ND: 21.0 A / 5.5 kW, HD: 17.6 A / 4 kW, with integrated EMC C3-Filter, max. output freq. 590Hz
Q2V-A2021-BAA | 236000 | 702671 | Inverter Q2V 200V, ND: 21 A / 5.5 kW, HD: 17.6 A / 4 kW, without integrated EMC filter, max. output freq. 590Hz
Q2V-A2030-AAA | 542400 | 688477 | Inverter Q2V 200V, ND: 30.0 A / 7.5 kW, HD: 25.0 A / 5.5 kW, with integrated EMC C3-Filter, max. output freq. 590Hz
Q2V-A2030-BAA | 460200 | 702670 | Inverter Q2V 200V, ND: 30 A / 7.5 kW, HD: 25 A / 5.5 kW, without integrated EMC filter, max. output freq. 590Hz
Q2V-A2042-AAA | 659400 | 688478 | Inverter Q2V 200V, ND: 42.0 A / 11.0 kW, HD: 33.0 A / 7.5 kW, with integrated EMC C3-Filter, max. output freq. 590Hz
Q2V-A2042-BAA | 559700 | 702669 | Inverter Q2V 200V, ND: 42 A / 11 kW, HD: 33 A / 7.5 kW, without integrated EMC filter, max. output freq. 590Hz
Q2V-A2056-AAA | 1008900 | 688479 | Inverter Q2V 200V, ND: 56.0 A / 15.0 kW, HD: 47.0 A / 11.0 kW, with integrated EMC C3-Filter, max. output freq. 590Hz
Q2V-A2056-BAA | 856100 | 702668 | Inverter Q2V 200V, ND: 56 A / 15 kW, HD: 47 A / 11 kW, without integrated EMC filter, max. output freq. 590Hz
Q2V-A2070-AAA | 1299200 | 688480 | Inverter Q2V 200V, ND: 70.0 A / 18.5 kW, HD: 60.0 A / 15.0 kW, with integrated EMC C3-Filter, max. output freq. 590Hz
Q2V-A2070-BAA | 1102500 | 702667 | Inverter Q2V 200V, ND: 70 A / 18.5 kW, HD: 60 A / 15 kW, without integrated EMC filter, max. output freq. 590Hz
Q2V-A2082-AAA | 1916900 | 688449 | Inverter Q2V 200V, ND: 82.0 A / 22.0 kW, HD: 75.0 A / 18.5 kW, with integrated EMC C3-Filter, max. output freq. 590Hz
Q2V-A2082-BAA | 1626800 | 702666 | Inverter Q2V 200V, ND: 82 A / 22 kW, HD: 75 A / 18.5 kW, without integrated EMC filter, max. output freq. 590Hz
Q2V-A4001-AAA | 153800 | 688450 | Inverter Q2V, 400 V, ND: 1.2 A / 0.37 kW, HD: 1.2 A / 0.37 kW, IP20, EMC filter class C2, max. output freq. 590Hz
Q2V-A4001-BAA | 130400 | 702696 | Inverter Q2V, 400 V, ND: 1.2 A / 0.37 kW, HD: 1.2 A / 0.37 kW, IP20, without EMC filter, max. output freq. 590Hz
Q2V-A4002-AAA | 172300 | 688451 | Inverter Q2V, 400 V, ND: 2.1 A / 0.75 kW, HD: 1.8 A / 0.55 kW, IP20, EMC filter class C2, max. output freq. 590Hz
Q2V-A4002-BAA | 145900 | 702695 | Inverter Q2V, 400 V, ND: 2.1 A / 0.75 kW, HD: 1.8 A / 0.55 kW, IP20, without EMC filter, max. output freq. 590Hz
Q2V-A4004-AAA | 193900 | 688452 | Inverter Q2V, 400 V, ND: 4.1 A / 1.5 kW, HD: 3.4 A / 1.1 kW, IP20, EMC filter class C2, max. output freq. 590Hz
Q2V-A4004-BAA | 164400 | 702694 | Inverter Q2V, 400 V, ND: 4.1 A / 1.5 kW, HD: 3.4 A / 1.1 kW, IP20, without EMC filter, max. output freq. 590Hz
Q2V-A4005-AAA | 218000 | 688453 | Inverter Q2V, 400 V, ND: 5.4 A / 2.2 kW, HD: 4.8 A / 1.5 kW, IP20, EMC filter class C2, max. output freq. 590Hz
Q2V-A4005-BAA | 184800 | 702693 | Inverter Q2V, 400 V, ND: 5.4 A / 2.2 kW, HD: 4.8 A / 1.5 kW, IP20, without EMC filter, max. output freq. 590Hz
Q2V-A4007-AAA | 242400 | 688454 | Inverter Q2V, 400 V, ND: 7.1 A / 3.0 kW, HD: 5.6 A / 2.2 kW, IP20, EMC filter class C2, max. output freq. 590Hz
Q2V-A4007-BAA | 205600 | 702692 | Inverter Q2V, 400 V, ND: 7.1 A / 3.0 kW, HD: 5.6 A / 2.2 kW, IP20, without EMC filter, max. output freq. 590Hz
Q2V-A4009-AAA | 269000 | 688455 | Inverter Q2V, 400 V, ND: 8.9 A / 4.0 kW, HD: 7.3 A / 3.0 kW, IP20, EMC filter class C2, max. output freq. 590Hz
Q2V-A4009-BAA | 228200 | 702691 | Inverter Q2V, 400 V, ND: 8.9 A / 4.0 kW, HD: 7.3 A / 3.0 kW, IP20, without EMC filter, max. output freq. 590Hz
Q2V-A4012-AAA | 303300 | 688456 | Inverter Q2V, 400 V, ND: 11.9 A / 5.5 kW, HD: 9.2 A / 4.0 kW, IP20, EMC filter class C2, max. output freq. 590Hz
Q2V-A4012-BAA | 257300 | 702690 | Inverter Q2V, 400 V, ND: 11.9 A / 5.5 kW, HD: 9.2 A / 4.0 kW, IP20, without EMC filter, max. output freq. 590Hz
Q2V-A4018-AAA | 397300 | 688457 | Inverter Q2V, 400 V, ND: 17.5 A / 7.5 kW, HD: 14.8 A / 5.5 kW, IP20, EMC filter class C2, max. output freq. 590Hz
Q2V-A4018-BAA | 337100 | 702689 | Inverter Q2V, 400 V, ND: 17.5 A / 7.5 kW, HD: 14.8 A / 5.5 kW, IP20, without EMC filter, max. output freq. 590Hz
Q2V-A4023-AAA | 449800 | 688458 | Inverter Q2V, 400 V, ND: 23.4 A / 11.0 kW, HD: 18.0 A / 7.5 kW, IP20, EMC filter class C2, max. output freq. 590Hz
Q2V-A4023-BAA | 381700 | 702688 | Inverter Q2V, 400 V, ND: 23.4 A / 11.0 kW, HD: 18.0 A / 7.5 kW, IP20, without EMC filter, max. output freq. 590Hz
Q2V-A4031-AAA | 555200 | 688459 | Inverter Q2V, 400 V, ND: 31.0 A / 15.0 kW, HD: 24.0 A / 11.0 kW, IP20, EMC filter class C2, max. output freq. 590Hz
Q2V-A4031-BAA | 470900 | 702687 | Inverter Q2V, 400 V, ND: 31.0 A / 15.0 kW, HD: 24.0 A / 11.0 kW, IP20, without EMC filter, max. output freq. 590Hz
Q2V-A4038-AAA | 717700 | 688460 | Inverter Q2V, 400 V, ND: 38.0 A / 18.5 kW, HD: 31.0 A / 15.0 kW, IP20, EMC filter class C2, max. output freq. 590Hz
Q2V-A4038-BAA | 608900 | 702686 | Inverter Q2V, 400 V, ND: 38.0 A / 18.5 kW, HD: 31.0 A / 15.0 kW, IP20, without EMC filter, max. output freq. 590Hz
Q2V-A4044-AAA | 1076000 | 688461 | Inverter Q2V, 400 V, ND: 44.0 A / 22.0 kW, HD: 39.0 A / 18.5 kW, IP20, EMC filter class C2, max. output freq. 590Hz
Q2V-A4044-BAA | 913100 | 702685 | Inverter Q2V, 400 V, ND: 44.0 A / 22.0 kW, HD: 39.0 A / 18.5 kW, IP20, without EMC filter, max. output freq. 590Hz
Q2V-A4060-AAA | 1191500 | 688462 | Inverter Q2V, 400 V, ND: 60.0 A / 30.0 kW, HD: 45.0 A / 22.0 kW, IP20, EMC filter class C2, max. output freq. 590Hz
Q2V-A4060-BAA | 1011200 | 702684 | Inverter Q2V, 400 V, ND: 60.0 A / 30.0 kW, HD: 45.0 A / 22.0 kW, IP20, without EMC filter, max. output freq. 590Hz
Q2V-AB001-AAA | 113400 | 688463 | Inverter Q2V, 1x200V, ND: 1.2 A / 0.18 kW, HD: 0.8 A / 0.1 kW, IP20, EMC filter class C1, max. output freq. 590Hz
Q2V-AB001-BAA | 96200 | 702683 | Inverter Q2V, Single Phase, ND: 1.2 A / 0.18 kW, HD: 0.8 A / 0.1 kW, IP20, without EMC filter, max. output freq. 590Hz
Q2V-AB002-AAA | 113400 | 688464 | Inverter Q2V, 1x200V, ND: 1.9 A / 0.37 kW, HD: 1.6 A / 0.25 kW, IP20, EMC filter class C1, max. output freq. 590Hz
Q2V-AB002-BAA | 96200 | 702682 | Inverter Q2V, Single Phase, ND: 1.9 A / 0.37 kW, HD: 1.6 A / 0.25 kW, IP20, without EMC filter, max. output freq. 590Hz
Q2V-AB004-AAA | 117500 | 688465 | Inverter Q2V, 1x200V, ND: 3.5 A / 0.75 kW, HD: 3.0 A / 0.55 kW, IP20, EMC filter class C1, max. output freq. 590Hz
Q2V-AB004-BAA | 99600 | 702681 | Inverter Q2V, Single Phase, ND: 3.5 A / 0.75 kW, HD: 3.0 A / 0.55 kW, IP20, without EMC filter, max. output freq. 590Hz
Q2V-AB006-AAA | 139500 | 688466 | Inverter Q2V, 1x200V, ND: 6.0 A / 1.1 kW, HD: 5.0 A / 0.75 kW, IP20, EMC filter class C1, max. output freq. 590Hz
Q2V-AB006-BAA | 118200 | 702680 | Inverter Q2V, Single Phase, ND: 6.0 A / 1.1 kW, HD: 5.0 A / 0.75 kW, IP20, without EMC filter, max. output freq. 590Hz
Q2V-AB010-AAA | 164200 | 688467 | Inverter Q2V, 1x200V, ND: 9.6 A / 2.2 kW, HD: 8.0 A / 1.5 kW, IP20, EMC filter class C1, max. output freq. 590Hz
Q2V-AB010-BAA | 139300 | 702679 | Inverter Q2V, Single Phase, ND: 9.6 A / 2.2 kW, HD: 8.0 A / 1.5 kW, IP20, without EMC filter, max. output freq. 590Hz
Q2V-AB012-AAA | 192400 | 688468 | Inverter Q2V, 1x200V, ND: 12.2 A / 3.0 kW, HD: 11.0 A / 2.2 kW, IP20, EMC filter class C1, max. output freq. 590Hz
Q2V-AB012-BAA | 163100 | 702678 | Inverter Q2V, Single Phase, ND: 12.2 A / 3.0 kW, HD: 11.0 A / 2.2 kW, IP20, without EMC filter, max. output freq. 590Hz
Q2V-AB018-BAA | 223200 | 688469 | Inverter Q2V, 1x200V, HD: 17.6 A / 4.0 kW, IP20, without EMC filter, max. output freq. 590Hz
Q2V-DRIVE-DEMOCASE-V1 | 2981000 | 689458 | Q2V DEMOCASE
QADC-01 | 24040 | 237455 | Adaptor cable for CCS 24V power supply
QBL3-030030R-00 | 123300 | 677450 | LED Back Light, active area 30 mm x 30 mm, red, M12 connector
QBL3-030030W-00 | 134300 | 692821 | LED Back Light, active area 30 mm x 30 mm, red, M12 connector
QBL3-060060R-00 | 181400 | 678698 | LED Back Light, active area 60 mm x 60 mm, red, M12 connector
QBL3-060060W-00 | 197300 | 686111 | LED Back Light, active area 60 x 60 mm, white, M12 connector
QBL3-090090W-00 | 307900 | 680114 | LED Back Light, active area 90 x 90 mm, red, M12 connector
QBL3-120090W-00 | 400300 | 678225 | LED Back Light, active area 120 mm x 90 mm, red, M12 connector
QBL3-120120R-00 | 363400 | 681087 | LED Back Light, active area 120 mm x 120 mm, red, M12 connector
QBL3-120120W-00 | 400300 | 685804 | LED Back Light, active area 120 x 120 mm, white, M12 connector
QBL3-180120R-00 | 812300 | 686051 | LED Back Light, active area 180 x 120 mm, red, M12 connector
QBL3-180180R-00 | 790900 | 708295 | LED Back Light, active area 180 mm x 180 mm, red, M12 connector
QBL3-180180W-00 | 849300 | 683199 | LED Back Light, active area 180 mm x 180 mm, white, M12 connector
QBR3-033008W-00 | 97150 | 708069 | LED Bar Light, active area 33 x 8 mm, white, 24 VDC
QBR3-050015B-00 | 103700 | 692715 | LED Bar Light, active area 50 x 15 mm, blue, 24 VDC
QBR3-050015R-00 | 92750 | 686052 | LED Bar Light, active area 50 x 15 mm, red, 24 VDC
QBR3-050015W-00 | 106300 | 688697 | LED Bar Light, active area 50 x 15 mm, white, 24 VDC
QBR3-050030W-00 | 168500 | 688675 | LED Bar Light, active area 50 x 30 mm, white, 24 VDC
QBR3-100015B-00 | 251300 | 700896 | LED Bar Light, active area 100 x 15 mm, blue, 24 VDC
QBR3-100015IR-00 | 268300 | 692727 | LED Bar Light, active area 100 x 15 mm, white, 24 VDC
QBR3-100015R-00 | 219500 | 693709 | LED Bar Light, active area 100 x 15 mm, red, 24 VDC
QBR3-100015W-00 | 249900 | 690555 | LED Bar Light, active area 100 mm x 15 mm, white, 24 VDC
QBR3-100030R-00 | 304400 | 708070 | LED Bar Light, active area 100 x 30 mm, red, 24 VDC
QBR3-100030W-00 | 320200 | 685802 | LED Bar Light, active area 100 mm x 30 mm, white, 24 VDC
QBR3-125030W-00 | 324800 | 688674 | LED Bar Light, active area 125 x 15 mm, white, 24 VDC
QBR3-150015R-00 | 325700 | 702719 | LED Bar light, active area 150 x 15 mm, red, 24 VDC
QBR3-150015W-00 | 357100 | 686112 | LED Bar Light, active area 150 x 15 mm, white, 24 VDC
QBR3-150030R-00 | 367500 | 682590 | LED Bar Light, active area 150 mm x 30 mm, red, 24 VDC
QBR3-200030W-00 | 549800 | 708167 | LED Bar Light, active area 200 x 30 mm, white, 24 VDC
QBR3-300030W-00 | 744900 | 681418 | LED Bar Light, active area 300 mm x 30 mm, white, 24 VDC
QBR3-600015W-00 | 836800 | 681417 | LED Bar Light, active area 600 mm x 15 mm, white, 24 VDC
QCB-10 | 241900 | 668562 | Lighting cable for Control Unit PSCC-60048, 10m
QCO3-052052G-00 | 381700 | 680473 | Coaxial LED light, green, active size: 52 x 52 mm, 24 VDC
QCO3-052052R-00 | 344800 | 679624 | Coaxial LED light, red, active size: 52x52 mm, 24 VDC
QCO3-052052W-00 | 381700 | 679234 | Coaxial LED light, white, active size: 52 x 52 mm, 24 VDC
QCO3-076073R-00 | 529500 | 684920 | Coaxial LED light, active size 76x73 mm, red, 24 VDC
QCO3-076073W-00 | 585100 | 684921 | Coaxial LED light, active size 76x73 mm, white, 24 VDC
QDF3-075045R-00 | 249700 | 693137 | Off Axis Low Angle Ring Illuminator, 75 x 75 mm, inner diameter 45 mm, red, 24 VDC
QDF3-075045-W00 | 297700 | 707833 | Dark field light, white LED, M12 connector, 24 VDC
QDF3-090060W-00 | 318600 | 688636 | Off Axis Low Angle Ring Illuminator, 90 x 90 mm, inner diameter 60 mm, white, 24 VDC
QDF3-138102R-00 | 368500 | 688634 | Off Axis Low Angle Ring Illuminator, 138 x 138 mm, inner diameter 102 mm, red, 24 VDC
QDF3-138102W-00 | 405500 | 688812 | Off Axis Low Angle Ring Illuminator, 138 x 138 mm, inner diameter 102 mm, white, 24 VDC
QFL3-200200W-C40-00 | 794100 | 678345 | LED Backlight, active area 200x200 mm, 40 mm camera window, white, 24 VDC
QFL3-250200W-00 | 984400 | 675383 | LED Backlight, active area 250x200 mm, white, 24VDC
QFL3-300300W-00 | 984400 | 681000 | LED Back light, active area 300 x 300 mm, white, 24 VDC
QFL3-400250W-00 | 1249100 | 668875 | Infrared light
QFL3-400400R-00 | 1132200 | 679668 | LED Back Light, active Area; 400 mm x 400 mm, red, M12 Connector
QFL3-400400R-C40-00 | 1242600 | 680113 | LED Back Light, active Area; 400 x 400 mm, red, 40 mm camera window, M12 Connector
QFL3-400400W-C40-00 | 1372100 | 680429 | LED Back Light, active Area; 400 x 400 mm, white, 40 mm camera window, M12 Connector
QFL3-500400R-00 | 1778100 | 676911 | LED Back Light, active Area; 500 mm x 400 mm, red, M12 Connector
QFL3-500400W-00 | 1956100 | 676912 | LED Back Light, active Area; 500 mm x 400 mm, white, M12 Connector
QLA3-074048W-00 | 249900 | 688642 | Low Angle Ring LED Light, Inner Diameter 48 mm, outer Diameter 74 mm, White, M12, 24 VDC
QLA3-100070B-00 | 322300 | 702130 | Low angle LED ring light, inner dia. 70 mm, blue, M12, 24VDC
QLA3-100070R-00 | 283400 | 675381 | Low Angle LED Ringlight, Inner Dia. 70 mm, Red 632 nm, M12, 24VDC
QLA3-132096R-00 | 474400 | 690618 | Low Angle Ring LED Light, Inner Diameter 96 mm, outer Diameter 132 mm, Red, M12, 24 VDC
QLA3-132096W-00 | 517100 | 683773 | Low Angle Ring LED Light, Inner Diameter 96 mm, outer Diameter 132 mm, White, M12, 24VDC
QLA3-208174R-00 | 738600 | 687682 | Low Angle Ring LED Light, Inner Diameter 174 mm, outer Diameter 208 mm, red, M12, 24 VDC
QLC-200-12V | 257400 | 237456 | Strobe controller
QLC-200-24V | 257400 | 364844 | LED lighting controller, continuouse and pulsed output, 24Vdc 30W
QRADC-01 | 24040 | 392250 | Adapter cable for SM to M12 connectors, length 155mm
QRL3-050028R-00 | 175100 | 688954 | Direct convex LED ring light, outer diameter 50 mm, red, 24 V
QRL3-050028W-00 | 191300 | 687680 | Direct convex LED ring light, outer diameter 50 mm, white, 24 V
QRL3-090050B-00 | 380500 | 688673 | Direct convex LED ring light, outer diameter 90 mm, inner diameter 50 mm, blue, 24 V
QRL3-090050R-00 | 343200 | 688858 | Direct convex LED ring light, outer diameter 90 mm, inner diameter 50 mm, red, 24 V
QRL3-090050W-00 | 381000 | 689565 | Direct convex LED ring light, outer diameter 90 mm, inner diameter 50 mm, white, 24 V
QSQ3-056056R-00 | 125100 | 688524 | Neat-axis High Angle Square Light, outer size 56 x 56 mm, red, 24 VDC
QSQ3-070070IR | 227000 | 698603 | Neat-axis High Angle Square Light, outer size 70 x 70 mm, IR, 24 VDC
QSQ3-070070W-00 | 203400 | 680036 | Neat-axis High Angle Square Light, outer size 70 x 70 mm, white, 24 VDC
QSQ3-076076W-60D | 282800 | 675410 | Neat-axis High Angle Square Light, outer size 76 x 76 mm, white, 24 VDC
R1KIT40003AAAAA | 847800 | 672516 | Regen Braking Unit R1000, 400V, 3.5kW, incl 1% reactor, 0.2kg copper
R1KIT40005AAAAA | 866600 | 672522 | Regen Braking Unit R1000, 400V, 5kW, incl 1% reactor, 0.2kg copper
R1KIT40007AAAAA | 890100 | 672528 | Regen Braking Unit R1000, 400V, 7kW, incl 1% reactor, 0.3kg copper
R1KIT40010AAAAA | 986600 | 672524 | Regen Braking Unit R1000, 400V, 10kW, incl 1% reactor, 0.35kg copper
R1KIT40014AAAAA | 1096700 | 672523 | Regen Braking Unit R1000, 400V, 14kW, incl 1% reactor, 0.4kg copper
R1KIT40017AAAAA | 1279000 | 672515 | Regen Braking Unit R1000, 400V, 17kW, incl 1% reactor, 0.4kg copper
R1KIT40020AAAAA | 1430500 | 672521 | Regen Braking Unit R1000, 400V, 20kW, incl 1% reactor, 0.45kg copper
R1KIT40028AAAAA | 1724700 | 672519 | Regen Braking Unit R1000, 400V, 28kW, incl 1% reactor, 0.6kg copper
R1KIT40035AAAAA | 1931100 | 672529 | Regen Braking Unit R1000, 400V, 35kW, incl 1% reactor, 0.65kg copper
R1KIT40043AAAAA | 2261100 | 672520 | Regen Braking Unit R1000, 400V, 43kW, incl 1% reactor, 1.25kg copper
R1KIT40053AAAAA | 2831500 | 672517 | Regen Braking Unit R1000, 400V, 53kW, incl 1% reactor, 1.25kg copper
R1KIT40073AAAAA | 3506500 | 672518 | Regen Braking Unit R1000, 400V, 73kW, incl 1% reactor, 1.7kg copper
R1KIT40105AAAAA | 4332500 | 672525 | Regen Braking Unit R1000, 400V, 105kW, incl 1% reactor, 2kg copper
R1KIT40150AAAAA | 5340800 | 672526 | Regen Braking Unit R1000, 400V, 150kW, incl 1% reactor, 5.6kg copper
R1KIT40210AAAAA | 7452800 | 672514 | Regen Braking Unit R1000, 400V, 210kW, incl 1% reactor, 6.3kg copper
R1KIT40300AAAAA | 8951100 | 672527 | Regen Braking Unit R1000, 400V, 300kW, incl 1% reactor, 6.7kg copper
R60-27 | 39460 | 690881 | Optical Filter, sharp cut, R27
R60-40 | 45550 | 355568
R64-25 | 38790 | 239972 | Sharp cut filter (transmission <gt/> 640 nm), for M25,5 lenses
R64-27 | 38790 | 239973 | Sharp cut filter (transmission <gt/> 640 nm), for M25,5 lenses
R64-30 | 45550 | 239974
R7A-CAA005B-FE | 49940 | 175773 | Smart Step high-flex motor (with brake) cable (use with R7A-CRA***-FE encoder cable), non-IP67 connector, 5 m
R7A-CAA010BFE | 78600 | 175774 | Smart Step high-flex motor (with brake) cable (use with R7A-CRA***-FE encoder cable), non-IP67 connector, 10 m
R7A-CAA010S-FE | 66400 | 175769 | Smart Step high-flex motor cable (use with R7A-CRA***-FE), non-IP67 connector, 10 m
R7A-CAB001-5BR-DE | 30970 | 377690 | SmartStep 2 power cable for 50 W to 400 W models, circular IP67 connectors, braked, 1.5 m
R7A-CAB001-5SR-DE | 27960 | 377684 | SmartStep 2 power cable for 50 W to 400 W models, circular IP67 connectors, non braked, 1.5 m
R7A-CAB001-5SR-E | 18420 | 281391 | Power cable for SmartStep 2 motor, 1.5 m
R7A-CAB003BR-DE | 33150 | 377691 | SmartStep 2 power cable for 50 W to 400 W models, circular IP67 connectors, braked, 3 m
R7A-CAB003SR-DE | 29860 | 377685 | SmartStep 2/ G series servo power cable, 3 m, 50-400w, high IP connector style
R7A-CAB003SR-E | 20840 | 281392 | Power cable for SmartStep 2 motor, 3 m
R7A-CAB005BR-DE | 35990 | 377692 | SmartStep 2 power cable for 50 W to 400 W models, circular IP67 connectors, braked, 5 m
R7A-CAB005SR-DE | 31860 | 377686 | SmartStep 2 power cable for 50 W to 400 W models, circular IP67 connectors, non braked, 5 m
R7A-CAB005SR-E | 23940 | 281393 | Power cable for SmartStep 2 motor, 5 m
R7A-CAB010BR-DE | 43170 | 377693 | SmartStep 2 power cable for 50 W to 400 W models, circular IP67 connectors, braked, 10 m
R7A-CAB010SR-DE | 38860 | 377687 | SmartStep 2 power cable for 50 W to 400 W models, circular IP67 connectors, non braked, 10 m
R7A-CAB010SR-E | 31860 | 281394 | Power cable for SmartStep 2 motor, 10 m
R7A-CAB015BR-DE | 50400 | 377694 | SmartStep 2 power cable for 50 W to 400 W models, circular IP67 connectors, braked, 15 m
R7A-CAB015SR-DE | 45240 | 377688 | SmartStep 2 power cable for 50 W to 400 W models, circular IP67 connectors, non braked, 15 m
R7A-CAB015SR-E | 39830 | 281395 | Power cable for SmartStep 2 motor, 15 m
R7A-CAB020BR-DE | 57600 | 377695 | SmartStep 2 power cable for 50 W to 400 W models, circular IP67 connectors, braked, 20 m
R7A-CAB020SR-DE | 51650 | 377689 | SmartStep 2 power cable for 50 W to 400 W models, circular IP67 connectors, non braked, 20 m
R7A-CAB020SR-E | 47790 | 281396 | Power cable for SmartStep 2 motor, 20 m
R7A-CLB002RG | 6790 | 292042 | External regenerative resistor connector cable, 2m
R7A-CLB002S2 | 10890 | 298303 | Power suppy cable (CNA), 2m
R7A-CLB002S3 | 11560 | 326014
R7A-CNA00K-DE | 44670 | 175765 | Smart Step IP67 connector kit, comprised of 3 connectors - female to IP67 motor encoder, female to IP67 motor power, and Smart Step driver encoder (CN2)
R7A-CNA01R | 9355 | 245292 | Smart Step servo driver encoder connector (CN2)
R7A-CNA02R-E(MOLEX 54280-0800) | 13340 | 163458 | Smart Step servo driver encoder connector (CN2)
R7A-CNB01A | 3524 | 292043 | SmartStep 2 servo motor connector (CNB)
R7A-CNB01P | 3146 | 292044 | SmartStep 2 main circuit connector (CNA)
R7A-CNZ02A-ME-FE | 15970 | 264259 | Junma series, power cable connector for Junma motor, IP67 connectors, motor side, (female only,cable side)
R7A-CNZ02A-ME-ME | 8750 | 294126
R7A-CNZ02R-ME-FE | 19190 | 264260 | Junma series, encoder cable connector for Junma motor, IP67 connectors, motor side, (female only,cable side)
R7A-CNZ02R-ME-ME | 9480 | 294127
R7A-CPB001S | 31590 | 292039 | SmartStep 2 series servo control cable, 1m
R7A-CPB002S | 39170 | 292040 | SmartStep 2 series servo control cable, 2m
R7A-CPZ001S | 17420 | 231783 | Junma series Control cable, non-IP67 connectors, 1 m (JZSP-CHI003-01)
R7A-CRA003F-DE | 56700 | 175760 | Smart Step high-flex encoder cable (use with R88A-CAWA****-DE motor cable), IP67 connector, 3m
R7A-CRA003-FE | 69550 | 175777 | Smart Step high-flex encoder cable (use with R7A-CAA****-FE motor cable), non-IP67 connector, 3m
R7A-CRA005F-DE | 79050 | 175761 | Smart Step high-flex encoder cable (use with R88A-CAWA****-DE motor cable), IP67 connector, 5m
R7A-CRA005-FE | 85800 | 175778 | Smart Step high-flex encoder cable (use with R7A-CAA****-FE motor cable), non-IP67 connector, 5m
R7A-CRA010F-DE | 100300 | 175762 | Smart Step high-flex encoder cable (use with R88A-CAWA****-DE motor cable), IP67 connector, 10m
R7A-CRA010-FE | 105500 | 175779 | Smart Step high-flex encoder cable (use with R7A-CAA****-FE motor cable), non-IP67 connector, 10m
R7A-CRA015F-DE | 135900 | 175763 | Smart Step high-flex encoder cable (use with R88A-CAWA****-DE motor cable), IP67 connector, 15m
R7A-CRA015F-E | 138100 | 175780
R7A-CRA020F-DE | 148200 | 175764 | Smart Step high-flex encoder cable (use with R88A-CAWA****-DE motor cable), IP67 connector, 20m
R7A-FIB104-RE | 23850 | 283801 | SmartStep 2 RFI filter (Rasmi), 1~ 200 VAC, 4 A (100 W, 200 W, 400 W)
R7A-FIB104-SE | 21000 | 668905 | SmartStep 2 RFI filter 1-phase 200 VAC, 4 A (100 W, 200 W, 400 W)
R7D-BP01H | 227400 | 285887 | SmartStep 2 servo drive, pulse input type, 100 W, 1~ 200 VAC
R7D-BP02HH | 227400 | 285888 | SmartStep 2 servo drive, pulse input type, 200 W, 1-phase 200 VAC
R7D-BP04H | 243000 | 285889 | SmartStep 2 servo drive, pulse input type, 400 W, 1~ 200 VAC
R87F-A1A13HP | 30770 | 246687 | AC Axial-flow fans, plastic blade
R87F-A1A13LP | 30750 | 246691 | AC Axial-flow fans, plastic blade
R87F-A1A15HP | 31020 | 246679 | AC Axial-flow fan, plastic blade, 100 VAC, 120x120x38mm, high speed
R87F-A1A15MP | 30750 | 246683 | Axial Fan, Plastic Blade Medium-Speed Type, 120x120xt38 mm, Terminal Type, 100 VAC
R87F-A1A83L | 30210 | 246699 | Axial Fan, Plastic Blade Low-Speed Type, 80x80xt25 mm, Lead Wire Type, 100 VAC
R87F-A1A85HP | 23770 | 246701 | Axial Fan, Plastic Blade High-Speed Type, 80x80xt38 mm, Terminal Type, 100 VAC
R87F-A1A93HP | 29590 | 246692 | Axial Fan, Plastic Blade High-Speed Type, 92x92xt25 mm, Terminal Type, 100 VAC
R87F-A1A93LP | 29590 | 246696 | Axial Fan, Plastic Blade Low-Speed Type, 92x92xt25 mm, Terminal Type, 100 VAC
R87F-A3A13HP | 30770 | 246688 | Axial Fan, Plastic Blade High-Speed Type, 120x120xt25 mm, Terminal Type, 115 VAC
R87F-A3A15HP | 30750 | 246680 | AC Axial-flow fans, plastic blade
R87F-A3A15MP | 30750 | 246707 | Axial Fan, Plastic Blade Medium-Speed Type, 120x120xt38 mm, Terminal Type, 115 VAC
R87F-A3A85HP | 23770 | 246702 | Axial Fan, Plastic Blade High-Speed Type, 80x80xt38 mm, Terminal Type, 115 VAC
R87F-A3A85LP | 23770 | 246678 | Axial Fan, Plastic Blade Low-Speed Type, 80x80xt38 mm, Terminal Type, 115 VAC
R87F-A3A93HP | 29590 | 246693 | Axial Fan, Plastic Blade High-Speed Type, 92x92xt25 mm, Terminal Type, 115 VAC
R87F-A3A93LP | 29590 | 246706 | Axial Fan, Plastic Blade Low-Speed Type, 92x92xt25 mm, Terminal Type, 115 VAC
R87F-A4A13HP | 23470 | 246689 | Axial Fan, Plastic Blade High-Speed Type, 120x120xt25 mm, Terminal Type, 200 VAC
R87F-A4A15-HP | 30750 | 246681 | AC Axial-flow fans, plastic blade
R87F-A4A15LP | 30750 | 246686 | Axial Fan, Plastic Blade Low-Speed Type, 120x120xt38 mm, Terminal Type, 200 VAC
R87F-A4A15MP | 30750 | 246684 | Axial Fan, Plastic Blade Medium-Speed Type, 120x120xt38 mm, Terminal Type, 200 VAC
R87F-A4A83H | 22620 | 694105 | Axial Fan, Plastic Blade High-Speed Type, 80x80xt25 mm, Lead Wire Type, 200 VAC
R87F-A4A83L | 29210 | 246700 | Axial Fan, Plastic Blade Low-Speed Type, 80x80xt25 mm, Lead Wire Type, 200 VAC
R87F-A4A85HP | 23770 | 246703 | Axial Fan, Plastic Blade High-Speed Type, 80x80xt38 mm, Terminal Type, 200 VAC
R87F-A4A85LP | 23770 | 324231 | Axial Fan, Plastic Blade Low-Speed Type, 80x80xt38 mm, Terminal Type, 200 VAC
R87F-A4A93HP | 30760 | 246694 | AC Axial-flow fans, plastic blade
R87F-A4A93LP | 30760 | 246697 | Axial Fan, Plastic Blade Low-Speed Type, 92x92xt25 mm, Terminal Type, 200 VAC
R87F-A6A13HP | 30750 | 246690 | AC Axial-flow fans, plastic blade
R87F-A6A15HP | 30750 | 246682 | AC Axial-flow fan, plastic blade, 230 VAC, 120 x 120x38 mm, high speed
R87F-A6A15MP | 30750 | 246685 | Axial Fan, Plastic Blade Medium-Speed Type, 120x120xt38 mm, Terminal Type, 230 VAC
R87F-A6A83H | 29210 | 246698 | Axial Fan, Plastic Blade High-Speed Type, 80x80xt25 mm, Lead Wire Type, 230 VAC
R87F-A6A85HP | 25100 | 246704 | AC Axial-flow fans, plastic blade
R87F-A6A93HP | 29590 | 246695 | Axial Fan, Plastic Blade High-Speed Type, 92x92xt25 mm, Terminal Type, 230 VAC
R87F-A6A93LP | 26930 | 246705 | Axial Fan, Plastic Blade Low-Speed Type, 92x92xt25 mm, Terminal Type, 230 VAC
R87F-FG120 | 3865 | 113218 | AC Axial-flow finger guard, 105 x 105 mm
R87F-FG150 | 5755 | 113201 | AC Axial-flow finger guard, 162.6 x 162.6 mm
R87F-FG90 | 3303 | 113217 | AC Axial-flow finger guard, 82.4 mm x 82.4 mm
R87F-FL120 | 8540 | 147488 | AC Axial-flow filter
R87F-FL80 | 9115 | 113221 | AC Axial-flow filter
R87F-FL90 | 9115 | 113222 | AC Axial-flow filter
R87F-PC | 4101 | 153028
R87F-PC20 | 4712 | 182232 | AC Axial-flow plug cord
R87F-PCJT-20 | 6370 | 691153 | AC Axial-flow plug cord, PSE mark, 2 m
R87T-A1A15HP | 30100 | 239681 | Axial Fan, Metal Blade High-Speed Type, 120x120xt38, Terminal Type, 100 VAC
R87T-A3A05H | 56500 | 113229 | Axial Fan, Metal Blade High-Speed Type, 150mm Dia.xt38 mm, Lead Wire Type, 115 VAC
R87T-A3A07H | 63050 | 113228 | Axial Fan, Metal Blade High-Speed Type, 150mm Dia.xt55 mm, Lead Wire Type, 115 VAC
R87T-A3A15HP | 30070 | 113223 | Axial Fan, Metal Blade High-Speed Type, 120x120xt38, Terminal Type, 115 VAC
R87T-A3A15MP | 30020 | 113224 | Axial Fan, Metal Blade Medium-Speed Type, 120x120xt38, Terminal Type, 115 VAC
R87T-A3A85H | 32120 | 113227 | Axial Fan, Metal Blade High-Speed Type, 80x80xt38, Lead Wire Type, 115 VAC
R87T-A4A05H | 80250 | 684325 | AC Axial Fans with Lead Wires, 150x38 mm, 200 V
R87T-A4A07H | 39410 | 148619 | Axial Fan, Metal Blade High-Speed Type, 150mm Dia.xt55 mm, Lead Wire Type, 200 VAC
R87T-A4A15MP | 30020 | 113225 | Axial Fan, Metal Blade Medium-Speed Type, 120x120xt38, Terminal Type, 200 VAC
R87T-A6A05H | 56500 | 144871 | Axial Fan, Metal Blade High-Speed Type, 150mm Dia.xt38 mm, Lead Wire Type, 230 VAC
R87T-A6A07H | 63050 | 149185 | Axial Fan, Metal Blade High-Speed Type, 150mm Dia.xt55 mm, Lead Wire Type, 230 VAC
R87T-A6A15HP | 30020 | 148618 | AC Axial-flow fans, metal blade
R87T-A6A15H-WR | 30020 | 375951 | AC Axial-flow fans, metal blade, 120x120x38mm frame, 230VAC, high rotational speed, watertight (IP X7)
R87T-A6A15MP | 30020 | 113226 | AC Axial-flow fans, metal blade
R87T-A6A85H | 31660 | 224411 | Axial Fan, Metal Blade High-Speed Type, 80x80xt38, Lead Wire Type, 230 VAC
R88A-BAT01G | 28670 | 292045 | Absolute encoder backup battery
R88A-CA1A000-7SF-E | 60050 | 689998 | 1S series servo motor power cable, 0.7 m, 230 V: 100 to 750 W
R88A-CA1A001-5BF-E | 39180 | 670638 | 1S series servo brake cable, 1.5 m, 230 V: 100 to 750 W
R88A-CA1A001-5SF-E | 57550 | 670658 | 1S series servo motor power cable, 1.5 m, 230 V: 100 to 750 W
R88A-CA1A003BF-E | 39180 | 670632 | 1S series servo brake cable, 3 m, 230 V: 100 to 750 W
R88A-CA1A003BFR | 41170 | 685019 | 1S series servo flexible brake cable, 3 m, 230 V: 50 to 750 W, reverse/non-load mounting
R88A-CA1A003SF | 83650 | 707824 | 1S series servo motor power cable, 3 m, non braked, 230 V: 100 to 750 W
R88A-CA1A003SF-E | 60100 | 670671 | 1S series servo motor power cable, 3 m, 230 V: 100 to 750 W
R88A-CA1A003SFR | 63200 | 685015 | 1S series servo motor flexible power cable, 3 m, 230 V: 50 to 750 W, reverse/non-load mounting
R88A-CA1A005BF-E | 41790 | 670637 | 1S series servo brake cable, 5 m, 230 V: 100 to 750 W
R88A-CA1A005SF | 96900 | 707825 | 1S series servo motor power cable, 5 m, non braked, 230 V: 100 to 750 W
R88A-CA1A005SF-E | 65350 | 670672 | 1S series servo motor power cable, 5 m, 230 V: 100 to 750 W
R88A-CA1A005SFR | 81850 | 685013 | 1S series servo motor flexible power cable, 5 m, 230 V: 50 to 750 W, reverse/non-load mounting
R88A-CA1A010BF-E | 47010 | 670634 | 1S series servo brake cable, 10 m, 230 V: 100 to 750 W
R88A-CA1A010BFR | 49400 | 685020 | 1S series servo flexible brake cable, 10 m, 230 V: 50 to 750 W, reverse/non-load mounting
R88A-CA1A010SF | 146600 | 670716 | 1S series servo motor power cable, 10 m, non braked, 230 V: 100 to 750 W
R88A-CA1A010SF-E | 75900 | 670676 | 1S series servo motor power cable, 10 m, 230 V: 100 to 750 W
R88A-CA1A010SFR | 85250 | 685016 | 1S series servo motor flexible power cable, 10 m, 230 V: 50 to 750 W, reverse/non-load mounting
R88A-CA1A015BF-E | 52250 | 670633 | 1S series servo brake cable, 15 m, 230 V: 100 to 750 W
R88A-CA1A015BFR | 115500 | 685021 | 1S series servo flexible brake cable, 15 m, 230 V: 50 to 750 W, reverse/non-load mounting
R88A-CA1A015SF-E | 96850 | 670643 | 1S series servo motor power cable, 15 m, 230 V: 100 to 750 W
R88A-CA1A015SFR | 101800 | 685017 | 1S series servo motor flexible power cable, 15 m, 230 V: 50 to 750 W, reverse/non-load mounting
R88A-CA1A020BF-E | 60100 | 670635 | 1S series servo brake cable, 20 m, 230 V: 100 to 750 W
R88A-CA1A020BFR | 167900 | 685022 | 1S series servo flexible brake cable, 20 m, 230 V: 50 to 750 W, reverse/non-load mounting
R88A-CA1A020SF-E | 96850 | 670653 | 1S series servo motor power cable, 20 m, 230 V: 100 to 750 W
R88A-CA1A020SFR | 195300 | 707320 | 1S series servo motor flexible power cable, 20 m, 230 V: 50 to 750 W, reverse/non-load mounting
R88A-CA1A025BF-E | 77000 | 692809 | 1S series servo brake cable, 25 m, 230 V: 100 to 750 W
R88A-CA1A030BF-E | 70700 | 670631 | 1S series servo brake cable, 30 m, 230 V: 100 to 750 W
R88A-CA1A030SF-E | 117800 | 670655 | 1S series servo motor power cable, 30 m, 230 V: 100 to 750 W
R88A-CA1A040BF-E | 83600 | 670630 | 1S series servo brake cable, 40 m, 230 V: 100 to 750 W
R88A-CA1A040SF-E | 138800 | 670667 | 1S series servo motor power cable, 40 m, 230 V: 100 to 750 W
R88A-CA1A050BF-E | 94150 | 670636 | 1S series servo brake cable, 50 m, 230 V: 100 to 750 W
R88A-CA1A050SF-E | 159700 | 670652 | 1S series servo motor power cable, 50 m, 230 V: 100 to 750 W
R88A-CA1C001-5BF-E | 78600 | 670677 | 1S series servo motor power cable, 1.5 m, with brake, 230 V: 900 W to 1.5 kW
R88A-CA1C001-5SF-E | 62700 | 670664 | 1S series servo motor power cable, 1.5 m, non braked, 230 V: 900 W to 1.5 kW, 400 V: 400 W to 1.5 k W & 2 k W (2000 & 3000 rpm)
R88A-CA1C003BF-E | 83600 | 670650 | 1S series servo motor power cable, 3 m, with brake, 230 V: 900 W to 1.5 kW
R88A-CA1C003SF-E | 65350 | 670683 | 1S series servo motor power cable, 3 m, non braked, 230 V: 900 W to 1.5 kW, 400 V: 400 W to 1.5 k W & 2 k W (2000 & 3000 rpm)
R88A-CA1C005BF-E | 91550 | 670645 | 1S series servo motor power cable, 5 m, with brake, 230 V: 900 W to 1.5 kW
R88A-CA1C005SF-E | 70700 | 670640 | 1S series servo motor power cable, 5 m, non braked, 230 V: 900 W to 1.5 kW, 400 V: 400 W to 1.5 k W & 2 k W (2000 & 3000 rpm)
R88A-CA1C010BF-E | 112500 | 670668 | 1S series servo motor power cable, 10 m, with brake, 230 V: 900 W to 1.5 kW
R88A-CA1C010SF-E | 86400 | 670659 | 1S series servo motor power cable, 10 m, non braked, 230 V: 900 W to 1.5 kW, 400 V: 400 W to 1.5 k W & 2 k W (2000 & 3000 rpm)
R88A-CA1C015BF-E | 133400 | 670663 | 1S series servo motor power cable, 15 m, with brake, 230 V: 900 W to 1.5 kW
R88A-CA1C015SF-E | 102000 | 670679 | 1S series servo motor power cable, 15 m, non braked, 230 V: 900 W to 1.5 kW, 400 V: 400 W to 1.5 k W & 2 k W (2000 & 3000 rpm)
R88A-CA1C020BF-E | 162200 | 670647 | 1S series servo motor power cable, 20 m, with brake, 230 V: 900 W to 1.5 kW
R88A-CA1C020SF-E | 141500 | 670641 | 1S series servo motor power cable, 20 m, non braked, 230 V: 900 W to 1.5 kW, 400 V: 400 W to 1.5 k W & 2 k W (2000 & 3000 rpm)
R88A-CA1C025BF-E | 187700 | 688382 | 1S series servo motor power cable, 25 m, with brake, 230 V: 900 W to 1.5 kW
R88A-CA1C030BF-E | 211900 | 670651 | 1S series servo motor power cable, 30 m, with brake, 230 V: 900 W to 1.5 kW
R88A-CA1C030SF-E | 180600 | 670669 | 1S series servo motor power cable, 30 m, non braked, 230 V: 900 W to 1.5 kW, 400 V: 400 W to 1.5 k W & 2 k W (2000 & 3000 rpm)
R88A-CA1C040BF-E | 258700 | 670681 | 1S series servo motor power cable, 40 m, with brake, 230 V: 900 W to 1.5 kW
R88A-CA1C040SF-E | 222500 | 670675 | 1S series servo motor power cable, 40 m, non braked, 230 V: 900 W to 1.5 kW, 400 V: 400 W to 1.5 k W & 2 k W (2000 & 3000 rpm)
R88A-CA1C050BF-E | 305800 | 670656 | 1S series servo motor power cable, 50 m, with brake, 230 V: 900 W to 1.5 kW
R88A-CA1C050SF-E | 264200 | 670661 | 1S series servo motor power cable, 50 m, non braked, 230 V: 900 W to 1.5 kW, 400 V: 400 W to 1.5 k W & 2 k W (2000 & 3000 rpm)
R88A-CA1E001-5BF-E | 88900 | 670673 | 1S series servo motor power cable, 1.5 m, with brake, 400 V: 400 W to 3 kW
R88A-CA1E001-5SF-E | 70700 | 670670 | 1S series servo motor power cable, 1.5 m, non braked, 400 V: 2 k W (1000 rpm) & 3 kW
R88A-CA1E003BF-E | 96850 | 670639 | 1S series servo motor power cable, 3 m, with brake, 400 V: 400 W to 3 kW
R88A-CA1E003SF-E | 75900 | 670648 | 1S series servo motor power cable, 3 m, non braked, 400 V: 2 k W (1000 rpm) & 3 kW
R88A-CA1E005BF-E | 107400 | 670660 | 1S series servo motor power cable, 5 m, with brake, 400 V: 400 W to 3 kW
R88A-CA1E005SF-E | 83600 | 670674 | 1S series servo motor power cable, 5 m, non braked, 400 V: 2 k W (1000 rpm) & 3 kW
R88A-CA1E010BF-E | 133400 | 670678 | 1S series servo motor power cable, 10 m, with brake, 400 V: 400 W to 3 kW
R88A-CA1E010SF-E | 107400 | 670642 | 1S series servo motor power cable, 10 m, non braked, 400 V: 2 k W (1000 rpm) & 3 kW
R88A-CA1E015BF-E | 164800 | 670666 | 1S series servo motor power cable, 15 m, with brake, 400 V: 400 W to 3 kW
R88A-CA1E015SF-E | 133400 | 670644 | 1S series servo motor power cable, 15 m, non braked, 400 V: 2 k W (1000 rpm) & 3 kW
R88A-CA1E020BF-E | 190900 | 670662 | 1S series servo motor power cable, 20 m, with brake, 400 V: 400 W to 3 kW
R88A-CA1E020SF-E | 157200 | 670680 | 1S series servo motor power cable, 20 m, non braked, 400 V: 2 k W (1000 rpm) & 3 kW
R88A-CA1E030BF-E | 258700 | 670682 | 1S series servo motor power cable, 30 m, with brake, 400 V: 400 W to 3 kW
R88A-CA1E030SF-E | 209100 | 670665 | 1S series servo motor power cable, 30 m, non braked, 400 V: 2 k W (1000 rpm) & 3 kW
R88A-CA1E040BF-E | 331900 | 670649 | 1S series servo motor power cable, 40 m, with brake, 400 V: 400 W to 3 kW
R88A-CA1E040SF-E | 264200 | 670646 | 1S series servo motor power cable, 40 m, non braked, 400 V: 2 k W (1000 rpm) & 3 kW
R88A-CA1E050BF-E | 394500 | 670657 | 1S series servo motor power cable, 50 m, with brake, 400 V: 400 W to 3 kW
R88A-CA1E050SF-E | 313700 | 670654 | 1S series servo motor power cable, 50 m, non braked, 400 V: 2 k W (1000 rpm) & 3 kW
R88A-CA1G003BF | 103000 | 689535 | 1S series servo motor power cable, 3 m, with brake, 400 V: 4 kW to 5.5 kW
R88A-CA1G003SF | 89050 | 689536 | 1S series servo motor power cable, 3 m, non braked, 400 V: 4 kW to 5.5 kW
R88A-CA1G005BF | 114100 | 689537 | 1S series servo motor power cable, 5 m, with brake, 400 V: 4 kW to 5.5 kW
R88A-CA1G005SF | 99050 | 689538 | 1S series servo motor power cable, 5 m, non braked, 400 V: 4 kW to 5.5 kW
R88A-CA1G010BF | 150300 | 689539 | 1S series servo motor power cable, 10 m, with brake, 400 V: 4 kW to 5.5 kW
R88A-CA1G010SF | 128000 | 689540 | 1S series servo motor power cable, 10 m, non braked, 400 V: 4 kW to 5.5 kW
R88A-CA1G015BF | 189400 | 689541 | 1S series servo motor power cable, 15 m, with brake, 400 V: 4 kW to 5.5 kW
R88A-CA1G015SF | 155200 | 689542 | 1S series servo motor power cable, 15 m, non braked, 400 V: 4 kW to 5.5 kW
R88A-CA1G020BF | 226200 | 689543 | 1S series servo motor power cable, 20 m, with brake, 400 V: 4 kW to 5.5 kW
R88A-CA1G020SF | 184300 | 689544 | 1S series servo motor power cable, 20 m, non braked, 400 V: 4 kW to 5.5 kW
R88A-CA1GE10BF | 179100 | 689545 | 1S series servo motor EXTENSION power cable, 10 m, 400 V: 4 kW to 5.5 kW
R88A-CA1GE20BF | 255000 | 689546 | 1S series servo motor EXTENSION power cable, 20 m, 400 V: 4 kW to 5.5 kW
R88A-CA1H003BF | 128000 | 689547 | 1S series servo motor power cable, 3 m, with brake, 400 V: 7.5 kW
R88A-CA1H003SF | 118200 | 689548 | 1S series servo motor power cable, 3 m, non braked, 400 V: 7.5 kW
R88A-CA1H005BF | 163200 | 689549 | 1S series servo motor power cable, 5 m, with brake, 400 V: 7.5 kW
R88A-CA1H005SF | 144100 | 689550 | 1S series servo motor power cable, 5 m, non braked, 400 V: 7.5 kW
R88A-CA1H010BF | 214100 | 689551 | 1S series servo motor power cable, 10 m, with brake, 400 V: 7.5 kW
R88A-CA1H010SF | 205200 | 689552 | 1S series servo motor power cable, 10 m, non braked, 400 V: 7.5 kW
R88A-CA1H015BF | 271200 | 689553 | 1S series servo motor power cable, 15 m, with brake, 400 V: 7.5 kW
R88A-CA1H015SF | 269100 | 689554 | 1S series servo motor power cable, 15 m, non braked, 400 V: 7.5 kW
R88A-CA1H020BF | 334000 | 689555 | 1S series servo motor power cable, 20 m, with brake, 400 V: 7.5 kW
R88A-CA1H020SF | 330900 | 689556 | 1S series servo motor power cable, 20 m, non braked, 400 V: 7.5 kW
R88A-CA1HE10BF | 225200 | 689557 | 1S series servo motor EXTENSION power cable, 10 m, 400 V: 7.5 kW
R88A-CA1HE20BF | 351000 | 689558 | 1S series servo motor EXTENSION power cable, 20 m, 400 V: 7.5 kW
R88A-CA1J003BF | 163200 | 689863 | 1S series servo motor power cable, 3 m, with brake, 400 V: 11 kW & 15 kW
R88A-CA1J003SF | 163200 | 689864 | 1S series servo motor power cable, 3 m, non braked, 400 V: 11 kW & 15 kW
R88A-CA1J005BF | 195300 | 689865 | 1S series servo motor power cable, 5 m, with brake, 400 V: 11 kW & 15 kW
R88A-CA1J005SF | 185000 | 689866 | 1S series servo motor power cable, 5 m, non braked, 400 V: 11 kW & 15 kW
R88A-CA1J010BF | 275200 | 689867 | 1S series servo motor power cable, 10 m, with brake, 400 V: 11 kW & 15 kW
R88A-CA1J010SF | 275200 | 689868 | 1S series servo motor power cable, 10 m, non braked, 400 V: 11 kW & 15 kW
R88A-CA1J015BF | 355900 | 689869 | 1S series servo motor power cable, 15 m, with brake, 400 V: 11 kW & 15 kW
R88A-CA1J015SF | 355900 | 689870 | 1S series servo motor power cable, 15 m, non braked, 400 V: 11 kW & 15 kW
R88A-CA1J020BF | 436900 | 689871 | 1S series servo motor power cable, 20 m, with brake, 400 V: 11 kW & 15 kW
R88A-CA1J020SF | 435800 | 689872 | 1S series servo motor power cable, 20 m, non braked, 400 V: 11 kW & 15 kW
R88A-CA1JE10BF | 340000 | 689873 | 1S series servo motor EXTENSION power cable, 10 m, 400 V: 11 kW & 15 kW
R88A-CA1JE20BF | 502700 | 689874 | 1S series servo motor EXTENSION power cable, 20 m, 400 V: 11 kW & 15 kW
R88A-CAGA001-5BR-E | 16850 | 281403 | SmartStep 2/G-Series brake cable 1.5m, 50-750 W
R88A-CAGA001-5SR-E | 17140 | 294069 | SmartStep 2/G-Series power cable 1.5 m, 50-750 W
R88A-CAGA003BR-E | 18600 | 281404 | SmartStep 2/G-Series brake cable 3m, 50-750 W
R88A-CAGA003SR-E | 19510 | 294070 | SmartStep 2/G-Series power cable 3 m, 50-750 W
R88A-CAGA005BR-E | 21060 | 281405 | SmartStep 2/G-Series brake cable 5m, 50-750 W
R88A-CAGA005SR-E | 22620 | 294071 | SmartStep 2/G-Series power cable 5 m, 50-750 W
R88A-CAGA010BR-E | 27010 | 281406 | SmartStep 2/G-Series brake cable 10m, 50-750 W
R88A-CAGA010SR-E | 30410 | 294072 | SmartStep 2/G-Series power cable 10 m, 50-750 W
R88A-CAGA015BR-E | 33200 | 281407 | SmartStep 2/G-Series brake cable 15m, 50-750 W
R88A-CAGA015SR-E | 38200 | 294073 | SmartStep 2/G-Series power cable 15 m, 50-750 W
R88A-CAGA020BR-E | 39170 | 281408 | SmartStep 2/G-Series brake cable 20m, 50-750 W
R88A-CAGA020SR-E | 46000 | 294074 | SmartStep 2/G-Series power cable 20 m, 50-750 W
R88A-CAGA030BR-E | 57100 | 333801 | SmartStep 2 /G-series brake cable 30 m
R88A-CAGA030SR-E | 69050 | 333800 | Servo motor power cable, 30 m, non braked, 50-750W
R88A-CAGA040SR-E | 87050 | 347182 | Servo motor power cable, 30 m, non braked, 50-750W
R88A-CAGA050BR-E | 81750 | 347181 | SmartStep 2 / G-series brake cable 50m
R88A-CAGA050SR-E | 101100 | 347183 | Servo motor power cable, 50 m, non braked, 50-750W
R88A-CAGB001-5BR-E | 51000 | 294087 | Servo motor power cable, 1.5 m, with brake, 900 W-1.5 kW
R88A-CAGB001-5BR-ES | 51000 | 393908 | Accessory servo drive, G5, motor power cable
R88A-CAGB001-5SR-E | 46120 | 294081 | Servo motor power cable, 1.5 m, w/o brake, 900 W-1.5 kW
R88A-CAGB003BR-E | 58950 | 294088 | Servo motor power cable, 3 m, with brake, 900 W-1.5 kW
R88A-CAGB003BR-ES | 58950 | 393909 | Accessory servo drive, G5, motor power cable
R88A-CAGB003SR-E | 53000 | 294082 | Servo motor power cable, 3 m, w/o brake, 900 W-1.5 kW
R88A-CAGB005BR-E | 69550 | 294089 | Servo motor power cable, 5 m, with brake, 900 W-1.5 kW
R88A-CAGB005BR-ES | 69550 | 393910 | Accessory servo drive, G5, motor power cable
R88A-CAGB005SR-E | 62150 | 294083 | Servo motor power cable, 5 m, w/o brake, 900 W-1.5 kW
R88A-CAGB010BR-E | 96050 | 294090 | Servo motor power cable, 10 m, with brake, 900 W-1.5 kW
R88A-CAGB010BR-ES | 96050 | 393911 | Accessory servo drive, G5, motor power cable
R88A-CAGB010SR-E | 85250 | 294084 | Servo motor power cable, 10 m, w/o brake, 900 W-1.5 kW
R88A-CAGB015BR-E | 122500 | 294091 | Servo motor power cable, 15 m, with brake, 900 W-1.5 kW
R88A-CAGB015BR-ES | 122500 | 393912 | Accessory servo drive, G5, motor power cable
R88A-CAGB015SR-E | 108100 | 294085 | Servo motor power cable, 15 m, w/o brake, 900 W-1.5 kW
R88A-CAGB020BR-E | 157400 | 294092 | Servo motor power cable, 20 m, with brake, 900 W-1.5 kW
R88A-CAGB020BR-ES | 157400 | 393913 | Accessory servo drive, G5, motor power cable
R88A-CAGB020SR-E | 131000 | 294086 | Servo motor power cable, 20 m, w/o brake, 900 W-1.5 kW
R88A-CAGB025BR-E | 174700 | 685023 | Servo motor power cable, 25 m, with brake, 900 W-1.5 kW
R88A-CAGB025SR-E | 159200 | 685024 | Servo motor power cable, 25 m, w/o brake, 900 W-1.5 kW
R88A-CAGB030BR-E | 199600 | 347174 | Servo motor power cable, 30 m, with brake, 900W-1.5 kW
R88A-CAGB030BR-ES | 199600 | 393914 | Accessory servo drive, G5, motor power cable
R88A-CAGB030SR-E | 198600 | 347177 | Servo motor power cable, 30 m, w/o brake, 900 W to 1.5 kW
R88A-CAGB040BR-ES | 248700 | 393915 | Accessory servo drive, G5, motor power cable
R88A-CAGB040SR-E | 235800 | 347172 | Servo motor power cable, 40 m, w/o brake, 900W-1.5 kW
R88A-CAGB050BR-ES | 298300 | 393916 | Accessory servo drive, G5, motor power cable
R88A-CAGB050SR-E | 272600 | 347173 | Servo motor power cable, 50 m, w/o brake, 900W-1.5 kW
R88A-CAGB100SR-E | 423800 | 372279 | Servo motor power cable, 100 m, w/o brake, 900 W-1.5 kW
R88A-CAGD001-5BR-E | 77550 | 301012 | G5 series servo motor power cable, 1.5 m, with brake, 3 to 5 kW
R88A-CAGD001-5SR-E | 48970 | 298279 | G5 series servo motor power cable, 1.5 m, w/o brake, 3-5 kW
R88A-CAGD003BR-E | 88750 | 298292 | G5 series servo motor power cable, 3 m, with brake, 3 to 5 kW
R88A-CAGD003SR-E | 57950 | 298280 | G5 series servo motor power cable, 3 m, w/o brake, 3-5 kW
R88A-CAGD005BR-E | 103700 | 298293 | G5 series servo motor power cable, 5 m, with brake, 3 to 5 kW
R88A-CAGD005SR-E | 70000 | 298281 | G5 series servo motor power cable, 5 m, w/o brake, 3-5 kW
R88A-CAGD006SR-E | 73300 | 366953 | G5 series servo motor power cable, 6m, non braked, 3 k W to 5 kW
R88A-CAGD010BR-E | 140900 | 298294 | G5 series servo motor power cable, 10 m, with brake, 3 to 5 kW
R88A-CAGD010SR-E | 100100 | 298282 | G5 series servo motor power cable, 10 m, w/o brake, 3-5 kW
R88A-CAGD015BR-E | 178200 | 301013 | G5 series servo motor power cable, 15 m, with brake, 3 to 5 kW
R88A-CAGD015SR-E | 130000 | 298283 | G5 series servo motor power cable, 15 m, w/o brake, 3-5 kW
R88A-CAGD020BR-E | 215500 | 298296 | G5 series servo motor power cable, 20 m, with brake, 3 to 5 kW
R88A-CAGD020SR-E | 160000 | 298284 | G5 series servo motor power cable, 20 m, w/o brake, 3-5 kW
R88A-CAGD030BR-E | 325600 | 341859 | G5 series servo motor power cable, 30 m, with brake, 3 k W to 5 kW
R88A-CAGD030SR-E | 247200 | 347167 | G5 series servo motor power cable, 30 m, w/o brake, 3 k W to 5 kW
R88A-CAGD040BR-E | 409200 | 347170 | G5 series servo motor power cable, 40 m, with brake, 3 k W to 5 kW
R88A-CAGD040SR-E | 314200 | 347168 | G5 series servo motor power cable, 40 m, w/o brake, 3 k W to 5 kW
R88A-CAGD050BR-E | 492800 | 347171 | G5 series servo motor power cable, 50 m, with brake, 3 k W to 5 kW
R88A-CAGD050SR-E | 381500 | 347169 | G5 series servo motor power cable, 50 m, w/o brake, 3 k W to 5 kW
R88A-CAGE003BR-E | 38940 | 355781 | G5 series servo brake cable, 3 m, 6 kW - 15 kW
R88A-CAGE005BR-E | 42590 | 355782 | G5 series servo brake cable, 5 m, 6 kW - 15 kW
R88A-CAGE010BR-E | 51500 | 355783 | G5 series servo brake cable, 10 m, 6 kW - 15 kW
R88A-CAGE015BR-E | 60450 | 355784 | G5 series servo brake cable, 15 m, 6 kW - 15 kW
R88A-CAGE020BR-E | 69500 | 355785 | G5 series servo brake cable, 20 m, 6 kW - 15 kW
R88A-CAKA001-5BR-E | 39230 | 298297 | G5 series servo brake cable, 1.5m, 50-750W
R88A-CAKA001-5SR-E | 58600 | 298273 | G5 series servo motor power cable, 1.5 m, non braked, 50-750 W
R88A-CAKA003BR-E | 41010 | 298298 | G5 series servo brake cable, 3m, 50-750W
R88A-CAKA003SR-E | 63600 | 298274 | G5 series servo motor power cable, 3 m, non braked, 50-750 W
R88A-CAKA005BR-E | 43380 | 298299 | G5 series servo brake cable, 5m, 50-750W
R88A-CAKA005SR-E | 70150 | 298275 | G5 series servo motor power cable, 5 m, non braked, 50-750 W
R88A-CAKA007BR-E | 43720 | 357992
R88A-CAKA007SR-E | 73300 | 357991 | G5 series servo motor power cable, 7 m, non braked, 50-750 W
R88A-CAKA010BR-E | 49280 | 298300 | G5 series servo brake cable, 10m, 50-750W
R88A-CAKA010SR-E | 86700 | 298276 | G5 series servo motor power cable, 10 m, non braked, 50-750 W
R88A-CAKA015BR-E | 55200 | 298301 | G5 series servo brake cable, 15m, 50-750W
R88A-CAKA015SR-E | 103000 | 298277 | G5 series servo motor power cable, 15 m, non braked, 50-750 W
R88A-CAKA020BR-E | 61100 | 298302 | G5 series servo brake cable, 20m, 50-750W
R88A-CAKA020SR-E | 119500 | 298278 | G5 series servo motor power cable, 20 m, non braked, 50-750 W
R88A-CAKA030BR-E | 83800 | 347164 | G5 series servo brake cable, 30m, 50-750W
R88A-CAKA030SR-E | 171100 | 347158 | G5 series servo motor power cable, 30 m, non braked, 50 to 750 W
R88A-CAKA040BR-E | 96850 | 347165
R88A-CAKA040SR-E | 208300 | 347159 | G5 series servo motor power cable, 40 m, non braked, 50-750W
R88A-CAKA050SR-E | 230900 | 347160 | G5 series servo motor power cable, 50 m, non braked, 50-750W
R88A-CAKC001-5S-E | 30210 | 393037 | Accessory servo, G5 motor power cable, 1.5 m
R88A-CAKC003SR-E | 50650 | 393032 | Accessory servo, G5 motor power cable, 3 m
R88A-CAKC005SR-E | 54350 | 393033 | Accessory servo, G5 motor power cable, 5 m
R88A-CAKC010SR-E | 67900 | 393034 | Accessory servo, G5 motor power cable, 10 m
R88A-CAKC015SR-E | 81450 | 393035 | Accessory servo, G5 motor power cable, 15 m
R88A-CAKC020SR-E | 94900 | 393036 | Accessory servo, G5 motor power cable, 20 m
R88A-CAKE003SR-E | 102800 | 355769 | G5 series servo motor power cable, 3 m, non braked, 6 k W to 7.5 kW
R88A-CAKE005SR-E | 120300 | 355770 | G5 series servo motor power cable, 5 m, non braked, 6 k W to 7.5 kW
R88A-CAKE010SR-E | 164500 | 355771 | G5 series servo motor power cable, 10 m, non braked, 6 k W to 7.5 kW
R88A-CAKE015SR-E | 208300 | 355772 | G5 series servo motor power cable, 15 m, non braked, 6 k W to 7.5 kW
R88A-CAKE020SR-E | 252100 | 355773 | G5 series servo motor power cable, 20 m, non braked, 6 k W to 7.5 kW
R88A-CAKF001-5BR-E | 72950 | 298285 | G5 series servo motor power cable, 1.5 m, braked, 750 W to 2 kW
R88A-CAKF003BR-E | 79650 | 298286 | G5 series servo motor power cable, 3 m, braked, 750 W to 2 kW
R88A-CAKF005BR-E | 88450 | 298287 | G5 series servo motor power cable, 5 m, braked, 750 W to 2 kW
R88A-CAKF010BR-E | 110400 | 298288 | G5 series servo motor power cable, 10 m, braked, 750 W to 2 kW
R88A-CAKF015BR-E | 132300 | 298289 | G5 series servo motor power cable, 15 m, braked, 750 W to 2 kW
R88A-CAKF020BR-E | 154600 | 298290 | G5 series servo motor power cable, 20 m, braked, 750 W to 2 kW
R88A-CAKF030BR-E | 223000 | 347161 | G5 series servo motor power cable, 30 m, braked, 750 W to 2 kW
R88A-CAKF040BR-E | 272400 | 347162
R88A-CAKF050BR-E | 315300 | 347163
R88A-CAKG003SR-E | 117700 | 355775 | G5 series servo motor power cable, 3 m, non braked, 11 k W to 15 kW
R88A-CAKG005SR-E | 145200 | 355776 | G5 series servo motor power cable, 5 m, non braked, 11 k W to 15 kW
R88A-CAKG010SR-E | 213400 | 355777 | G5 series servo motor power cable, 10 m, non braked, 11 k W to 15 kW
R88A-CAKG015SR-E | 282000 | 355778 | G5 series servo motor power cable, 15 m, non braked, 11 k W to 15 kW
R88A-CAKG020SR-E | 350300 | 355779 | G5 series servo motor power cable, 20 m, non braked, 11 k W to 15 kW
R88A-CAWA001-5S-DE | 64600 | 247778
R88A-CAWA003B-DE | 44000 | 139296 | servo motor (with brake) cable, 3 m (equivalent to DP9325253-3G)
R88A-CAWA003S-DE | 41590 | 157422 | servo motor cable, 3 m (equivalent to DP9325252-3G)
R88A-CAWA005B-DE | 53250 | 139297 | servo motor (with brake) cable, 5 m (equivalent to DP9325253 to 5G)
R88A-CAWA005S-DE | 52100 | 139294 | servo motor cable, 5 m (equivalent to DP9325252-5G)
R88A-CAWA010B-DE | 71950 | 139298 | servo motor (with brake) cable, 10 m (equivalent to DP9325253-10G)
R88A-CAWA010S-DE | 70450 | 139295 | servo motor cable, 10 m (equivalent to DP9325252-10G)
R88A-CAWA015B-DE | 93650 | 153730 | servo motor (with brake) cable, 15 m (equivalent to DP9325253-15G)
R88A-CAWA015S-DE | 93050 | 155691 | servo motor cable, 15 m (equivalent to DP9325252-15G)
R88A-CAWA020B-DE | 113800 | 139299 | servo motor (with brake) cable, 20 m (equivalent to DP9325253-20G)
R88A-CAWA020S-DE | 113100 | 146112 | servo motor cable, 20 m (equivalent to DP9325252-20G)
R88A-CAWA025S-DE | 139100 | 245962 | Sigma II/V servo motor cable, 25 m
R88A-CAWA035S-DE | 219100 | 332599
R88A-CAWB003B-DE | 58500 | 139209 | Sigma II/V servo motor (with brake) cable, 3 m (equivalent to DP93252553G)
R88A-CAWB003S-DE | 48250 | 139204 | Sigma II/V servo motor cable, 3 m (equivalent to DP93252543G)
R88A-CAWB005B-DE | 71050 | 139210 | Sigma II/V servo motor (with brake) cable, 5 m (equivalent to DP93252555G)
R88A-CAWB005S-DE | 58500 | 139205 | Sigma II/V servo motor cable, 5 m (equivalent to DP93252545G)
R88A-CAWB010B-DE | 102400 | 149306 | Sigma II/V servo motor (with brake) cable, 10 m (equivalent to DP932525510G)
R88A-CAWB010S-DE | 84800 | 139206 | Sigma II/V servo motor cable, 10 m (equivalent to DP932525410G)
R88A-CAWB015B-DE | 129300 | 139211 | Sigma II/V servo motor (with brake) cable, 15 m (equivalent to DP932525515G)
R88A-CAWB015S-DE | 108600 | 139207 | Sigma II/V servo motor cable, 15 m (equivalent to DP932525415G)
R88A-CAWB020S-DE | 133800 | 139208 | Sigma II/V servo motor cable, 20 m (equivalent to DP932525420G)
R88A-CAWC003B-E | 38620 | 139434 | Sigma II brake cable for all 415 V motors, 3m (use with relevant power cable) (straight connector, JZSP-CMM02BR-03G is right-angled)
R88A-CAWC003S-E | 59650 | 139430 | Sigma II power cable for 0.45, 0.85, 1, 1.3, 1.5, 2 k W motors, 3 m
R88A-CAWC005B-E | 41790 | 143871 | Sigma II brake cable for all 415 V motors, 5m (use with relevant power cable) (straight connector, JZSP-CMM02BR-05G is right-angled)
R88A-CAWC005S-E | 65250 | 139431 | Sigma II power cable for 0.45, 0.85, 1, 1.3, 1.5, 2 k W motors, 5 m
R88A-CAWC010B-E | 48990 | 147180 | Sigma II brake cable for all 415 V motors, 10m (use with relevant power cable) (straight connector, JZSP-CMM02BR-10G is right-angled)
R88A-CAWC010S-E | 79150 | 142781 | Sigma II power cable for 0.45, 0.85, 1, 1.3, 1.5, 2 k W motors, 10 m
R88A-CAWC015B-E | 58700 | 139435 | Sigma II brake cable for all 415 V motors, 15m (use with relevant power cable) (straight connector, JZSP-CMM02BR-15G is right-angled)
R88A-CAWC015S-E | 99600 | 139432 | Sigma II power cable for 0.45, 0.85, 1, 1.3, 1.5, 2 k W motors, 15 m
R88A-CAWC020B-E | 66000 | 139436 | Sigma II brake cable for all 415 V motors, 20m (use with relevant power cable) (straight connector, JZSP-CMM02BR-20G is right-angled)
R88A-CAWC020S-E | 115800 | 139433 | Sigma II power cable for 0.45, 0.85, 1, 1.3, 1.5, 2 k W motors, 20 m
R88A-CAWC030S-E | 148500 | 232749 | Sigma II 30 m power cable
R88A-CAWC050B-E | 128300 | 138791
R88A-CAWD001-5S-E | 63400 | 247779
R88A-CAWD003S-E | 65250 | 139437 | Sigma II power cable for 1.8, 2.9, 3, 4, 5 k W motors, 3 m
R88A-CAWD005S-E | 74850 | 152680 | Sigma II power cable for 1.8, 2.9, 3, 4, 5 k W motors, 5 m
R88A-CAWD010S-E | 88350 | 139438 | Sigma II power cable for 1.8, 2.9, 3, 4, 5 k W motors, 10 m
R88A-CAWD015S-E | 110800 | 139439 | Sigma II power cable for 1.8, 2.9, 3, 4, 5 k W motors, 15 m
R88A-CAWD020S-E | 128600 | 154919 | Sigma II power cable for 1.8, 2.9, 3, 4, 5 k W motors, 20 m
R88A-CAWD030S-E 1 | 192700 | 237485
R88A-CAWD050S-E | 279400 | 138790
R88A-CAWF003S-E | 90350 | 138833 | Sigma II motor cable for 5.5 k W motors, 3 m (straight connector, similar JZSP-CMM02D55-03G is right-angled)
R88A-CAWF005S-E | 100300 | 138836 | Sigma II motor cable for 5.5 k W motors, 5 m (straight connector, similar JZSP-CMM02D55-05G is right-angled)
R88A-CAWF010S-E | 125200 | 151433 | Sigma II motor cable for 5.5 k W motors, 10 m (straight connector, similar JZSP-CMM02D55-10G is right-angled)
R88A-CAWF015S-E | 149100 | 138839 | Sigma II motor cable for 5.5 k W motors, 15 m (straight connector, similar JZSP-CMM02D55-15G is right-angled)
R88A-CAWF020S-E | 173200 | 138843 | Sigma II motor cable for 5.5 k W motors, 20 m (straight connector, similar JZSP-CMM02D55-20G is right-angled)
R88A-CAWG001-5S-E | 48910 | 392876 | Sigma II motor cable for 4.4 k W motors, 1.5 m
R88A-CAWG003S-E | 67550 | 150202 | Sigma II motor cable for 4.4 k W motors, 3 m (straight connector, similar JZSP-CMM02D44-03G is right-angled)
R88A-CAWG005S-E | 77650 | 138835 | Sigma II motor cable for 4.4 k W motors, 5 m (straight connector, similar JZSP-CMM02D44-05G is right-angled)
R88A-CAWG010S-E | 104500 | 156912 | Sigma II motor cable for 4.4 k W motors, 10 m (straight connector, similar JZSP-CMM02D44-10G is right-angled)
R88A-CAWG015S-E | 130700 | 138838 | Sigma II motor cable for 4.4 k W motors, 15 m (straight connector, similar JZSP-CMM02D44-15G is right-angled)
R88A-CAWG020S-E | 156900 | 138842 | Sigma II motor cable for 4.4 k W motors, 20 m (straight connector, similar JZSP-CMM02D44-15G is right-angled)
R88A-CAWH003S-E | 96100 | 142693 | Sigma II motor cable for 7.5 & 11 k W motors, 3 m (straight connector, similar JZSP-CMM02D1 A-03G is right-angled)
R88A-CAWH005S-E | 111600 | 148062 | Sigma II motor cable for 7.5 & 11 k W motors, 5 m (straight connector, similar JZSP-CMM02D1 A-05G is right-angled)
R88A-CAWH010S-E | 147700 | 158096 | Sigma II motor cable for 7.5 & 11 k W motors, 10 m (straight connector, similar JZSP-CMM02D1 A-10G is right-angled)
R88A-CAWH015S-E | 182900 | 138840 | Sigma II motor cable for 7.5 & 11 k W motors, 15 m (straight connector, similar JZSP-CMM02D1 A-15G is right-angled)
R88A-CAWH020S-E | 218900 | 103756 | Sigma II motor cable for 7.5 & 11 k W motors, 20 m (straight connector, similar JZSP-CMM02D1 A-15G is right-angled)
R88A-CAWH030S-E | 479100 | 298165
R88A-CAWJ003S-E | 131900 | 138834 | Sigma II motor cable for 15 k W motors, 3 m (straight connector, similar JZSP-CMM02D1E-05G is right-angled)
R88A-CAWJ010S-E | 211700 | 138837 | Sigma II motor cable for 15 k W motors, 10 m (straight connector, similar JZSP-CMM02D1E-05G is right-angled)
R88A-CAWJ020S-E | 355800 | 138844 | Sigma II motor cable for 15 k W motors, 20 m (straight connector, similar JZSP-CMM02D1E-05G is right-angled)
R88A-CAWK001-5S-DE | 53000 | 355665 | Sigma II/V servo motor power cable (400 V without brake), 1.5 m
R88A-CAWK003B-DE | 62750 | 138781 | Sigma II/V, Servo motor (with brake) cable, 3 m
R88A-CAWK003S-DE | 55650 | 158042 | Sigma II/V servo motor power cable (400 V without brake), 3 m
R88A-CAWK005B-DE | 77350 | 138783 | Sigma II/V, Servo motor (with brake) cable, 5 m
R88A-CAWK005S-DE | 60050 | 138782 | Sigma II/V servo motor power cable (400 V without brake), 5 m
R88A-CAWK010B-DE | 93050 | 138785 | Sigma II/V, Servo motor (with brake) cable, 10 m
R88A-CAWK010S-DE | 75100 | 138784 | Sigma II/V servo motor power cable (400 V without brake), 10 m
R88A-CAWK015B-DE | 109600 | 138786 | Sigma II/V, Servo motor (with brake) cable, 15 m
R88A-CAWK015S-DE | 93600 | 104588 | Sigma II/V servo motor power cable (400 V without brake), 15 m
R88A-CAWK020B-DE | 127200 | 138780 | Sigma II/V, Servo motor (with brake) cable, 20 m
R88A-CAWK020S-DE | 109100 | 138787 | Sigma II/V servo motor power cable (400 V without brake), 20 m
R88A-CAWL001-5S-DE | 37200 | 374337
R88A-CAWL003S-DE | 56900 | 171439 | Linear power cable, 3 m, 400 V, for SGLFW/TW
R88A-CAWL005S-DE | 64350 | 171446 | Linear power cable, 5 m, 400 V, for SGLFW/TW
R88A-CAWL010S-DE | 80700 | 171449 | Linear power cable, 10 m, 400 V, for SGLFW/TW
R88A-CAWL015S-DE | 126900 | 171450 | Linear power cable, 15 m, 400 V, for SGLFW/TW
R88A-CAWL020S-DE | 160000 | 171451 | Linear power cable, 20 m, 400 V, for SGLFW/TW
R88A-CCG002P2 | 52150 | 700317 | PC cable for SmartStep 2, G- and G5-series
R88A-CCM001P5-E | 15770 | 241824 | Spliter cable, 1m
R88A-CCM002P4-E | 17430 | 321832 | Programming cable, 2 m (port 0)
R88A-CCW002P2-V1-OEE-I | 87400 | 187996
R88A-CFKA001-5CR-E | 51400 | 354076 | Extension cable from linear encoder to serial converter, 1.5m
R88A-CFKA003CR-E | 54850 | 354077 | Extension cable from linear encoder to serial converter, 3m
R88A-CFKA005CR-E | 59300 | 354078 | Extension cable from linear encoder to serial converter, 5m
R88A-CFKA010CR-E | 70900 | 354079 | Extension cable from linear encoder to serial converter, 10m
R88A-CFKA015CR-E | 85550 | 354080 | Extension cable from linear encoder to serial converter, 15m
R88A-CFKB001-5CR-E | 48960 | 354071 | Extension cable from Hall and Temperature sensors to Serial Converter, 1.5m
R88A-CFKB003CR-E | 52400 | 354072 | Extension cable from Hall and Temperature sensors to Serial Converter, 3m
R88A-CFKB005CR-E | 56950 | 354073 | Extension cable from Hall and Temperature sensors to Serial Converter, 5m
R88A-CFKB010CR-E | 69550 | 354074 | Extension cable from Hall and Temperature sensors to Serial Converter, 10m
R88A-CFKB015CR-E | 83250 | 354075 | Extension cable from Hall and Temperature sensors to Serial Converter, 15m
R88A-CFKC003CR-E | 36440 | 375382 | Extension cable 3m from Renishaw linear encoder to serial converter
R88A-CMK001S | 10290 | 678728 | Analog monitor cable, 1 m
R88A-CMX001-J1-E | 91200 | 139370 | I/O connection cable, terminal block to MC unit, 1 cable per MC unit, 40 pin.
R88A-CMX001-S-E | 77850 | 139369 | I/O connection cable, terminal block to MC unit, 1 cable per MC unit, 26 pin.
R88A-CN101A | 23580 | 674155 | 1S motor connector (CNC) for 230 V, 0.1 to 1 kW
R88A-CN101B | 27540 | 673342 | 1S Brake interlock connector (CN12)
R88A-CN101C | 51450 | 674150 | 1S control I/O connector (CN1)
R88A-CN101D | 88950 | 701155 | 1S main circuit connector E (CNE) for 400 V, 5.5 to 7.5 kW
R88A-CN101E | 51350 | 701157 | 1S main circuit connector B (CNB) for 400 V,15 kW
R88A-CN101P | 25570 | 674153 | 1S control power supply connector (CND) for 230 V, 1.5 to 3 kW and 400 V, 0.6 to 3 kW
R88A-CN101R | 30250 | 673346 | 1S connector for encoder cable (drive side)
R88A-CN101S | 16790 | 701160 | 1SA Safety signal connector (CN14)
R88A-CN102A | 44420 | 674154 | 1S motor connector (CNC) for 230 V, 1.5 to 3 kW and 400 V, 0.6 to 3 kW
R88A-CN102C | 18640 | 701162 | 1SA control I/O connector (CN1)
R88A-CN102P | 36540 | 674151 | 1S main circuit connector (CNA) for 230 V, 0.1 to 1 kW
R88A-CN102S | 6400 | 701161 | 1SA Safe brake control connector (CN15)
R88A-CN103A | 91350 | 701156 | 1S motor connector (CNC) for 400 V, 5.5 to 15 kW
R88A-CN103P | 49590 | 674152 | 1S main circuit connector A (CNA) for 230 V, 1.5 to 3 kW and 400 V, 0.6 to 3 kW
R88A-CN105P | 78250 | 701158 | 1S control power supply connector (CND)for 400 V, 5.5 to 15 kW
R88A-CN105R | 32200 | 692889 | 1S connector for encoder cable (motor side); for 400 V and from 900 W, 230 V motors
R88A-CN106P | 110300 | 701153 | 1S main circuit connector A (CNA) for 400 V, 5.5 to 7.5 kW
R88A-CN107P | 96050 | 701154 | 1S main circuit connector B (CNB) for 400 V, 5.5 to 7.5 kW
R88A-CN108P | 68000 | 701159 | 1S main circuit connector A (CNA) for 400 V,15 kW
R88A-CN111A | 36530 | 673344 | 1S connector for power cable (motor side); for 100-750 W, 230 V motors
R88A-CN111B | 27750 | 673343 | 1S connector for brake cable (motor side)
R88A-CNG01A | 4333 | 292061 | Servo motor connector for servo motor power cable
R88A-CNG01B | 3176 | 292063 | Brake cable connector G/SmartStep 2 motor side
R88A-CNG01R | 5465 | 292059 | Servo motor connector for absolute encoder cable G-Series 50-750 W
R88A-CNG02R | 4618 | 678730 | Servo motor connector for incremental encoder cable G-Series 50 to 750 W
R88A-CNK02R | 12680 | 294392 | Encoder cable connector, motor side, models up to 750 W
R88A-CNK04R-E | 25710 | 329419 | Encoder cable connector, motor side: R88M-K(1K0/1K5)30(H/T), -K(750/1K0/1K5/2K0/3K0/4K0/5K0)30(F/C), -K(400/600/1K0/1K5/2K0/3K0/4K0/5K0)20, -K(900/2K0/3K0)10
R88A-CNK11A | 20720 | 294393 | Motor power cable connector, motor side, models up to 750 W
R88A-CNK11B | 27030 | 354777 | Connector for breaking cable R88M-K(050/100/200/400/750)30(H/T)-BS2
R88A-CNK41L | 10930 | 294101 | G5 series servo external encoder connector [for CN4]
R88A-CNK81S | 7500 | 678726 | Accessory servo, G5, safety I/O signal connector (CN8)
R88A-CNU01C | 13050 | 678723 | Servo control I/O connector
R88A-CNU11C | 16920 | 678727 | Connector for CN1, control I/O [analog/ pulse model only]
R88A-CNW01C | 10840 | 678729 | G5 Servo I/O connector kit for CN1, network type drives only
R88A-CNW01R | 18950 | 678725 | Encoder cable connector [CN2], drive side, all models
R88A-CPG001M1 | 53700 | 292050 | Control cable for CS1W-MC221/421, C200H-MC221, 1 axis, 1m
R88A-CPG001M2 | 84150 | 292054 | Control cable for CS1W-MC221/421, C200H-MC221, 2 axes, 1m
R88A-CPG001S | 44940 | 292048 | General purpose servo control cable, 1m
R88A-CPG002M1 | 58700 | 292051 | Control cable for CS1W-MC221/421, C200H-MC221, 1 axis, 2m
R88A-CPG002M2 | 88100 | 292055 | Control cable for CS1W-MC221/421, C200H-MC221, 2 axes, 2 m
R88A-CPG002S | 53600 | 292049 | General purpose servo control cable, 2m
R88A-CPG003M1 | 62850 | 292052 | Control cable for CS1W-MC221/421, C200H-MC221, 1 axis, 3m
R88A-CPG003M2 | 98600 | 292056 | Control cable for CS1W-MC221/421, C200H-MC221, 2 axes, 3m
R88A-CPG005M1 | 70600 | 292053 | Control cable for CS1W-MC221/421, C200H-MC221, 1 axis, 5m
R88A-CPG005M2 | 110800 | 292057 | Control cable for CS1W-MC221/421, C200H-MC221, 2 axes, 5m
R88A-CPGB001S-E | 44830 | 349412 | General purpose I/O cable (CN1)for G5 EtherCAT driver, 1m
R88A-CPGB002S-E | 47680 | 349413 | General purpose I/O cable (CN1)for G5 EtherCAT driver, 2 m
R88A-CPKB001S-E | 38990 | 349414 | General purpose I/O cable (CN1)for G5 EtherCAT driver, 1m
R88A-CPKB002S-E | 42950 | 349415 | General purpose I/O cable (CN1)for G5 EtherCAT driver, 2m
R88A-CPU001-S | 32980 | 243829 | Smart Step series servo control cable, 1 m
R88A-CPU002-S | 41510 | 244353 | Smart Step series servo control cable, 2 m
R88A-CPW001-S | 50500 | 241775 | Sigma II servo driver CN1 interface cable with flying leads, 1 m
R88A-CR1A001-5CF-E | 41790 | 670619 | 1S series servo encoder cable, 1.5m, 230V: 50-750W
R88A-CR1A003CF-E | 44420 | 670612 | 1S series servo encoder cable, 3m, 230V: 50-750W
R88A-CR1A005CF-E | 47010 | 670623 | 1S series servo encoder cable, 5m, 230V: 50-750W
R88A-CR1A010CF-E | 57550 | 670620 | 1S series servo encoder cable, 10m, 230V: 50-750W
R88A-CR1A015CF-E | 65350 | 670624 | 1S series servo encoder cable, 15m, 230V: 50-750W
R88A-CR1A020CF-E | 75900 | 670613 | 1S series servo encoder cable, 20m, 230V: 50-750W
R88A-CR1A030CF-E | 99300 | 670615 | 1S series servo encoder cable, 30m, 230V: 50-750W
R88A-CR1A040CF-E | 125500 | 670614 | 1S series servo encoder cable, 40m, 230V: 50-750W
R88A-CR1A050CF-E | 151800 | 670617 | 1S series servo encoder cable, 50m, 230V: 50-750W
R88A-CR1B001-5NF-E | 49640 | 670621 | 1S series servo encoder cable, 1.5m, 230V: 900W-1.5kW, 400V: 400W-15kW
R88A-CR1B003NF-E | 52250 | 670616 | 1S series servo encoder cable, 3m, 230V: 900W-1.5kW, 400V: 400W-15kW
R88A-CR1B005NF-E | 54900 | 670618 | 1S series servo encoder cable, 5m, 230V: 900W-1.5kW, 400V: 400W-15kW
R88A-CR1B010NF-E | 65350 | 670622 | 1S series servo encoder cable, 10m, 230V: 900W-1.5kW, 400V: 400W-15kW
R88A-CR1B015NF-E | 75900 | 670625 | 1S series servo encoder cable, 15m, 230V: 900W-1.5kW, 400V: 400W-15kW
R88A-CR1B020NF-E | 88900 | 670626 | 1S series servo encoder cable, 20m, 230V: 900W-1.5kW, 400V: 400W-15kW
R88A-CR1B025NF-E | 120200 | 688383 | 1S series servo encoder cable, 25m, 230V: 900W-1.5kW, 400V: 400W-3kW
R88A-CR1B030NF-E | 115200 | 670629 | 1S series servo encoder cable, 30m, 230V: 900W-1.5kW, 400V: 400W-15kW
R88A-CR1B040NF-E | 144000 | 670628 | 1S series servo encoder cable, 40m, 230V: 900W-1.5kW, 400V: 400W-15kW
R88A-CR1B050NF-E | 185800 | 670627 | 1S series servo encoder cable, 50m, 230V: 900W-1.5kW, 400V: 400W-15kW
R88A-CRGA001-5CR-E | 39620 | 294075 | G-Series servo encoder cable, 1.5 m, absolute encoder type, 50 to 750 W
R88A-CRGA003CR-E | 43580 | 294076 | G-Series servo encoder cable, 3 m, absolute encoder type, 50 to 750 W
R88A-CRGA005CR-E | 49110 | 294077 | G-Series servo encoder cable, 5 m, absolute encoder type, 50 to 750 W
R88A-CRGA010CR-E | 63100 | 294078 | G-Series servo encoder cable, 10 m, absolute encoder type, 50 to 750 W
R88A-CRGA015CR-E | 76950 | 294079 | G-Series servo encoder cable, 15 m, absolute encoder type, 50 to 750 W
R88A-CRGA020CR-E | 90650 | 294080 | G-Series servo encoder cable, 20 m, absolute encoder type, 50 to 750 W
R88A-CRGA030CR-E | 132900 | 333802 | G-Series servo encoder cable, 30 m, absolute encoder type, 50 to 750 W
R88A-CRGB001-5CR-E | 35330 | 281397 | Servo encoder cable, 1.5 m, incremental encoder type, 50 to 750 W
R88A-CRGB003CR-E | 39940 | 281398 | Servo encoder cable, 3 m, incremental encoder type, 50 to 750 W
R88A-CRGB005CR-E | 45260 | 281399 | Servo encoder cable, 5 m, incremental encoder type, 50 to 750 W
R88A-CRGB010CR-E | 59150 | 281400 | Servo encoder cable, 10 m, incremental encoder type, 50 to 750 W
R88A-CRGB015CR-E | 73400 | 281401 | Servo encoder cable, 15 m, incremental encoder type, 50 to 750 W
R88A-CRGB020CR-E | 87350 | 281402 | Servo encoder cable, 20 m, incremental encoder type, 50 to 750 W
R88A-CRGB030CR-E | 127900 | 347155 | Servo encoder cable, 30 m, incremental encoder type, 50 to 750 W
R88A-CRGB040CR-E | 159200 | 347156 | Servo encoder cable, 40 m, incremental encoder type, 50 to 750 W
R88A-CRGB050CR-E | 183700 | 347157 | Servo encoder cable, 50 m, incremental encoder type, 50 to 750 W
R88A-CRGC003NR-E | 71200 | 301750 | Servo encoder cable, 3m, absolute encoder type, 900 W-1.5 kW
R88A-CRGC005NR-E | 76100 | 301751 | Servo encoder cable, 5m, absolute encoder type, 900 W-1.5 kW
R88A-CRGC010NR-E | 87850 | 301752 | Servo encoder cable, 10m, absolute encoder type, 900 W-1.5 kW
R88A-CRGC015NR-E | 99800 | 301753 | Servo encoder cable, 15m, absolute encoder type, 900 W-1.5 kW
R88A-CRGC020NR-E | 105100 | 301754 | Servo encoder cable, 20m, absolute encoder type, 900 W-1.5 kW
R88A-CRGD0R3C | 37750 | 292058 | Absolute encoder battery cable [battery not inlcuded]
R88A-CRGD0R3C-BS | 67400 | 292064 | Absolute encoder battery cable [BAT01G included]
R88A-CRKA001-5CR-E | 35750 | 298261 | G5 series servo encoder cable, 1.5 m, 50 to 750 W
R88A-CRKA003CR-E | 40870 | 298262 | G5 series servo encoder cable, 3 m, 50 to 50 W
R88A-CRKA005CR-E | 46360 | 301748 | G5 series servo encoder cable, 5 m, 50 to 750 W
R88A-CRKA007CR-E | 45390 | 357990 | G5 series servo encoder cable, 7 m, 50 to 750 W
R88A-CRKA010CR-E | 60150 | 298264 | G5 series servo encoder cable, 10 m, 50 to 750 W
R88A-CRKA015CR-E | 74000 | 298265 | G5 series servo encoder cable, 15 m, 50 to 750 W
R88A-CRKA020CR-E | 87850 | 298266 | G5 series servo encoder cable, 20 m, 50 to 750 W
R88A-CRKA030CR-E | 143400 | 347145 | G5 series servo encoder cable, 30 m, 50 to 750 W
R88A-CRKA040CR-E | 174600 | 347146 | G5 series servo encoder cable, 40 m, 50 to 750 W
R88A-CRKA050CR-E | 201400 | 347147 | G5 series servo encoder cable, 50 m, 50 to 750 W
R88A-CRKC001-5NR-E | 46190 | 301010 | G5 series servo encoder cable, 1.5 m, 200 V: 1 to 1.5 kW, 400 V: 400 W to 5 kW
R88A-CRKC003NR-E | 50350 | 301011 | G5 series servo encoder cable, 3 m, 200 V: 1 to 1.5 kW, 400 V: 400 W to 5 kW
R88A-CRKC005NR-E | 55850 | 298269 | G5 series servo encoder cable, 5 m, 200 V: 1 to 1.5 kW, 400 V: 400 W to 5 kW
R88A-CRKC006NR-E | 51250 | 364069 | G5 series servo encoder cable, 6 m, 1 kW to 15 kW
R88A-CRKC010NR-E | 69700 | 298270 | G5 series servo encoder cable, 10 m, 200 V: 1 to 1.5 kW, 400 V: 400 W to 5 kW
R88A-CRKC015NR-E | 83500 | 298271 | G5 series servo encoder cable, 15 m, 200 V: 1 to 1.5 kW, 400 V: 400 W to 5 kW
R88A-CRKC020NR-E | 97250 | 298272 | G5 series servo encoder cable, 20 m, 200 V: 1 to 1.5 kW, 400 V: 400 W to 5 kW
R88A-CRKC030NR-E | 140700 | 341857 | G5 series servo encoder cable, 30 m, 200 V: 1 to 1.5 kW, 400 V: 400 W to 5 kW
R88A-CRKC040NR-E | 172100 | 347148 | G5 series servo encoder cable, 40 m, 200 V: 1 to 1.5 kW, 400 V: 400 W to 5 kW
R88A-CRKC050NR-E | 203200 | 347149 | G5 series servo encoder cable, 50 m, 200 V: 1 to 1.5 kW, 400 V: 400 W to 5 kW
R88A-CRKC100NR-E | 285100 | 372280 | G5 series servo encoder cable, 100 m, 200 V: 1 to 1.5 kW, 400 V: 400 W to 5 kW
R88A-CRKM005SR-E | 54400 | 349416 | Accurax G5 external encoder cable for CN4, 5m
R88A-CRKM010SR-E | 70600 | 349417 | Accurax G5 external encoder cable for CN4, 10m
R88A-CRKM020SR-E | 102800 | 349418 | Accurax G5 external encoder cable for CN4, 20m
R88A-CRKN001-5CR-E | 52950 | 354065 | Accurax G5 linear drive to serial converter cable, 1.5m
R88A-CRKN003CR-E | 57150 | 354066 | Accurax G5 linear drive to serial converter cable 3m
R88A-CRKN005CR-E | 62700 | 354067 | Accurax G5 linear drive to serial converter cable, 5m
R88A-CRKN010CR-E | 76800 | 354068 | Accurax G5 linear drive to serial converter cable 10m
R88A-CRKN015CR-E | 90700 | 354069 | Accurax G5 linear drive to serial converter cable 15m
R88A-CRKN020CR-E | 104700 | 354070 | Accurax G5 linear drive to serial converter cable 20m
R88A-CRWA001-5C-DE | 97750 | 247776 | Servo encoder cable, 1.5 m
R88A-CRWA003C-DE | 60050 | 139213 | servo encoder cable, 3m (equivalent to DP9325256-3G)
R88A-CRWA005C-DE | 71150 | 139214 | servo encoder cable, 5m (equivalent to DP9325256-5G)
R88A-CRWA010C-DE | 84800 | 139215 | servo encoder cable, 10m (equivalent to DP9325256-10G)
R88A-CRWA015C-DE | 104200 | 139216 | servo encoder cable, 15m (equivalent to DP9325256-15G)
R88A-CRWA020C-DE | 119800 | 139217 | servo encoder cable, 20m (equivalent to DP9325256-20G)
R88A-CRWA025C-DE | 142800 | 245963 | Sigma II servo encoder cable, 25 m
R88A-CRWA035C-DE | 232800 | 332600
R88A-CRWB001-5N-E | 114600 | 247777
R88A-CRWB003N-E | 76250 | 155713 | Sigma II encoder cable for 415 V motors, 3m (straight connector, similar JZSP-CMP02-3G is right-angled)
R88A-CRWB005N-E | 82700 | 139427 | Sigma II encoder cable for 415 V motors, 5m (straight connector, similar JZSP-CMP02-5G is right-angled)
R88A-CRWB010N-E | 91150 | 157478 | Sigma II encoder cable for 415 V motors, 10m (straight connector, similar JZSP-CMP02-10G is right-angled)
R88A-CRWB015N-E | 110800 | 139428 | Sigma II encoder cable for 415 V motors, 15 m (straight connector, similar JZSP-CMP02-15G is right-angled)
R88A-CRWB020N-E | 122800 | 139429 | Sigma II encoder cable for 415 V motors, 20m (straight connector, similar JZSP-CMP02-20G is right-angled)
R88A-CRWB030N-E | 155300 | 232750 | Sigma II servo encoder cabel, 30 m
R88A-CRWB050N-E | 231000 | 146983
R88A-CTW001N | 55250 | 245941 | I/O connection cable, servo driver CN1 to I/O terminal block (XW2B-50G5), 1 m
R88A-CX1A003BF | 145300 | 693618 | 1SA series servo hybrid cable, 3 m, with brake, 230V: 200-750W
R88A-CX1A003SF | 112100 | 693623 | 1SA series servo hybrid cable, 3 m, non braked, 230V: 200-750W
R88A-CX1A005BF | 163800 | 693619 | 1SA series servo hybrid cable, 5 m, with brake, 230V: 200-750W
R88A-CX1A005SF | 130900 | 693624 | 1SA series servo hybrid cable, 5 m, non braked, 230V: 200-750W
R88A-CX1A010BF | 191800 | 693620 | 1SA series servo hybrid cable, 10 m, with brake, 230V: 200-750W
R88A-CX1A010SF | 158900 | 693625 | 1SA series servo hybrid cable, 10 m, non braked, 230V: 200-750W
R88A-CX1A015BF | 229300 | 693621 | 1SA series servo hybrid cable, 15 m, with brake, 230V: 200-750W
R88A-CX1A015SF | 196300 | 693626 | 1SA series servo hybrid cable, 15 m, non braked, 230V: 200-750W
R88A-CX1A020BF | 275900 | 693622 | 1SA series servo hybrid cable, 20 m, with brake, 230V: 200-750W
R88A-CX1A020SF | 243000 | 693627 | 1SA series servo hybrid cable, 20 m, non braked, 230V: 200-750W
R88A-CX1AE10BF | 201900 | 693628 | 1SA series servo EXTENSION hybrid cable, 10 m, 230V: 200-750W
R88A-CX1AE20BF | 302500 | 693629 | 1SA series servo EXTENSION hybrid cable, 20 m, 230V: 200-750W
R88A-CX1BE10BF | 210500 | 695502 | 1SA series servo EXTENSION hybrid cable, 10 m, 230 V: 1 kW to 1.5 kW, 400 V: 750 W to 3 kW
R88A-CX1BE20BF | 298900 | 695501 | 1SA series servo EXTENSION hybrid cable, 20 m, 230 V: 1 kW to 1.5 kW, 400 V: 750 W to 3 kW
R88A-CX1C003BF | 158900 | 695507 | 1SA series servo hybrid cable, 3 m, with brake, 230V: 1 kW to 1.5 kW, 400 V: 750 W to 3 kW
R88A-CX1C003SF | 126400 | 695512 | 1SA series servo hybrid cable, 3 m, non braked, 230 V: 1 kW to 1.5 kW, 400 V: 750 W to 3 kW
R88A-CX1C005BF | 177600 | 695506 | 1SA series servo hybrid cable, 5 m, with brake, 230V: 1 kW to 1.5 kW, 400 V: 750 W to 3 kW
R88A-CX1C005SF | 145300 | 695511 | 1SA series servo hybrid cable, 5 m, non braked, 230 V: 1 kW to 1.5 kW, 400 V: 750 W to 3 kW
R88A-CX1C010BF | 205700 | 695505 | 1SA series servo hybrid cable, 10 m, with brake, 230 V: 1 kW to 1.5 kW, 400V: 750 W to 3 kW
R88A-CX1C010SF | 173200 | 695510 | 1SA series servo hybrid cable, 10 m, non braked, 230 V: 1 kW to 1.5 kW, 400 V: 750 W to 3 kW
R88A-CX1C015BF | 243000 | 695504 | 1SA series servo hybrid cable, 15 m, with brake, 230 V: 1 kW to 1.5 kW, 400 V: 750 W to 3 kW
R88A-CX1C015SF | 210500 | 695509 | 1SA series servo hybrid cable, 15 m, non braked, 230 V: 1 kW to 1.5 kW, 400 V: 750 W to 3 kW
R88A-CX1C020BF | 289800 | 695503 | 1SA series servo hybrid cable, 20 m, with brake, 230 V: 1 kW to 1.5 kW, 400 V: 750 W to 3 kW
R88A-CX1C020SF | 257300 | 695508 | 1SA series servo hybrid cable, 20 m, non braked, 230 V: 1 kW to 1.5 kW, 400 V: 750 W to 3 kW
R88A-CSK003S-E | 17990 | 413679 | Servo drive, accessory, safety cable, 3m, G5 (CN8) - open wires
R88A-DBR30004 | 103000 | 708082 | Servo accessory, external dynamic brake resistor, 4 ohm
R88A-FI1S103 | 107400 | 671216 | 1S Servo RFI filter; 230 VAC single-phase, for 100 and 200 W drives
R88A-FI1S103-SE | 26660 | 670528 | 1S Servo RFI filter; 230 VAC single-phase, for 100 and 200 W drives
R88A-FI1S105 | 128100 | 671218 | 1S Servo RFI filter; 230 VAC single-phase, for 400 W drives
R88A-FI1S105-SE | 29300 | 670529 | 1S Servo RFI filter; 230 VAC single-phase, for 400 W drives
R88A-FI1S108-SE | 29300 | 670527 | 1S Servo RFI filter; 230 VAC single-phase, for 800 W drives
R88A-FI1S109 | 146600 | 671219 | 1S Servo RFI filter; 230 VAC single-phase, for 800 W drives
R88A-FI1S116 | 159700 | 671213 | 1S Servo RFI filter; 230 VAC single-phase, for 1.5 kW drives
R88A-FI1S116-SE | 37280 | 670531 | 1S Servo RFI filter; 230 VAC single-phase, for 1.5 kW drives
R88A-FI1S202 | 104600 | 671217 | 1S Servo RFI filter; 200 VAC (3-phase input), for 100 and 200 W drives
R88A-FI1S203 | 128100 | 671220 | 1S Servo RFI filter; 200 VAC (3-phase input), for 400 W drives
R88A-FI1S208 | 146600 | 671215 | 1S Servo RFI filter; 200 VAC (3-phase input), for 800 W to 1 kW drives
R88A-FI1S216 | 177800 | 671214 | 1S Servo RFI filter; 200 VAC (3-phase input), for 1.5 kW to 3 kW drives
R88A-FI1S309 | 201400 | 671221 | 1S Servo RFI filter; 400 VAC , for 600 W to 3 kW drives
R88A-FI1S309-SE | 39930 | 670530 | 1S Servo RFI filter; 400 VAC , for 600 W to 3 kW drives
R88A-FI1S330-SE | 79600 | 689239 | 1S Servo RFI filter; 400 VAC , for 5.5 kW to 7.5 kW drives
R88A-FI1S350-SE | 120500 | 689240 | 1S Servo RFI filter; 400 VAC , for 15 kW drives
R88A-FI1SA108-SE | 35080 | 690847 | 1SA Servo RFI filter; 230 VAC single-phase, for 200 W to 800 W drives
R88A-FI1SA116-SE | 46080 | 690848 | 1SA Servo RFI filter; 230 VAC single-phase, for 1.5 kW drives
R88A-FI1SA309-SE | 46580 | 690849 | 1SA Servo RFI filter; 400 VAC , for 1 kW to 3 kW drives
R88A-FI5-1005-RE | 23030 | 243016 | Sigma V RFI Filter (Rasmi) 200 VAC single phase, 5 A (100 W, 200 W, 400 W)
R88A-FI5-1009-RE | 30390 | 243017 | Sigma V RFI Filter (Rasmi) 200 VAC single phase, 9 A (750 W)
R88A-FI5-1016-RE | 37410 | 260679 | Sigma V RFI Filter (Rasmi) 200 VAC single phase, 16 A
R88A-FI5-3004-RE | 33310 | 243018 | Sigma V RFI Filter (Rasmi) 400 VAC three phase, 4 A (450 W, 800 W, 1 kW, 1.5 kW)
R88A-FI5-3008-RE | 47690 | 243019 | Sigma V RFI Filter (Rasmi) 400 VAC three phase, 8 A (2 kW, 3 kW)
R88A-FI5-3012-RE | 50100 | 243020 | Sigma V RFI Filter (Rasmi) 400 VAC three phase, 12 A (5 kW)
R88A-FI5-3022-RE | 44220 | 380880 | Sigma V RFI filter (Rasmi) 400 VAC three phase, 22 A
R88A-FI5-3044-RE | 56350 | 380831 | Sigma V RFI filter (Rasmi) 400 VAC three phase, 44 A
R88A-FIK102-RE | 23560 | 283802 | G/G5 series RFI filter; 2.4 A, 250 VAC, for 100 and 200 W models
R88A-FIK102-SE | 20700 | 668904 | G/G5 series RFI filter; 2.4 A, 230 VAC, for 100 and 200 W models
R88A-FIK104-RE | 23560 | 283803 | G/G5 series RFI filter; 4.1 A, 250 VAC, for 400 W models
R88A-FIK104-SE | 19120 | 668897 | G/G5 series RFI filter; 4.1 A, 230 VAC, for 400 W models
R88A-FIK107-RE | 27100 | 283804 | G/G5 series RFI filter; 6.6 A, 250 VAC, for 750 W models
R88A-FIK107-SE | 21700 | 668901 | G/G5 series RFI filter; 6.6 A, 230 VAC, for 750 W models
R88A-FIK114-RE | 33540 | 283805 | G/G5 series RFI filter; 14.2 A, 250 VAC, for 1.0 and 1.5 kW models
R88A-FIK114-SE | 27690 | 668900 | G/G5 series RFI filter; 14.2 A, 230 VAC, for 1.0 and 1.5 kW models
R88A-FIK212-RE | 58850 | 351935 | G5 series RFI filter; 12 A, 3~ 250 VAC, for 2 kW models
R88A-FIK222-RE | 85550 | 351936 | G5 series RFI filter; 22 A, 3~ 250 VAC, for 3 and 5 kW models
R88A-FIK304-RE | 34810 | 303857 | G5 series RFI filter; 4 A, 400 VAC, for 600 to 1.5 kW models
R88A-FIK304-SE | 24260 | 668899 | G5 series RFI filter; 4 A, 400 VAC, for 600 to 1.5 kW models
R88A-FIK306-RE | 35830 | 303858 | G5 series RFI filter; 6 A, 400 VAC, for 2.0 kW models
R88A-FIK306-SE | 26210 | 668902 | G5 series RFI filter; 6 A, 400 VAC, for 2.0 kW models
R88A-FIK312-RE | 50350 | 303859 | G5 series RFI filter; 12 A, 400 VAC, for 3.0 to 5.0 kW models
R88A-FIK312-SE | 36700 | 668898 | G5 series RFI filter; 12 A, 400 VAC, for 3.0 to 5.0 kW models
R88A-FIK330-RE | 64050 | 357083 | G5 series RFI filter; 30 A, 400 VAC, for 7.5 kW models
R88A-FIK330-SE | 53750 | 668903 | G5 series RFI filter; 30 A, 400 VAC, for 3.0 to 7.5 kW models
R88A-FIK350-RE | 94000 | 357843 | G5 series RFI filter; 50 A, 400 VAC, for 15 kW models
R88A-FIK350-SE | 78650 | 668906 | G5 series RFI filter; 50 A, 400 VAC, for 3.0 to 15 kW models
R88A-FIW104E | 23030 | 147105 | SmartStep/XtraDrive/Sigma II RFI filter (Rasmi), 1~ 200 VAC, 4 A (30 W - 200 W)
R88A-FIW104-E-UL | 30020 | 240735
R88A-FIW107-E | 23650 | 139311 | SmartStep/XtraDrive/Sigma II RFI filter (Rasmi), 1~ 200 VAC, 7 A (400 W)
R88A-FIW115-E | 37410 | 139312 | SmartStep/XtraDrive/Sigma II RFI filter (Rasmi), 1~ 200 VAC, 15 A (750 W)
R88A-FIW125-E | 58150 | 139313 | SmartStep/Sigma II RFI filter (Rasmi), 1~ 200 VAC, 25 A (1500 W)
R88A-FIW4006 | 44520 | 142702 | Sigma II RFI filter (Rasmi), 3~ 400 VAC, 6 A (0.5 kW - 1.5 kW)
R88A-FIW4006-E-UL | 48990 | 240733
R88A-FIW4010 | 60450 | 139443 | Sigma II RFI filter (Rasmi), 3~ 400 VAC, 10 A (2 kW, 3 kW)
R88A-PR02G | 153600 | 271921 | SmartStep 2 Parameter copy unit, with cable
R88A-RR080100S | 26410 | 292066 | Servo accessory, resistor 80 W, 100 ohm
R88A-RR08050S | 26410 | 292065 | Servo accessory, resistor 80 W, 50 ohm
R88A-RR12025 | 44550 | 673209 | External regeneration resistor, capacity: 24 W, 25 Ohm
R88A-RR1K666 | 644000 | 675225 | Resistor: 640 W, 66 Ohm
R88A-RR22047S1 | 28900 | 357773 | Servo accessory, resistor 220 W, 47 ohm
R88A-RR30016 | 120900 | 690687 | External regeneration resistor, capacity: 60 W, 16 Ohm
R88A-RR30020 | 120800 | 672007 | External regeneration resistor 60 W, 20 Ohm
R88A-RR30025 | 138800 | 673204 | External regeneration resistor, capacity: 60 W, 25 Ohm
R88A-RR30033 | 120800 | 673207 | External regeneration resistor, capacity: 60 W, 33 Ohm
R88A-RR50020S | 110200 | 292062 | Servo accessory, resistor 500 W, 20 ohm
R88A-SC011S-E | 4539 | 675088 | 1S series cable clamp A. Used in 230 V drives up to 750 W
R88A-SC01K-E | 458500 | 354679 | Serial Converter unit for iron core linear motor
R88A-SC021S-E | 5005 | 675089 | 1S series cable clamp B. Used in 400 V drives and 230 V (from 1.5 kW to 3 kW)
R88A-SC02K-E | 458500 | 354680 | Serial Converter unit for ironless linear motor
R88A-SC10CA | 20670 | 693647 | 1S series cable clamp L. Used in 400 V drives (from 5.5 kW to 15 kW)
R88A-SC10CX-PE | 14140 | 701015 | 1SA series cable shield clamp S. Used in 230V and 400 V drives
R88A-TC04E | 218000 | 139368 | Motion control terminal block, four axis, for MC402 and OMNUC W servo drive
R88D-1SAN02H-ECT | 440000 | 693630 | 1SA servo drive with safety, EtherCAT type, 200 W, 1~ 230 VAC
R88D-1SAN04H-ECT | 468400 | 693631 | 1SA servo drive with safety, EtherCAT type, 400 W, 1~ 230 VAC
R88D-1SAN08H-ECT | 481200 | 693632 | 1SA servo drive with safety, EtherCAT type, 800 W, 1~ 230 VAC
R88D-1SAN10F-ECT | 516300 | 695499 | 1SA servo drive with safety, EtherCAT type, 1 kW, 3~ 400 VAC
R88D-1SAN15F-ECT | 535500 | 695498 | 1SA servo drive with safety, EtherCAT type, 1.5 kW, 3~ 400 VAC
R88D-1SAN15H-ECT | 697600 | 695500 | 1SA servo drive with safety, EtherCAT type, 1.5 kW, 1~ 230 VAC
R88D-1SAN20F-ECT | 649800 | 695497 | 1SA servo drive with safety, EtherCAT type, 2 kW, 3~ 400 VAC
R88D-1SAN30F-ECT | 707300 | 695496 | 1SA servo drive with safety, EtherCAT type, 3 kW, 3~ 400 VAC
R88D-1SN01H-ECT | 295300 | 670725 | 1S servo drive, EtherCAT type, 100 W, 1~ 230 VAC
R88D-1SN02H-ECT | 360600 | 670719 | 1S servo drive, EtherCAT type, 200 W, 1~ 230 VAC
R88D-1SN04H-ECT | 384000 | 670727 | 1S servo drive, EtherCAT type, 400 W, 1~ 230 VAC
R88D-1SN04L-ECT | 485800 | 674275 | AC Servo Drive with Built-in EtherCAT Communications, Single-phase 100 VAC, 400 W
R88D-1SN06F-ECT | 394500 | 670720 | 1S servo drive, EtherCAT type, 600 W, 3~ 400 VAC
R88D-1SN08H-ECT | 394500 | 670726 | 1S servo drive, EtherCAT type, 800 W, 1~ 230 VAC
R88D-1SN10F-ECT | 423300 | 670723 | 1S servo drive, EtherCAT type, 1 kW, 3~ 400 VAC
R88D-1SN150F-ECT | 2301800 | 689222 | 1S servo drive, EtherCAT type, 15 kW, 3~ 400 VAC
R88D-1SN15F-ECT | 438800 | 670721 | 1S servo drive, EtherCAT type, 1.5 kW, 3~ 400 VAC
R88D-1SN15H-ECT | 571700 | 670724 | 1S servo drive, EtherCAT type, 1.5 kW, 1~ 230 VAC
R88D-1SN20F-ECT | 532700 | 670728 | 1S servo drive, EtherCAT type, 2 kW, 3~ 400 VAC
R88D-1SN20H-ECT | 619600 | 691061 | 1S servo drive, EtherCAT type, 2 kW, 3~ 230 VAC
R88D-1SN30F-ECT | 579600 | 670722 | 1S servo drive, EtherCAT type, 3 kW, 3~ 400 VAC
R88D-1SN55F-ECT | 924000 | 689220 | 1S servo drive, EtherCAT type, 5.5 kW, 3~ 400 VAC
R88D-1SN75F-ECT | 1647700 | 689221 | 1S servo drive, EtherCAT type, 7.5 kW, 3~ 400 VAC
R88D-GN01H-ML2 | 455800 | 285522 | G-Series servo drive, 1~ 200 VAC, MECHATROLINK II integrated, 100 W
R88D-GN02H-ML2 | 455800 | 285523 | G-Series servo drive, 1~ 200 VAC, MECHATROLINK II integrated, 200 W
R88D-GN04H-ML2 | 475300 | 285524 | G-Series servo drive, 1~ 200 VAC, MECHATROLINK II integrated, 400 W
R88D-GN08H-ML2 | 582400 | 285525 | G-Series servo drive, 1~ 200 VAC, MECHATROLINK II integrated, 750 W
R88D-GN15H-ML2 | 876400 | 355423 | G-Series servo drive, 1~ 200 VAC, MECHATROLINK-II integrated, 1.5 kW
R88D-GP08H | 328900 | 285526 | G-Series Servo Drive, Pulse input type, 800 W, 1~ 200 VAC
R88D-GT01H | 444200 | 346799 | G-Series servo drive, 1~ 200 VAC, Analog/Pulse input type, 100 W
R88D-GT02H | 444200 | 346800 | G-Series servo drive, 1~ 200 VAC, Analog/Pulse input type, 200 W
R88D-GT04H | 462400 | 346801 | G-Series servo drive, 1~ 200 VAC, Analog/Pulse input type, 400 W
R88D-GT08H | 567200 | 346802 | G-Series servo drive, 1~ 200 VAC, Analog/Pulse input type, 800 W
R88D-GT15H | 872100 | 364998 | G-Series servo drive, 1~ 200 VAC, Analog/Pulse input type, 1.5 kW
R88D-KN01H-ECT | 531600 | 352679 | G5 Series servo drive, EtherCAT type, 100 W, 1~ 200 VAC
R88D-KN01H-ECT-L | 582100 | 356046 | G5 Series servo drive, EtherCAT type, 100 W, 1~ 200 VAC, for linear motors
R88D-KN01H-ML2 | 449500 | 285539 | Accurax G5 servo drive, 1~ 200 VAC, MECHATROLINK II type, 100 W
R88D-KN02H-ECT | 561000 | 352680 | G5 Series servo drive, EtherCAT type, 200 W, 1~ 200 VAC
R88D-KN02H-ECT-L | 596600 | 356047 | G5 Series servo drive, EtherCAT type, 200 W, 1~ 200 VAC, for linear motors
R88D-KN02H-ML2 | 459900 | 285540 | Accurax G5 servo drive, 1~ 200 VAC, MECHATROLINK II type, 200 W
R88D-KN04H-ECT | 583700 | 352681 | G5 Series servo drive, EtherCAT type, 400 W, 1~ 200 VAC
R88D-KN04H-ECT-L | 619500 | 356048 | G5 Series servo drive, EtherCAT type, 400 W, 1~ 200 VAC, for linear motors
R88D-KN04H-ML2 | 496200 | 285541 | Accurax G5 servo drive, 1~ 200 VAC, MECHATROLINK II type, 400 W
R88D-KN06F-ECT | 551900 | 352685 | G5 Series servo drive, EtherCAT type, 600 W, 3~ 400 VAC
R88D-KN06F-ECT-L | 587600 | 356057 | G5 Series servo drive, EtherCAT type, 600 W, 3~ 400 VAC, for linear motors
R88D-KN06F-ML2 | 520000 | 285545 | Accurax G5 servo drive, 3~ 400 VAC, MECHATROLINK II type, 600 W
R88D-KN08H-ECT | 620300 | 352682 | G5 Series servo drive, EtherCAT type, 750 W, 1~ 200 VAC
R88D-KN08H-ECT-L | 656100 | 356049 | G5 Series servo drive, EtherCAT type, 750 W, 1~ 200 VAC, for linear motors
R88D-KN08H-ML2 | 536400 | 285542 | Accurax G5 servo drive, 1~ 200 VAC, MECHATROLINK II type, 750 W
R88D-KN10F-ECT | 581200 | 352686 | G5 Series servo drive, EtherCAT type, 1000 W, 3~ 400 VAC
R88D-KN10F-ECT-L | 617100 | 356058 | G5 Series servo drive, EtherCAT type, 1000 W, 3-phase 400 VAC, for linear motors
R88D-KN10F-ML2 | 550100 | 285546 | Accurax G5 servo drive, 3~ 400 VAC, MECHATROLINK II type, 1.0 kW
R88D-KN10H-ECT | 702700 | 352683 | G5 Series servo drive, EtherCAT type, 1000 W, 1~ 200 VAC
R88D-KN10H-ECT-L | 738800 | 356050 | G5 Series servo drive, EtherCAT type, 1000 W, 1~ 200 VAC, for linear motors
R88D-KN10H-ML2 | 685500 | 285543 | Accurax G5 servo drive, 1~ 200 VAC, MECHATROLINK II type, 1.0 kW
R88D-KN150F-ECT | 2734700 | 353422 | G5 Series servo drive, EtherCAT type, 15 kW, 3~ 400 VAC
R88D-KN150F-ECT-L | 2857000 | 356064 | G5 Series servo drive, EtherCAT type, 15 kW, 3~ 400 VAC, for linear motors
R88D-KN150H-ECT | 3646100 | 353420 | G5 Series servo drive, EtherCAT type, 15kW, 200VAC three phase
R88D-KN150H-ECT-L | 3768200 | 356056 | G5 Series servo drive, EtherCAT type, 15kW, 200vac three phase, linear motor
R88D-KN15F-ECT | 654500 | 352687 | G5 Series servo drive, EtherCAT type, 1500 W, 3~ 400 VAC
R88D-KN15F-ECT-L | 669700 | 356059 | G5 Series servo drive, EtherCAT type, 1500 W, 3~ 400 VAC, for linear motors
R88D-KN15F-ML2 | 656700 | 285547 | Accurax G5 servo drive, 3~ 400 VAC, MECHATROLINK II type, 1.5 kW
R88D-KN15H-ECT | 845000 | 352684 | G5 Series servo drive, EtherCAT type, 1500 W, 1~ 200 VAC
R88D-KN15H-ECT-L | 881100 | 356051 | G5 Series servo drive, EtherCAT type, 1500 W, 1~ 200 VAC, for linear motors
R88D-KN15H-ML2 | 839300 | 285544 | Accurax G5 servo drive, 1~ 200 VAC, MECHATROLINK II type, 1.5 kW
R88D-KN20F-ECT | 789300 | 352688 | G5 Series servo drive, EtherCAT type, 2 kW, 3~ 400 VAC
R88D-KN20F-ECT-L | 825100 | 356060 | G5 Series servo drive, EtherCAT type, 2 kW, 3-phase 400 VAC, for linear motors
R88D-KN20F-ML2 | 745400 | 285548 | Accurax G5 servo drive, 3~ 400 VAC, MECHATROLINK II type, 2.0 kW
R88D-KN20H-ECT | 892800 | 355424 | Accurax G5 series servo drive, EtherCAT type, 2.0KW, 200VAC
R88D-KN20H-ECT-L | 974900 | 356052 | G5 Series servo drive, EtherCAT type, 2kW, 200vac three phase, linear motor
R88D-KN30F-ECT | 951200 | 352689 | G5 Series servo drive, EtherCAT type, 3 kW, 3~ 400 VAC
R88D-KN30F-ECT-L | 987100 | 356061 | G5 Series servo drive, EtherCAT type, 3 kW, 3~ 400 VAC, for linear motors
R88D-KN30F-ML2 | 798400 | 285549 | Accurax G5 servo drive, 3~ 400 VAC, MECHATROLINK II type, 3.0 kW
R88D-KN30H-ECT | 1168900 | 360601 | G5 Series servo drive, EtherCAT type, 3 kW, 1~ 230 VAC
R88D-KN30H-ECT-L | 1260700 | 356053 | G5 Series servo drive, EtherCAT type, 3 kW, 200 VAC three phase, linear motor
R88D-KN30H-ML2 | 1020300 | 357148 | Servo drive, G5 series, 3x 230VAC, Mechatrolink II interface
R88D-KN50F-ECT | 965800 | 352690 | G5 Series servo drive, EtherCAT type, 5 kW, 3~ 400 VAC
R88D-KN50F-ECT-L | 1000700 | 356062 | G5 Series servo drive, EtherCAT type, 5 kW, 3~ 400 VAC, for linear motors
R88D-KN50F-ML2 | 1150000 | 285550 | Accurax G5 servo drive, 3~ 400 VAC, MECHATROLINK II type, 5.0 kW
R88D-KN50H-ECT | 1432200 | 360698 | G5 Series servo drive, EtherCAT type, 5 kW, 1~ 230 VAC
R88D-KN50H-ECT-L | 1541300 | 356054 | G5 Series servo drive, EtherCAT type, 5kW, 200vac three phase, linear motor
R88D-KN75F-ECT | 1957000 | 353421 | G5 Series servo drive, EtherCAT type, 7.5 kW, 3~ 400 VAC
R88D-KN75F-ECT-L | 2079500 | 356063 | G5 Series servo drive, EtherCAT type, 7.5 kW, 3~ 400 VAC, for linear motors
R88D-KN75H-ECT | 2609200 | 353419 | G5 Series servo drive, EtherCAT type, 7.5kW, 200 VAC three phase
R88D-KN75H-ECT-L | 2731300 | 356055 | G5 Series servo drive, EtherCAT type, 7.5kW, 200vac three phase, linear motor
R88D-KT01H | 418000 | 703047 | Accurax G5 servo drive, 1~ 200 VAC, analog/pulse type, 100 W
R88D-KT01H | 415600 | 285527 | Accurax G5 servo drive, 1~ 200 VAC, analog/pulse type, 100 W
R88D-KT02H | 433400 | 703046 | Accurax G5 servo drive, 1~ 200 VAC, analog/pulse type, 200 W
R88D-KT02H | 430800 | 285528 | Accurax G5 servo drive, 1~ 200 VAC, analog/pulse type, 200 W
R88D-KT04H | 446400 | 703045 | Accurax G5 servo drive, 1~ 200 VAC, analog/pulse type, 400 W
R88D-KT04H | 443700 | 285529 | Accurax G5 servo drive, 1~ 200 VAC, analog/pulse type, 400 W
R88D-KT04H-L | 503600 | 336933 | Accurax G5 servo drive, 1~ 200 VAC, analog/pulse type, 400 W, for linear motors
R88D-KT06F | 455300 | 285533 | Accurax G5 servo drive, 3~ 400 VAC, analog/pulse type, 600 W
R88D-KT08H | 489700 | 703044 | Accurax G5 servo drive, 1~ 200 VAC, analog/pulse type, 750 W
R88D-KT08H | 486800 | 285530 | Accurax G5 servo drive, 1~ 200 VAC, analog/pulse type, 750 W
R88D-KT10F | 490300 | 285534 | Accurax G5 servo drive, 3~ 400 VAC, analog/pulse type, 1.0 kW
R88D-KT10H | 645500 | 285531 | Accurax G5 servo drive, 1~ 200 VAC, analog/pulse type, 1.0 kW
R88D-KT150F | 2660500 | 352678 | Accurax G5 servo drive, 3~ 400 VAC, analog/pulse type, 15 kW
R88D-KT150H | 3571800 | 352676 | G5 Series servo drive, analog/ Pulse type, 15KW, 200VAC three phase
R88D-KT15F | 619400 | 285535 | Accurax G5 servo drive, 3~ 400 VAC, analog/pulse type, 1.5 kW
R88D-KT15H | 805900 | 285532 | Accurax G5 servo drive, 1~ 200 VAC, analog/pulse type, 1.5 kW
R88D-KT15H-L | 747400 | 336936 | Accurax G5 servo drive, 1~ 200 VAC, analog/pulse type, 1.5 kW, for linear motors
R88D-KT20F | 711700 | 285536 | Accurax G5 servo drive, 3~ 400 VAC, analog/pulse type, 2.0 kW
R88D-KT20H | 939800 | 353552 | Accurax G5 Series servo drive, analog/ Pulse type, 2KW, 200VAC three phase
R88D-KT30F | 770400 | 285537 | Accurax G5 servo drive, 3~ 400 VAC, analog/pulse type, 3.0 kW
R88D-KT30H | 1018100 | 354039 | Accurax G5 Series servo drive, analog/ Pulse type, 3KW, 200VAC three phase
R88D-KT50F | 1150600 | 285538 | Accurax G5 servo drive, 3~ 400 VAC, analog/pulse type, 5.0 kW
R88D-KT50H | 1436500 | 354040 | Accurax G5 Series servo drive, analog/ Pulse type, 5KW, 200VAC three phase
R88D-KT75F | 1882600 | 352677 | Accurax G5 servo drive, 3~ 400 VAC, analog/pulse type, 7.5 kW
R88D-KT75H | 2534900 | 352675 | G5 Series servo drive, analog/ Pulse type, 7.5KW, 200VAC three phase
R88G-HPG11B05100B | 501800 | 700106 | Decelerator, For 100 W Cylindrical Servomotors, Backlash Within 3 Minutes, Deceleration Ratio 1/5
R88G-HPG11B05100BJ | 501800 | 355421 | Decelerator, For 100 W Cylindrical Servomotors, Backlash Within 3 Minutes, Deceleration Ratio 1/5, With Key
R88G-HPG14A21100B | 525900 | 378329 | Decelerator, For 100 W Cylindrical Servomotors, Backlash Within 3 Minutes, Deceleration Ratio 1/21
R88G-HPG20A11750B | 737300 | 354769 | Decelerator, For 750 W Cylindrical Servomotors, Backlash Within 3 Minutes, Deceleration Ratio 1/11
R88G-HPG20A33200B | 546500 | 672022 | SmartStep2 200W gearbox 1/33
R88G-HPG20A45200B | 737000 | 354766 | Decelerator, For 200 W Cylindrical Servomotors, Backlash Within 3 Minutes, Deceleration Ratio 1/45
R88G-HPG32A112K0SB | 772900 | 378330 | Decelerator, For 2 kW Cylindrical Servomotors, Backlash Within 3 Minutes, Deceleration Ratio 1/11
R88L-EA-AF-0303-0302-0005 | 1877900 | 393150
R88L-EA-AF-0303-0398-0005 | 3090800 | 683504 | Accurax linear motor axis, iron core coil R88L-EC-FW-0303-ANPC, magnet width 30mm, 398mm stroke optical abs encoder system, standard cable chain 38mm radius, 1 Mio cycles cable life time.
R88L-EA-AF-0303-0590-0005 | 2020800 | 393448 | Linear motor
R88L-EA-AF-0303-0782-0005 | 2055300 | 379723 | Accurax linear slider, rated force 48 N, Peak force 105 N, 782 mm effective stroke, absolute encoder
R88L-EA-AF-0303-1550-0005 | 4511000 | 681009 | Accurax linear motor axis, iron core coil R88L-EC-FW-0303-ANPC, magnet width 30mm, 1550mm stroke, optical abs encoder system, standard cable chain 38mm radius, 1 Mio cycles cable life time
R88L-EA-AF-0303-2126-0005 | 7203500 | 670426 | Accurax Linear Axes
R88L-EA-AF-0306-0254-0005 | 2876100 | 680929 | Accurax linear motor axis, iron core coil R88L-EC-FW-0306-ANPC, magnet width 30mm, 254mm stroke, optical abs encoder system, standard cable chain 38mm radius, 1 Mio cycles cable life time
R88L-EA-AF-0306-0350-0005 | 1782400 | 379727
R88L-EA-AF-0306-0542-0005 | 2259800 | 673724 | Accurax linear axes R88L-EA-AF
R88L-EA-AF-0306-0638-0005 | 2105000 | 392596
R88L-EA-AF-0306-0734-2825 | 5249200 | 679253 | Accurax linear motor axis, iron core coil, magnet width 60mm, 734mm stroke, optical inc. encoder system, nickel coated, right hand, special d-sub connectors
R88L-EA-AF-0306-0734-2826 | 5249200 | 679251 | Accurax linear motor axis, iron core coil, magnet width 60mm, 734mm stroke, optical inc. encoder system, nickel coated, left hand, special d-sub connectors
R88L-EA-AF-0306-0830-0005 | 2240200 | 393446 | Linear motor
R88L-EA-AF-0306-1022-0005 | 4777900 | 690461 | Accurax linear motor axis, iron core coil R88L-EC-FW-0306-ANPC, magnet width 30mm, 1022mm stroke, optical abs encoder system, standard cable chain 38mm radius, 1 Mio cycles cable life time
R88L-EA-AF-0306-1214-0005 | 2417600 | 379725 | Accurax linear slider, rated force 96 N, Peak force 210 N, 1214 mm effective stroke, absolute encoder
R88L-EA-AF-0606-0206-0005 | 2721200 | 684610 | Accurax linear motor axis, iron core coil R88L-EC-FW-0606-ANPC, magnet width 60mm, 0206mm stroke, optical abs encoder system, standard cable chain 38mm radius, 1 Mio cycles cable life time
R88L-EA-AF-0606-0302-0005 | 4031300 | 699933 | Accurax linear motor axis, iron core coil R88L-EC-FW-0606-ANPC, magnet width 60 mm, 0302 mm stroke, optical abs encoder system, standard cable chain 38 mm radius, 1 Mio cycles cable life time
R88L-EA-AF-0606-0590-0005 | 4642800 | 694881 | Accurax linear motor axis, iron core coil R88L-EC-FW-0606-ANPC, magnet width 60 mm, 0590 mm stroke, optical abs encoder system, standard cable chain 38 mm radius, 1 Mio cycles cable life time
R88L-EA-AF-0606-0686-0005 | 2231500 | 385168 | Linear Motor DC Accurax linear axes
R88L-EA-AF-0606-0782-0005 | 3976300 | 690661 | Accurax linear motor axis, iron core coil R88L-EC-FW-0606-ANPC, magnet width 60mm, 0782mm stroke, optical abs encoder system, standard cable chain 38mm radius, 1 Mio cycles cable life time
R88L-EA-AF-0606-1070-0005 | 7625800 | 689258 | Accurax linear motor axis, iron core coil R88L-EC-FW-0606-ANPC, magnet width 60mm, 1070mm stroke, optical abs encoder system, standard cable chain 38mm radius, 1 Mio cycles cable life time
R88L-EA-AF-0606-1358-0005 | 3672500 | 667898 | Accurax linear motor axis, iron core coil, mg width 60 mm, 6-coil mode, 1358 mm stroke, absolute encoder
R88L-EA-AF-0606-1550-0105 | 6566300 | 690321 | Accurax linear motor axis, iron core coil R88L-EC-FW-0606-ANPC, magnet width 60mm, 1550mm stroke, optical abs encoder system, high performance cable chain 100mm radius, 5 Mio cycles cable life time
R88L-EA-AF-0609-0254-0005 | 1819300 | 379963
R88L-EA-AF-0609-0446-0005 | 4361800 | 701081 | Accurax linear motor axis, iron core coil R88L-EC-FW-0609-ANPC, magnet width 60 mm, 0446 mm stroke, optical abs encoder system, standard cable chain 38 mm radius, 1 Mio cycles cable life time
R88L-EA-AF-0609-0638-0005 | 2345200 | 392479
R88L-EA-AF-0609-0686-2806 | 1580100 | 380366
R88L-EA-AF-0609-0734-0005 | 3901300 | 680905 | Accurax linear motor axis, iron core coil R88L-EC-FW-0609-ANPC, magnet width 60mm, 734mm stroke, optical abs encoder system, standard cable chain 38mm radius, 1 Mio cycles cable life time
R88L-EA-AF-0609-0830-0005 | 5091400 | 690463 | Accurax linear motor axis, iron core coil R88L-EC-FW-0609-ANPC, magnet width 60mm, 0830mm stroke, optical abs encoder system, standard cable chain 38mm radius, 1 Mio cycles cable life time
R88L-EA-AF-0609-1022-0005 | 5359600 | 694941 | Accurax linear motor axis, iron core coil R88L-EC-FW-0609-ANPC, magnet width 60 mm, 1022 mm stroke, optical abs encoder system, standard cable chain 38 mm radius, 1 Mio cycles cable life time
R88L-EA-AF-0609-1502-0105 | 6550200 | 690323 | Accurax linear motor axis, iron core coil R88L-EC-FW-0609-ANPC, magnet width 60mm, 1502mm stroke, optical abs encoder system, high performance cable chain 100mm radius, 5 Mio cycles cable life time
R88L-EA-AF-0609-1598-0105 | 6764400 | 690325 | Accurax linear motor axis, iron core coil R88L-EC-FW-0609-ANPC, magnet width 60mm, 1598mm stroke, optical abs encoder system, high performance cable chain 100mm radius, 5 Mio cycles cable life time
R88L-EA-AF-0612-0110-0005 | 3886600 | 694028 | Accurax linear motor axis, iron core coil R88L-EC-FW-0612-ANPC, magnet width 60mm, 0110mm stroke, optical abs encoder system, standard cable chain 38mm radius, 1 Mio cycles cable life time
R88L-EA-AF-0612-0206-0005 | 2066700 | 393178
R88L-EA-AF-0612-0206-0105 | 4307800 | 695977 | Accurax linear motor axis, iron core coil R88L-EC-FW-0612-ANPC, magnet width 60 mm, 0206 mm stroke, optical abs encoder system, high performance cable chain 100 mm radius, 5 Mio cycles cable life time
R88L-EA-AF-0612-0206-0X05 | 3818600 | 698911 | Accurax linear motor axis, iron core coil R88L-EC-FW-0612-ANPC, magnet width 60 mm, 0206 mm stroke, optical abs encoder system, no cable chain, no cable chain cables
R88L-EA-AF-0612-0686-0005 | 3324100 | 681618 | Accurax linear motor axis, iron core coil R88L-EC-FW-0612-ANPC. magnet width 60mm, 686mm stroke, optical abs encoder system, standard cable chain 38mm radius, 1 Mio cycles cable life time.
R88L-EA-AF-0612-0782-0005 | 5197800 | 690465 | Accurax linear motor axis, iron core coil R88L-EC-FW-0612-ANPC, magnet width 60mm, 0782mm stroke, optical abs encoder system, standard cable chain 38mm radius, 1 Mio cycles cable life time
R88L-EA-AF-0612-0974-0005 | 5461500 | 700928 | Accurax linear motor axis, iron core coil R88L-EC-FW-0612-ANPC, magnet width 60 mm, 0974 mm stroke, optical abs encoder system, standard cable chain 38 mm radius, 1 Mio cycles cable life time
R88L-EA-AF-0612-1358-0005 | 5976400 | 693893 | Accurax linear motor axis, iron core coil R88L-EC-FW-0612-ANPC, magnet width 60mm, 1358mm stroke, optical abs encoder system, standard cable chain 38mm radius, 1 Mio cycles cable life time
R88L-EA-AF-0612-1550-000E | 6467300 | 702029 | Accurax linear motor axis, iron core coil R88L-EC-FW-0612-ANPC, magnet width 60 mm,1550 mm stroke, optical abs encoder system, Biss-C type encoder, standard cable chain 38 mm radius, 1 Mio cycles cable life time
R88L-EA-AF-0612-1550-0105 | 6836500 | 690327 | Accurax linear motor axis, iron core coil R88L-EC-FW-0612-ANPC, magnet width 60mm, 1550mm stroke, optical abs encoder system, high performance cable chain 100mm radius, 5 Mio cycles cable life time
R88L-EA-AF-0612-2030-0005 | 7386800 | 670076 | Linear slider
R88L-EA-AF-0615-1502-0105 | 7821100 | 690545 | Accurax linear motor axis, iron core coil R88L-EC-FW-0615-ANPC, magnet width 60mm, 1502mm stroke, optical abs encoder system, high performance cable chain 100mm radius, 5 Mio cycles cable life time
R88L-EA-AF-0615-1598-0105 | 7963000 | 690547 | Accurax linear motor axis, iron core coil R88L-EC-FW-0615-ANPC, magnet width 60mm, 1598mm stroke, optical abs encoder system, high performance cable chain 100mm radius, 5 Mio cycles cable life time
R88L-EA-AF-1112-0302-0005 | 3743300 | 684612 | Accurax linear motor axis, iron core coil R88L-EC-FW-1112-ANPC, magnet width 110mm, 0302mm stroke, optical abs encoder system, standard cable chain 38mm radius, 1 Mio cycles cable life time
R88L-EA-AF-1112-0398-0005 | 5405300 | 688919 | Accurax linear motor axis, iron core coil R88L-EC-FW-1112-ANPC, magnet width 110mm, 0302mm stroke, optical abs encoder system, standard cable chain 38mm radius, 1 Mio cycles cable life time
R88L-EA-AF-1112-0590-0005 | 5986900 | 699084 | Accurax linear motor axis, iron core coil R88L-EC-FW-1112-ANPC, magnet width 110 mm, 0590 mm stroke, optical abs encoder system, standard cable chain 38 mm radius, 1 Mio cycles cable life time
R88L-EA-AF-1112-0782-0005 | 3231600 | 392598
R88L-EA-AF-1112-0878-0005 | 7066900 | 670074 | Linear slider
R88L-EA-AF-1112-1262-0005 | 7853300 | 694883 | Accurax linear motor axis, iron core coil R88L-EC-FW-1112-ANPC, magnet width 110 mm, 1262 mm stroke, optical abs encoder system, standard cable chain 38 mm radius, 1 Mio cycles cable life time
R88L-EA-AF-1112-1454-0005 | 8020200 | 699907 | Accurax linear motor axis, iron core coil R88L-EC-FW-1112-ANPC, magnet width 110 mm, 1454 mm stroke, optical abs encoder system, standard cable chain 38 mm radius, 1 Mio cycles cable life time
R88L-EA-AF-1112-1742-0005 | 6205700 | 683067 | Accurax linear motor axis, iron core coil R88L-EC-FW-1112-ANPC, magnet width 110mm, 1022mm stroke, optical asb encoder system, standard cable chain 38mm radius, 1 Mio cycles cable life time.
R88L-EA-AF-1112-2030-0005 | 9182900 | 689890 | Accurax linear motor axis, iron core coil R88L-EC-FW-1112-ANPC, magnet width 110mm, 2030mm stroke, optical abs encoder system, standard cable chain 38mm radius, 1 Mio cycles cable life time
R88L-EA-AF-1112-2126-0005 | 9347400 | 706882 | Accurax linear motor axis, iron core coil R88L-EC-FW-1112-ANPC, magnet width 110 mm, 2126 mm stroke, optical abs encoder system, standard cable chain 38 mm radius, 1 Mio cycles cable life time
R88L-EA-AF-1115-0158-0005 | 4941700 | 684434 | Accurax linear motor axis, iron core coil R88L-EC-FW-1115-ANPC, magnet width 110 mm, 0158 mm stroke, optical abs encoder system, standard cable chain 38 mm radius, 1 Mio cycles cable life time
R88L-EA-AF-1115-0350-0005 | 6196400 | 688716 | Accurax linear motor axis, iron core coil R88L-EC-FW-1115-ANPC, magnet width 110mm, 0350mm stroke, optical abs encoder system, standard cable chain 38mm radius, 1 Mio cycles cable life time
R88L-EA-AF-1115-0446-0005 | 5068300 | 708151 | Accurax linear motor axis, iron core coil R88L-EC-FW-1115-ANPC, magnet width 110 mm, 0446 mm stroke, optical abs encoder system, standard cable chain 38 mm radius, 1 Mio cycles cable
R88L-EA-AF-1115-0638-0005 | 3038900 | 385785
R88L-EA-AF-1115-1118-0005 | 7444200 | 701337 | Accurax linear motor axis, iron core coil R88L-EC-FW-1115-ANPC, magnet width 110 mm, 1118 mm stroke, optical abs encoder system, standard cable chain 38 mm radius, 1 Mio cycles cable life time
R88L-EA-AF-1115-1310-0005 | 8119200 | 694079 | Accurax linear motor axis, iron core coil R88L-EC-FW-1115-ANPC, magnet width 110 mm, 1310 mm stroke, optical abs encoder system, standard cable chain 38 mm radius, 1 Mio cycles cable life time
R88L-EA-AF-1115-1502-0005 | 8682900 | 679606 | Accurax linear motor axis, iron core coil, magnet width 110mm, 1502mm stroke, optical abs encoder system
R88L-EA-AF-1115-1502-0105 | 8579600 | 700932 | Accurax linear motor axis, iron core coil R88L-EC-FW-0612-ANPC, magnet width 60 mm, 1550 mm stroke, optical abs encoder system, high performance cable chain 100 mm radius, 5 Mio cycles cable life time
R88L-EA-AF-1115-1694-0005 | 4518600 | 392589
R88L-EA-AF-1115-1790-0005 | 4693300 | 392587
R88L-EA-AF-N118-0158-0005 | 6579300 | 695730 | Accurax linear motor axis, iron core coil TBW18N, magnet width 110 mm, 0158 mm stroke, optical abs encoder system, standard cable chain 38 mm radius, 1 Mio cycles cable life time
R88L-EA-AF-N118-0254-0005 | 6731500 | 691048 | Accurax linear motor axis, iron core coil TBW18N, magnet width 110mm, 0254mm stroke, optical abs encoder system, standard cable chain 38mm radius, 1 Mio cycles cable life time
R88L-EA-AF-N618-0206-0005 | 5182400 | 691050 | Accurax linear motor axis, iron core coil TL8N, magnet width 060mm, 0206mm stroke, optical abs encoder system, standard cable chain 38mm radius, 1 Mio cycles cable life time
R88L-EA-MM-0615-0010-0005 | 4930800 | 699545 | Accurax linear motor axis, R88L-EC-FW-0615-BNPS 100 mm stroke, optical abs encoder systems, Panasonic , moving magnet, without cables
R88L-EA-ZF-0306-0605-NN05 | 3567100 | 700930 | Accurax linear motor axis, vertical, R88L-EC-FW-0306-ANPC 100 mm stroke, optical abs encoder system, moving magnet, 60 N compensation, 3,5 kg payload
R88L-EA-ZF-0306-0605-NN65 | 3567100 | 700958 | Accurax linear motor axis, vertical, R88L-EC-FW-0306-ANPC 100 mm stroke, optical abs encoder system, moving magnet, 60N compensation, 3,5 kg payload
R88L-EC-FH-NNNN-B | 54650 | 371210 | Accurax linear motor iron core model hall sensor
R88L-EC-FM-03096-A | 51200 | 324253 | Accurax linear motor iron core magnet track, mg width 30 mm, 96 mm length
R88L-EC-FM-03144-A | 69450 | 324254 | Accurax linear motor iron core magnet track, mg width 30 mm, 144 mm length
R88L-EC-FM-03384-A | 155500 | 324255 | Accurax linear motor iron core magnet track, mg width 30 mm, 384 mm length
R88L-EC-FM-06192-A | 137300 | 324256 | Accurax linear motor iron core magnet track, mg width 60 mm, 192 mm length
R88L-EC-FM-06288-A | 172200 | 324257 | Accurax linear motor iron core magnet track, mg width 60 mm, 288 mm length
R88L-EC-FM-11192-A | 219400 | 324258 | Accurax linear motor iron core magnet track, mg width 110 mm, 192 mm length
R88L-EC-FM-11288-A | 274500 | 324259 | Accurax linear motor iron core magnet track, mg width 110 mm, 288 mm length
R88L-EC-FW-0303-ANPC | 267000 | 352719 | Accurax linear motor iron core coil, mg width 30 mm, 3-coil model, w/o connectors
R88L-EC-FW-0303-APLC | 389700 | 352721 | Accurax linear motor iron core coil, mg width 30mm, 3-coil model, with connectors
R88L-EC-FW-0306-ANPC | 325900 | 352720 | Accurax linear motor iron core coil, mg width 30 mm, 6-coil model, w/o connectors
R88L-EC-FW-0306-APLC | 435000 | 352722 | Accurax linear motor iron core coil, mg width 30mm, 6-coil model, with connectors
R88L-EC-FW0312-ANPS | 548600 | 382822 | Linear Motor DC Accurax accessories, ironless coil
R88L-EC-FW-0606-ANPC | 344200 | 352723 | Accurax linear motor iron core coil, mg width 60 mm, 6-coil model, w/o connector
R88L-EC-FW-0606-APLC | 453300 | 352726 | Accurax linear motor iron core coil, mg width 60mm, 6-coil model, with connector
R88L-EC-FW-0609-ANPC | 371300 | 352724 | Accurax linear motor iron core coil, mg width 60 mm, 9-coil model, w/o connectors
R88L-EC-FW-0609-APLC | 480300 | 352727 | Accurax linear motor iron core coil, mg width 60 mm, 9-coil model, with connectors
R88L-EC-FW-0612-ANPC | 426200 | 352725 | Accurax linear motor iron core coil, mg width 60 mm, 12-coil model, w/o connectors
R88L-EC-FW-0612-APLC | 534900 | 352728 | Accurax linear motor iron core coil, mg width 60 mm, 12-coil model, with connectors
R88L-EC-FW-0615-ANPS | 624800 | 373021
R88L-EC-FW-0615-BNPS | 624800 | 373022
R88L-EC-FW-0624-ANPS | 1073800 | 387763 | Accessory ironcore coil linear motor Accurax
R88L-EC-FW-1112-ANPC | 731300 | 352729 | Accurax linear motor iron core coil, mg width 110 mm, 12-coil model, w/o connectors
R88L-EC-FW-1112-APLC | 840200 | 352731 | Accurax linear motor iron core coil, mg width 110mm, 12-coil model, with connectors
R88L-EC-FW-1112-BNPS | 840300 | 374315
R88L-EC-FW-1115-ANPC | 767600 | 352730 | Accurax linear motor iron core coil, mg width 110 mm, 15-coil model, w/o connectors
R88L-EC-GH-03NN-A | 73450 | 327840 | Accurax linear motor ironless model hall sensor, mg width 30mm
R88L-EC-GH-05NN-A | 73450 | 327841 | Accurax linear motor ironless model hall sensor, mg width 50mm
R88L-EC-GH-07NN-A | 73450 | 327842 | Accurax linear motor ironless model hall sensor, mg width 70mm
R88L-EC-GM-03090-A | 126900 | 324836 | Accurax linear motor iron core magnet track, mg width 30mm, 90mm length
R88L-EC-GM-03120-A | 139300 | 324837 | Accurax linear motor iron core magnet track, mg width 30mm, 120mm length
R88L-EC-GM-03150-A | 215900 | 374314
R88L-EC-GM-03390-A | 389000 | 324838 | Accurax linear motor iron core magnet track, mg width 30mm, 390mm length
R88L-EC-GM-05126-A | 196100 | 324839 | Accurax linear motor iron core magnet track, mg width 50mm, 126mm length
R88L-EC-GM-05168-A | 228300 | 324840 | Accurax linear motor iron core magnet track, mg width 50mm, 168mm length
R88L-EC-GM-05210-A | 285400 | 324841 | Accurax linear motor iron core magnet track, mg width 50mm, 210mm length
R88L-EC-GM-05546-A | 624900 | 324842 | Accurax linear motor iron core magnet track, mg width 50mm, 546mm length
R88L-EC-GM-07114-A | 253100 | 324843 | Accurax linear motor iron core magnet track, mg width 70mm, 114mm length
R88L-EC-GM-07114T-A | 234600 | 373023
R88L-EC-GM-07171-A | 378900 | 324844 | Accurax linear motor iron core magnet track, mg width 70mm, 171mm length
R88L-EC-GM-07171T-A | 348100 | 373024
R88L-EC-GM-07456-A | 881700 | 324845 | Accurax linear motor iron core magnet track, mg width 30mm, 456mm length
R88L-EC-GM-07456T-A | 855800 | 373025
R88L-EC-GW-0303-ANPS | 331500 | 324815 | Accurax linear motor ironless coil, mg width 30mm, 3-coil model, w/o connectors
R88L-EC-GW-0303-APLS | 441500 | 324818 | Accurax linear motor ironless coil, mg width 30mm, 3-coil model, with connectors
R88L-EC-GW-0303-BNPS | 332200 | 377219 | Accurax linear motor ironless coil, mg width 30mm, 3-coil model, w/o connectors
R88L-EC-GW-0306-ANPS | 420300 | 324816 | Accurax linear motor ironless coil, mg width 30mm, 6-coil model, w/o connectors
R88L-EC-GW-0306-APLS | 530300 | 324819 | Accurax linear motor ironless coil, mg width 30mm, 6-coil model, with connectors
R88L-EC-GW-0306-BNPS | 421100 | 377220 | Accurax linear motor ironless coil, mg width 30mm, 6-coil model, w/o connectors
R88L-EC-GW-0309-ANPS | 475200 | 377215 | Ironless Motors, Rated Force 80 N
R88L-EC-GW-0309-APLS | 582600 | 377216 | Accurax linear motor ironless coil, mg width 30mm, 9-coil model, with connectors
R88L-EC-GW-0309-BNPS | 485500 | 377221 | Accurax linear motor ironless coil, mg width 30mm, 9-coil model, w/o connectors
R88L-EC-GW-0503-ANPS | 390700 | 324822 | Accurax linear motor ironless coil, mg width 50mm, 3-coil model, w/o connectors
R88L-EC-GW-0503-APLS | 500400 | 324825 | Accurax linear motor ironless coil, mg width 50mm, 3-coil model, with connectors
R88L-EC-GW-0503-BNPS | 391600 | 377222 | Accurax linear motor ironless coil, mg width 50mm, 3-coil model, w/o connectors
R88L-EC-GW-0506-ANPS | 489400 | 324823 | Accurax linear motor ironless coil, mg width 50mm, 6-coil model, w/o connectors
R88L-EC-GW-0506-APLS | 599200 | 324826 | Accurax linear motor ironless coil, mg width 50mm, 6-coil model, with connectors
R88L-EC-GW-0506-BNPS | 490400 | 377223 | Accurax linear motor ironless coil, mg width 50mm, 6-coil model, w/o connectors
R88L-EC-GW-0509-ANPS | 576700 | 377217 | Ironless Motors, Rated Force 175 N
R88L-EC-GW-0509-APLS | 684300 | 377218 | Accurax linear motor ironless coil, mg width 50mm, 9-coil model, with connectors
R88L-EC-GW-0509-BNPS | 589700 | 377224 | Accurax linear motor ironless coil, mg width 50mm, 9-coil model, w/o connectors
R88L-EC-GW-0512-ANPS | 717800 | 377225 | Accurax linear motor ironless coil, mg width 50 mm, 12-coil model, w/o connectors
R88L-EC-GW-0512-BNPS | 717800 | 377226 | Accurax linear motor ironless coil, mg width 50mm, 12-coil model, w/o connectors
R88L-EC-GW-0703-ANPS | 482900 | 324829 | Accurax linear motor ironless coil, mg width 70mm, 3-coil model, w/o connectors
R88L-EC-GW-0703-APLS | 592600 | 324832 | Accurax linear motor ironless coil, mg width 70mm, 3-coil model, with connectors
R88L-EC-GW-0703-BNPS | 483700 | 377227 | Accurax linear motor ironless coil, mg width 70mm, 3-coil model, w/o connectors
R88L-EC-GW-0706-ANPS | 588600 | 324830 | Accurax linear motor ironless coil, mg width 70mm, 6-coil model, w/o connectors
R88L-EC-GW-0706-APLS | 698000 | 324833 | Accurax linear motor ironless coil, mg width 70mm, 6-coil model, with connectors
R88L-EC-GW-0706-BNPS | 591000 | 377228 | Accurax linear motor ironless coil, mg width 70mm, 6-coil model, w/o connectors
R88L-EC-GW-0709-ANPS | 695400 | 324831 | Accurax linear motor ironless coil, mg width 70mm, 9-coil model, w/o connectors
R88L-EC-GW-0709-APLS | 804700 | 324834 | Accurax linear motor ironless coil, mg width 70mm, 9-coil model, with connectors
R88L-EC-GW-0712-ANPS | 832000 | 377230 | Accurax linear motor ironless coil, mg width 70 mm, 12-coil model, w/o connectors
R88L-EC-GW-0712-BNPS | 832000 | 377231 | Accurax linear motor ironless coil, mg width 70mm, 12-coil model, w/o connectors
R88L-EC-GW-0718-ANPS | 1131800 | 377232 | Accurax linear motor ironless coil, mg width 70mm, 18-coil model, w/o connectors
R88L-EP-CA-0306-0005 | 1379800 | 679171 | Accurax linear spare part, carriage 0306, iron core coil, magnet width 60mm, optical abs encoder system, no cable chain, no mounting plate
R88L-EP-CB-0010-0009 | 60500 | 392262
R88L-EP-CB-0010-0012 | 97900 | 370931
R88L-EP-CB-0010-0015 | 101100 | 370922
R88L-EP-CB-0010-0018 | 104000 | 370925
R88L-EP-CB-0010-0021 | 107200 | 370928
R88L-EP-CB-0010-0030 | 76800 | 374661
R88L-EP-CB-0010-0033 | 176500 | 354950 | Accurax linear motor axis spare part, power cable, drive side Intercontec connectors, actuator side Smiths LRRA-06A-MRPN-182, cable length 3.3m
R88L-EP-CB-0010-0042 | 196100 | 690698 | Accurax linear motor axis spare part, power cable, drive side Intercontec connectors, actuator side Smiths LRRA-06A-MRPN-182 , cable length 4,2m
R88L-EP-CB-0010-0045 | 195600 | 695519 | Accurax linear motor axis spare part, power cable, drive side Intercontec connectors, actuator side Smiths LRRA-06A-MRPN-182, cable length 4.5 m
R88L-EP-CB-0010-0054 | 212400 | 699551 | Accurax linear motor axis spare part, power cable, drive side Intercontec connectors, actuator side Smiths LRRA-06A-MRPN-182 , cable length 5.4 m
R88L-EP-CB-0010-0066 | 229400 | 695518 | Accurax linear motor axis spare part, power cable, drive side Intercontec connectors, actuator side Smiths LRRA-06A-MRPN-182, cable length 6.6 m
R88L-EP-CB-0010-0072 | 153800 | 379732
R88L-EP-CB-0021-0009 | 64900 | 392263
R88L-EP-CB-0021-0012 | 102600 | 370930
R88L-EP-CB-0021-0015 | 106800 | 370921
R88L-EP-CB-0021-0018 | 110900 | 370924
R88L-EP-CB-0021-0021 | 115300 | 370927
R88L-EP-CB-0021-0027 | 174600 | 690998 | Accurax linear motor axis spare part, encoder cable, drive side Intercontec connectors, actuator side d-sub 15pin male, cable length 2,7m
R88L-EP-CB-0021-0030 | 84500 | 374662
R88L-EP-CB-0021-0033 | 190100 | 695975 | Accurax linear motor axis spare part, encoder cable, drive side Intercontec connectors, actuator side d-sub 15pin male, cable length 3.3 m
R88L-EP-CB-0021-0039 | 197200 | 691000 | Accurax linear motor axis spare part, encoder cable, drive side Intercontec connectors, actuator side d-sub 15pin male, cable length 3,9m
R88L-EP-CB-0021-0042 | 212700 | 690699 | Accurax linear motor axis spare part, encoder cable, drive side Intercontec connectors, actuator side d-sub 15pin male, cable length 4,2m
R88L-EP-CB-0021-0045 | 212800 | 695522 | Accurax linear motor axis spare part, encoder cable, drive side Intercontec connectors, actuator side d-sub 15-pin male, cable length 4.5 m
R88L-EP-CB-0021-0048 | 214500 | 691002 | Accurax linear motor axis spare part, encoder cable, drive side Intercontec connectors, actuator side d-sub 15pin male, cable length 2,7m
R88L-EP-CB-0021-0051 | 269800 | 684432 | Accurax linear motor axis spare part, encoder cable, drive side Intercontec connectors, actuator side d-sub 15pins, 5,1m long
R88L-EP-CB-0021-0054 | 232900 | 699552 | Accurax linear motor axis spare part, encoder cable, drive side Intercontec connectors, actuator side D-sub 15-pin male, cable length 5.4 m
R88L-EP-CB-0021-0057 | 230700 | 691004 | Accurax linear motor axis spare part, encoder cable, drive side Intercontec connectors, actuator side d-sub 15pin male, cable length 2,7m
R88L-EP-CB-0021-0066 | 252900 | 695520 | Accurax linear motor axis spare part, encoder cable, drive side Intercontec connectors, actuator side d-sub 15-pin male, cable length 6.6 m
R88L-EP-CB-0021-0072 | 169800 | 379733
R88L-EP-CB-0021-0102 | 287600 | 681499 | Accurax linear motor axis spare part, 1Vptp / abs Resolute encoder cable, length 10,2m
R88L-EP-CB-0030-0009 | 51700 | 392264
R88L-EP-CB-0030-0012 | 84050 | 370932
R88L-EP-CB-0030-0015 | 89000 | 370923
R88L-EP-CB-0030-0018 | 93300 | 370926
R88L-EP-CB-0030-0021 | 97750 | 370929
R88L-EP-CB-0030-0030 | 73000 | 374663
R88L-EP-CB-0030-0072 | 143100 | 379734
R88L-EP-CP-CC-CB-0001 | 70050 | 681551 | spare part set, power connector, connector box, male & female
R88L-EP-PM-ML-0001 | 72000 | 684362 | Accurax linear motor axis spare part, R88L-ES-PM, horizontal axis, 2 mechanical limits, 2 dampers, small components
R88L-ES-PM-C110-B150-0001 | 5240600 | 683021 | Accurax linear motor pick & place system, iron core coils, optical abs encoder system, vertical R88L-EC-FW-0606, stroke 110mm, horizontal R88L-EC-FW-0306, stroke 142mm
R88L-ES-PP-D206-B150-0001 | 7095300 | 684365 | Accurax linear motor axis system, horizontal R88L-EC-FW-0609-ANPC 206mm stroke, vertical R88L-EC-FW-0306-ANPC 150mm stroke, optical abs encoder systems, PMA cable hoses, 1 Mio cycles cable life time
R88L-ES-PP-D206-B200-0001 | 7149900 | 684363 | Accurax linear motor axis system, horizontal R88L-EC-FW-0609-ANPC 206mm stroke, vertical R88L-EC-FW-0306-ANPC 200mm stroke, optical abs encoder systems, PMA cable hoses, 1 Mio cycles cable life time
R88L-ES-XY-8921-0001 | 7270600 | 679452 | Accurax linear motor cross table, iron core coils, optical abs encoder system, primary: magnet width 60mm, stroke 206mm, secondary: magnet width 30mm, 158mm
R88M-1AL1K030C-BS2 | 856800 | 695577 | 1SA AC servo motor, 1 kW, 400 VAC, 3000 rpm, 3.18 Nm, absolute encoder, with brake
R88M-1AL1K030C-S2 | 668900 | 695578 | 1SA AC servo motor, 1 kW, 400 VAC, 3000 rpm, 3.18 Nm, absolute encoder
R88M-1AL1K030T-BS2 | 860100 | 695579 | 1SA AC servo motor, 1 kW, 230 VAC, 3000 rpm, 3.18 Nm, absolute encoder, with brake
R88M-1AL1K030T-S2 | 672200 | 695580 | 1SA AC servo motor, 1 kW, 230 VAC, 3000 rpm, 3.18 Nm, absolute encoder
R88M-1AL1K530C-BS2 | 936400 | 695581 | 1SA AC servo motor, 1.5 kW, 400 VAC, 3000 rpm, 4.77 Nm, absolute encoder, with brake
R88M-1AL1K530C-S2 | 748500 | 695582 | 1SA AC servo motor, 1.5 kW, 400 VAC, 3000 rpm, 4.77 Nm, absolute encoder
R88M-1AL1K530T-BS2 | 993400 | 695583 | 1SA AC servo motor, 1.5 kW, 230 VAC, 3000 rpm, 4.77 Nm, absolute encoder, with brake
R88M-1AL1K530T-S2 | 809000 | 695584 | 1SA AC servo motor, 1.5 kW, 230 VAC, 3000 rpm, 4.77 Nm, absolute encoder
R88M-1AL2K030C-BS2 | 1111500 | 695585 | 1SA AC servo motor, 2 kW, 400 VAC, 3000 rpm, 6.37 Nm, absolute encoder, with brake
R88M-1AL2K030C-S2 | 923800 | 695586 | 1SA AC servo motor, 2 kW, 400 VAC, 3000 rpm, 6.37 Nm, absolute encoder
R88M-1AL3K030C-BS2 | 1241800 | 695587 | 1SA AC servo motor, 3 kW, 400 VAC, 3000 rpm, 9.55 Nm, absolute encoder, with brake
R88M-1AL3K030C-S2 | 1054000 | 695588 | 1SA AC servo motor, 3 kW, 400 VAC, 3000 rpm, 9.55 Nm, absolute encoder
R88M-1AL75030C-BS2 | 850400 | 695589 | 1SA AC servo motor, 750 W, 400 VAC, 3000 rpm, 2.39 Nm, absolute encoder, with brake
R88M-1AL75030C-S2 | 665800 | 695590 | 1SA AC servo motor, 750 W, 400 VAC, 3000 rpm, 2.39 Nm, absolute encoder
R88M-1AM1K515C-BS2 | 758000 | 695591 | 1SA AC servo motor, 1.5 kW, 400 VAC, 1500 rpm, 9.55 Nm, absolute encoder, with brake
R88M-1AM1K515C-S2 | 570400 | 695592 | 1SA AC servo motor, 1.5 kW, 400 VAC, 1500 rpm, 9.55 Nm, absolute encoder
R88M-1AM1K515T-BS2 | 767600 | 695593 | 1SA AC servo motor, 1.5 kW, 230 VAC, 1500 rpm, 9.55 Nm, absolute encoder, with brake
R88M-1AM1K515T-S2 | 579700 | 695594 | 1SA AC servo motor, 1.5 kW, 230 VAC, 1500 rpm, 9.55 Nm, absolute encoder
R88M-1AM20030T-BS2 | 542000 | 695595 | 1SA AC servo motor, 200 W, 230 VAC, 3000 rpm, 0.637 Nm, absolute encoder, with brake
R88M-1AM20030T-S2 | 395400 | 695596 | 1SA AC servo motor, 200 W, 230 VAC, 3000 rpm, 0.637 Nm, absolute encoder
R88M-1AM3K015C-BS2 | 958900 | 695597 | 1SA AC servo motor, 3 kW, 400 VAC, 1500 rpm, 19.1 Nm, absolute encoder, with brake
R88M-1AM3K015C-S2 | 771100 | 695598 | 1SA AC servo motor, 3 kW, 400 VAC, 1500 rpm, 19.1 Nm, absolute encoder
R88M-1AM40030T-BS2 | 624600 | 695599 | 1SA AC servo motor, 400 W, 230 VAC, 3000 rpm, 1.27 Nm, absolute encoder, with brake
R88M-1AM40030T-S2 | 465400 | 695600 | 1SA AC servo motor, 400 W, 230 VAC, 3000 rpm, 1.27 Nm, absolute encoder
R88M-1AM75030T-BS2 | 720000 | 695601 | 1SA AC servo motor, 750 W, 230 VAC, 3000 rpm, 2.39 Nm, absolute encoder, with brake
R88M-1AM75030T-S2 | 542000 | 695602 | 1SA AC servo motor, 750 W, 230 VAC, 3000 rpm, 2.39 Nm, absolute encoder
R88M-1L1K030C-BS2 | 702300 | 672247 | 1S AC servo motor, 1 kW, 400 VAC, 3000 rpm, 3.18 Nm, absolute encoder, with brake
R88M-1L1K030C-S2 | 548300 | 672248 | 1S AC servo motor, 1 kW, 400 VAC, 3000 rpm, 3.18 Nm, absolute encoder
R88M-1L1K030H-BS2 | 669200 | 681567 | 1S AC servo motor, 1 kW, 230 VAC, 3000 rpm, 3.18 Nm, incremental encoder, with brake
R88M-1L1K030H-S2 | 523100 | 681573 | 1S AC servo motor, 1 kW, 230 VAC, 3000 rpm, 3.18 Nm, incremental encoder
R88M-1L1K030T-BS2 | 705000 | 672245 | 1S AC servo motor, 1 kW, 230 VAC, 3000 rpm, 3.18 Nm, absolute encoder, with brake
R88M-1L1K030T-S2 | 550900 | 672254 | 1S AC servo motor, 1 kW, 230 VAC, 3000 rpm, 3.18 Nm, absolute encoder
R88M-1L1K530C-BS2 | 767500 | 672249 | 1S AC servo motor, 1.5 kW, 400 VAC, 3000 rpm, 4.77 Nm, absolute encoder, with brake
R88M-1L1K530C-S2 | 613600 | 672250 | 1S AC servo motor, 1.5 kW, 400 VAC, 3000 rpm, 4.77 Nm, absolute encoder
R88M-1L1K530H-BS2 | 773400 | 681574 | 1S AC servo motor, 1.5 kW, 230 VAC, 3000 rpm, 4.77 Nm, incremental encoder, with brake
R88M-1L1K530H-S2 | 630200 | 681568 | 1S AC servo motor, 1.5 kW, 230 VAC, 3000 rpm, 4.77 Nm, incremental encoder
R88M-1L1K530T-BS2 | 814400 | 672246 | 1S AC servo motor, 1.5 kW, 230 VAC, 3000 rpm, 4.77 Nm, absolute encoder, with brake
R88M-1L1K530T-S2 | 663100 | 672255 | 1S AC servo motor, 1.5 kW, 230 VAC, 3000 rpm, 4.77 Nm, absolute encoder
R88M-1L2K030C-BS2 | 911000 | 672244 | 1S AC servo motor, 2 kW, 400 VAC, 3000 rpm, 6.37 Nm, absolute encoder, with brake
R88M-1L2K030C-S2 | 757200 | 672257 | 1S AC servo motor, 2 kW, 400 VAC, 3000 rpm, 6.37 Nm, absolute encoder
R88M-1L3K030C-BS2 | 1017800 | 672251 | 1S AC servo motor, 3 kW, 400 VAC, 3000 rpm, 9.55 Nm, absolute encoder, with brake
R88M-1L3K030C-S2 | 864000 | 672252 | 1S AC servo motor, 3 kW, 400 VAC, 3000 rpm, 9.55 Nm, absolute encoder
R88M-1L4K030C-BS2 | 1303300 | 689224 | 1S AC servo motor, 4 kW, 400 VAC, 3000 rpm, 12.7 Nm, absolute encoder, with brake
R88M-1L4K030C-S2 | 1083700 | 689223 | 1S AC servo motor, 4 kW, 400 VAC, 3000 rpm, 12.7 Nm, absolute encoder
R88M-1L5K030C-BS2 | 1605400 | 689226 | 1S AC servo motor, 5 kW, 400 VAC, 3000 rpm, 15.9 Nm, absolute encoder, with brake
R88M-1L5K030C-S2 | 1383200 | 689225 | 1S AC servo motor, 5 kW, 400 VAC, 3000 rpm, 15.9 Nm, absolute encoder
R88M-1L75030C-BS2 | 697000 | 672253 | 1S AC servo motor, 750 W, 400 VAC, 3000 rpm, 2.39 Nm, absolute encoder, with brake
R88M-1L75030C-S2 | 545900 | 672256 | 1S AC servo motor, 750 W, 400 VAC, 3000 rpm, 2.39 Nm, absolute encoder
R88M-1M05030T-BS2 | 403800 | 684892 | 1S AC servo motor, 50 W, 230 VAC, 3000 rpm, 0.159 Nm, absolute encoder, with brake
R88M-1M05030T-S2 | 386800 | 684741 | 1S AC servo motor, 50 W, 230 VAC, 3000 rpm, 0.159 Nm, absolute encoder
R88M-1M10030H-BS2 | 334300 | 681576 | 1S AC servo motor, 100 W, 230 VAC, 3000 rpm, 0.318 Nm, incremental encoder, with brake
R88M-1M10030H-S2 | 243200 | 681572 | 1S AC servo motor, 100 W, 230 VAC, 3000 rpm, 0.318 Nm, incremental encoder
R88M-1M10030T-BS2 | 417900 | 670732 | 1S AC servo motor, 100 W, 230 VAC, 3000 rpm, 0.318 Nm, absolute encoder, with brake
R88M-1M10030T-OS2 | 351100 | 680123 | 1S AC servo motor, 100 W, 230 VAC, 3000 rpm, 0.318 Nm, absolute encoder, with oil seal
R88M-1M10030T-S2 | 303300 | 670742 | 1S AC servo motor, 100 W, 230 VAC, 3000 rpm, 0.318 Nm, absolute encoder
R88M-1M11K015C-BS2 | 2291800 | 689234 | 1S AC servo motor, 11 kW, 400 VAC, 1500 rpm, 70.0 Nm, absolute encoder, with brake
R88M-1M11K015C-S2 | 1897300 | 689233 | 1S AC servo motor, 11 kW, 400 VAC, 1500 rpm, 70.0 Nm, absolute encoder
R88M-1M15K015C-BS2 | 2790900 | 689236 | 1S AC servo motor, 15 kW, 400 VAC, 1500 rpm, 95.5 Nm, absolute encoder, with brake
R88M-1M15K015C-S2 | 2396900 | 689235 | 1S AC servo motor, 15 kW, 400 VAC, 1500 rpm, 95.5 Nm, absolute encoder
R88M-1M1K020C-BS2 | 556200 | 679973 | 1S AC servo motor, 1 kW, 400 VAC, 2000 rpm, 4.77 Nm, absolute encoder, with brake
R88M-1M1K020C-S2 | 402200 | 679958 | 1S AC servo motor, 1 kW, 400 VAC, 2000 rpm, 4.77 Nm, absolute encoder
R88M-1M1K020H-BS2 | 575100 | 681569 | 1S AC servo motor, 1 kW, 230 VAC, 2000 rpm, 4.77 Nm, incremental encoder, with brake
R88M-1M1K020H-S2 | 429200 | 681575 | 1S AC servo motor, 1 kW, 230 VAC, 2000 rpm, 4.77 Nm, incremental encoder
R88M-1M1K020T-BS2 | 605800 | 680427 | 1S AC servo motor, 1 kW, 230 VAC, 2000 rpm, 4.77 Nm, absolute encoder, with brake
R88M-1M1K020T-S2 | 452000 | 679974 | 1S AC servo motor, 1 kW, 230 VAC, 2000 rpm, 4.77 Nm, absolute encoder
R88M-1M1K520C-BS2 | 621300 | 679985 | 1S AC servo motor, 1.5 kW, 400 VAC, 2000 rpm, 7.16 Nm, absolute encoder, with brake
R88M-1M1K520C-S2 | 467600 | 679978 | 1S AC servo motor, 1.5 kW, 400 VAC, 2000 rpm, 7.16 Nm, absolute encoder
R88M-1M1K520H-BS2 | 597600 | 681564 | 1S AC servo motor, 1.5 kW, 230 VAC, 2000 rpm, 7.16 Nm, incremental encoder, with brake
R88M-1M1K520H-S2 | 451600 | 681577 | 1S AC servo motor, 1.5 kW, 230 VAC, 2000 rpm, 7.16 Nm, incremental encoder
R88M-1M1K520T-BS2 | 629200 | 679957 | 1S AC servo motor, 1.5 kW, 230 VAC, 2000 rpm, 7.16 Nm, absolute encoder, with brake
R88M-1M1K520T-S2 | 475300 | 679979 | 1S AC servo motor, 1.5 kW, 230 VAC, 2000 rpm, 7.16 Nm, absolute encoder
R88M-1M20030H-BS2 | 355900 | 681570 | 1S AC servo motor, 200 W, 230 VAC, 3000 rpm, 0.637 Nm, incremental encoder, with brake
R88M-1M20030H-S2 | 259800 | 681565 | 1S AC servo motor, 200 W, 230 VAC, 3000 rpm, 0.637 Nm, incremental encoder
R88M-1M20030T-BS2 | 444200 | 670746 | 1S AC servo motor, 200 W, 230 VAC, 3000 rpm, 0.637 Nm, absolute encoder, with brake
R88M-1M20030T-OS2 | 339200 | 684247 | 1S AC servo motor, 200 W, 230 VAC, 3000 rpm, 0.637 Nm, absolute encoder, with oil seal
R88M-1M20030T-S2 | 323900 | 670733 | 1S AC servo motor, 200 W, 230 VAC, 3000 rpm, 0.637 Nm, absolute encoder
R88M-1M2K010C-BS2 | 965700 | 680412 | 1S AC servo motor, 2 kW, 400 VAC, 1000 rpm, 19.1 Nm, absolute encoder, with brake
R88M-1M2K010C-S2 | 811700 | 680268 | 1S AC servo motor, 2 kW, 400 VAC, 1000 rpm, 19.1 Nm, absolute encoder
R88M-1M2K020C-BS2 | 694400 | 679953 | 1S AC servo motor, 2 kW, 400 VAC, 2000 rpm, 9.55 Nm, absolute encoder, with brake
R88M-1M2K020C-S2 | 540400 | 679952 | 1S AC servo motor, 2 kW, 400 VAC, 2000 rpm, 9.55 Nm, absolute encoder
R88M-1M3K010C-BS2 | 1195400 | 679950 | 1S AC servo motor, 3 kW, 400 VAC, 1000 rpm, 28.65 Nm, absolute encoder, with brake
R88M-1M3K010C-S2 | 1041400 | 679975 | 1S AC servo motor, 3 kW, 400 VAC, 1000 rpm, 28.65 Nm, absolute encoder
R88M-1M3K020C-BS2 | 785900 | 679972 | 1S AC servo motor, 3 kW, 400 VAC, 2000 rpm, 14.32 Nm, absolute encoder, with brake
R88M-1M3K020C-S2 | 632000 | 679984 | 1S AC servo motor, 3 kW, 400 VAC, 2000 rpm, 14.32 Nm, absolute encoder
R88M-1M40020C-BS2 | 485800 | 681595 | 1S AC servo motor, 400 W, 400 VAC, 2000 rpm, 1.91 Nm, absolute encoder, with brake
R88M-1M40020C-S2 | 355400 | 681597 | 1S AC servo motor, 400 W, 400 VAC, 2000 rpm, 1.91 Nm, absolute encoder
R88M-1M40030H-BS2 | 410200 | 681566 | 1S AC servo motor, 400 W, 230 VAC, 3000 rpm, 1.27 Nm, incremental encoder, with brake
R88M-1M40030H-S2 | 305800 | 681571 | 1S AC servo motor, 400 W, 230 VAC, 3000 rpm, 1.27 Nm, incremental encoder
R88M-1M40030S-S2 | 480300 | 674276 | 1S AC servo motor, 400 W, 100 VAC, 3000 rpm, 1.27 Nm, absolute encoder
R88M-1M40030T-BOS2 | 520000 | 679421 | 1S AC servo motor, 400 W, 230 VAC, 3000 rpm, 1.27 Nm, absolute encoder, with brake and oil seal
R88M-1M40030T-BS2 | 511800 | 670749 | 1S AC servo motor, 400 W, 230 VAC, 3000 rpm, 1.27 Nm, absolute encoder, with brake
R88M-1M40030T-S2 | 381500 | 670755 | 1S AC servo motor, 400 W, 230 VAC, 3000 rpm, 1.27 Nm, absolute encoder
R88M-1M4K015C-BS2 | 1023900 | 689228 | 1S AC servo motor, 4 kW, 400 VAC, 1500 rpm, 25.5 Nm, absolute encoder, with brake
R88M-1M4K015C-S2 | 804100 | 689227 | 1S AC servo motor, 4 kW, 400 VAC, 1500 rpm, 25.5 Nm, absolute encoder
R88M-1M4K015T-S2 | 835200 | 700667 | 1S AC servo motor, 4 kW, 230 VAC, 1500 rpm, 25.5 Nm, absolute encoder
R88M-1M5K515C-BS2 | 1123800 | 689230 | 1S AC servo motor, 5.5 kW, 400 VAC, 1500 rpm, 35.0 Nm, absolute encoder, with brake
R88M-1M5K515C-S2 | 904000 | 689229 | 1S AC servo motor, 5.5 kW, 400 VAC, 1500 rpm, 35.0 Nm, absolute encoder
R88M-1M60020C-BS2 | 511800 | 681596 | 1S AC servo motor, 600 W, 400 VAC, 2000 rpm, 2.86 Nm, absolute encoder, with brake
R88M-1M60020C-S2 | 365700 | 681594 | 1S AC servo motor, 600 W, 400 VAC, 2000 rpm, 2.86 Nm, absolute encoder
R88M-1M75030H-BS2 | 472800 | 681563 | 1S AC servo motor, 750 W, 230 VAC, 3000 rpm, 2.39 Nm, incremental encoder, with brake
R88M-1M75030H-S2 | 355900 | 681561 | 1S AC servo motor, 750 W, 230 VAC, 3000 rpm, 2.39 Nm, incremental encoder
R88M-1M75030T-BS2 | 590100 | 670759 | 1S AC servo motor, 750 W, 230 VAC, 3000 rpm, 2.39 Nm, absolute encoder, with brake
R88M-1M75030T-S2 | 444200 | 670744 | 1S AC servo motor, 750 W, 230 VAC, 3000 rpm, 2.39 Nm, absolute encoder
R88M-1M7K515C-BS2 | 1847500 | 689232 | 1S AC servo motor, 7.5 kW, 400 VAC, 1500 rpm, 47.8 Nm, absolute encoder, with brake
R88M-1M7K515C-S2 | 1628000 | 689231 | 1S AC servo motor, 7.5 kW, 400 VAC, 1500 rpm, 47.8 Nm, absolute encoder
R88M-1M90010C-BS2 | 663100 | 679976 | 1S AC servo motor, 900 W, 400 VAC, 1000 rpm, 8.59 Nm, absolute encoder, with brake
R88M-1M90010C-S2 | 509000 | 679980 | 1S AC servo motor, 900 W, 400 VAC, 1000 rpm, 8.59 Nm, absolute encoder
R88M-1M90010T-BS2 | 689200 | 679951 | 1S AC servo motor, 900 W, 230 VAC, 1000 rpm, 8.59 Nm, absolute encoder, with brake
R88M-1M90010T-S2 | 535500 | 679967 | 1S AC servo motor, 900 W, 230 VAC, 1000 rpm, 8.59 Nm, absolute encoder
R88M-G05030H-BS2 | 220100 | 322925 | G-Series AC servo motor, 50 W, 200 VAC, 3000 rpm, 0.16 Nm, incremental, Brake
R88M-G05030H-BS2-D | 267100 | 378068 | G-Series AC servo motor, 50 W, 200 VAC, 3000 rpm, 0.16 Nm, incremental, Brake, with circular connector
R88M-G05030H-S2 | 149400 | 322924 | G-Series AC servo motor, 50 W, 200 VAC, 3000 rpm, 0.16 Nm, incremental
R88M-G05030H-S2-D | 196900 | 378067 | G-Series AC servo motor, 50 W, 200 VAC, 3000 rpm, 0.16 Nm, incremental, with circular connector
R88M-G05030T-BS2 | 404500 | 355426 | G-Series AC servo motor, 50 W, 200 VAC, 3000 rpm, 0.16 Nm, absolute, Brake
R88M-G05030T-BS2-D | 758800 | 378070 | G-Series AC servo motor, 50 W, 200 VAC, 3000 rpm, 0.16 Nm, absolute, Brake, with circular connector
R88M-G05030T-S2 | 387000 | 317938 | G-Series AC servo motor, 50 W, 200 VAC, 3000 rpm, 0.16 Nm, absolute
R88M-G05030T-S2-D | 434400 | 378069 | G-Series AC servo motor, 50 W, 200 VAC, 3000 rpm, 0.16 Nm, absolute, with circular connector
R88M-G10030H-BS2 | 309200 | 285893 | G-Series/SmartStep 2 AC servo motor (cylinder type), 100 W, 200 VAC, 3000 rpm, 0.32 Nm, with brake
R88M-G10030H-BS2-D | 336300 | 378072 | G-Series AC servo motor, 100 W, 200 VAC, 3000 rpm, 0.32 Nm, incremental, Brake, with circular connector
R88M-G10030H-S2 | 171800 | 285890 | G-Series/SmartStep 2 AC servo motor (cylinder type), 100 W, 200 VAC, 3000 rpm, 0.32 Nm
R88M-G10030H-S2-D | 199100 | 378071 | G-Series AC servo motor, 100 W, 200 VAC, 3000 rpm, 0.32 Nm, incremental, with circular connector
R88M-G10030T-BS2 | 543300 | 703021 | G-Series AC servo motor, 100 W, 200 VAC, 3000 rpm, 0.32 Nm, absolute, Brake
R88M-G10030T-BS2 | 542800 | 332276 | G-Series AC servo motor, 100 W, 200 VAC, 3000 rpm, 0.32 Nm, absolute, Brake
R88M-G10030T-BS2-D | 590300 | 703026 | G-Series AC servo motor, 100 W, 200 VAC, 3000 rpm, 0.32 Nm, absolute, Brake, with circular connector
R88M-G10030T-BS2-D | 589500 | 378074 | G-Series AC servo motor, 100 W, 200 VAC, 3000 rpm, 0.32 Nm, absolute, Brake, with circular connector
R88M-G10030T-S2 | 260600 | 313364 | G-Series AC servo motor, 100 W, 200 VAC, 3000 rpm, 0.32 Nm, absolute
R88M-G10030T-S2-D | 301600 | 378073 | G-Series AC servo motor, 100 W, 200 VAC, 3000 rpm, 0.32 Nm, absolute, with circular connector
R88M-G1K030T-BS2 | 820600 | 356460 | G-Series AC servo motor, 1 kW, 200 VAC, 3000 rpm, 3.18 Nm, absolute, Brake
R88M-G1K030T-S2 | 641300 | 317939 | G-Series AC servo motor, 1 kW, 200 VAC, 3000 rpm, 3.18 Nm, absolute
R88M-G1K530T-BS2 | 976800 | 355419 | G-Series AC servo motor, 1.5 kW, 200 VAC, 3000 rpm, 4.77 Nm, absolute, Brake
R88M-G20030H-BS2 | 313100 | 285894 | G-Series/SmartStep 2 AC servo motor (cylinder type), 200 W, 200 VAC, 3000 rpm, 0.64 Nm, with brake
R88M-G20030H-BS2-D | 340600 | 378066 | G-Series AC servo motor, 200 W, 200 VAC, 3000 rpm, 0.64 Nm, incremental, Brake, with circular connector
R88M-G20030H-S2 | 184600 | 285891 | G-Series/SmartStep 2 AC servo motor (cylinder type), 200 W, 200 VAC, 3000 rpm, 0.64 Nm
R88M-G20030H-S2-D | 211800 | 378075 | G-Series AC servo motor, 200 W, 200 VAC, 3000 rpm, 0.64 Nm, incremental, with circular connector
R88M-G20030L-S2 | 164600 | 375792 | AC Servomotor, With INC Encoder 200 W, 100 VAC, With Key / Without Brake, 3000 rpm
R88M-G20030T-BS2 | 588500 | 332277 | G-Series AC servo motor, 200 W, 200 VAC, 3000 rpm, 0.64 Nm, absolute, Brake
R88M-G20030T-BS2-D | 636200 | 703027 | G-Series AC servo motor, 200 W, 200 VAC, 3000 rpm, 0.64 Nm, absolute, Brake, with circular connector
R88M-G20030T-BS2-D | 635400 | 378045 | G-Series AC servo motor, 200 W, 200 VAC, 3000 rpm, 0.64 Nm, absolute, Brake, with circular connector
R88M-G20030T-S2 | 420700 | 703012 | G-Series AC servo motor, 200 W, 200 VAC, 3000 rpm, 0.64 Nm, absolute
R88M-G20030T-S2 | 420200 | 317940 | G-Series AC servo motor, 200 W, 200 VAC, 3000 rpm, 0.64 Nm, absolute
R88M-G20030T-S2-D | 467400 | 378044 | G-Series AC servo motor, 200 W, 200 VAC, 3000 rpm, 0.64 Nm, absolute, with circular connector
R88M-G40030H-BS2 | 330500 | 285895 | G-Series/SmartStep 2 AC servo motor (cylinder type), 400 W, 200 VAC, 3000 rpm, 1.3 Nm, with brake
R88M-G40030H-BS2-D | 357500 | 378047 | G-Series AC servo motor, 400 W, 200 VAC, 3000 rpm, 1.3 Nm, incremental, Brake, with circular connector
R88M-G40030H-S2 | 204100 | 285892 | G-Series/SmartStep 2 AC servo motor (cylinder type), 400 W, 200 VAC, 3000 rpm, 1.3 Nm
R88M-G40030H-S2-D | 230900 | 378046 | G-Series AC servo motor, 400 W, 200 VAC, 3000 rpm, 1.3 Nm, incremental, with circular connector
R88M-G40030T | 463300 | 317941 | AC Servomotor, With ABS/INC Encoder 400 W, 200 VAC, Without Key / Without Brake, 3000 rpm
R88M-G40030T-BS2 | 707700 | 703023 | G-Series AC servo motor, 400 W, 200 VAC, 3000 rpm, 1.3 Nm, absolute, Brake
R88M-G40030T-BS2 | 706900 | 332278 | G-Series AC servo motor, 400 W, 200 VAC, 3000 rpm, 1.3 Nm, absolute, Brake
R88M-G40030T-BS2-D | 754200 | 378049 | G-Series AC servo motor, 400 W, 200 VAC, 3000 rpm, 1.3 Nm, absolute, Brake, with circular connector
R88M-G40030T-S2 | 459600 | 703013 | G-Series AC servo motor, 400 W, 200 VAC, 3000 rpm, 1.3 Nm, absolute
R88M-G40030T-S2 | 459100 | 317942 | G-Series AC servo motor, 400 W, 200 VAC, 3000 rpm, 1.3 Nm, absolute
R88M-G40030T-S2-D | 506900 | 703018 | G-Series AC servo motor, 400 W, 200 VAC, 3000 rpm, 1.3 Nm, absolute, with circular connector
R88M-G40030T-S2-D | 506500 | 378048 | G-Series AC servo motor, 400 W, 200 VAC, 3000 rpm, 1.3 Nm, absolute, with circular connector
R88M-G75030H-BS2 | 402300 | 286728 | G-Series AC servo motor, 750 W, 200 VAC, 3000 rpm, 2.4 Nm, incremental, Brake
R88M-G75030H-BS2-D | 449300 | 378051 | G-Series AC servo motor, 750 W, 200 VAC, 3000 rpm, 2.4 Nm, incremental, Brake, with circular connector
R88M-G75030H-S2 | 286500 | 286727 | G-Series AC servo motor, 750 W, 200 VAC, 3000 rpm, 2.4 Nm, incremental
R88M-G75030H-S2-D | 333300 | 378050 | G-Series AC servo motor, 750 W, 200 VAC, 3000 rpm, 2.4 Nm, incremental, with circular connector
R88M-G75030T-BS2 | 761500 | 703024 | G-Series AC servo motor, 750 W, 200 VAC, 3000 rpm, 2.4 Nm, absolute, Brake
R88M-G75030T-BS2 | 760900 | 332279 | G-Series AC servo motor, 750 W, 200 VAC, 3000 rpm, 2.4 Nm, absolute, Brake
R88M-G75030T-BS2-D | 808800 | 703029 | G-Series AC servo motor, 750 W, 200 VAC, 3000 rpm, 2.4 Nm, absolute, Brake, with circular connector
R88M-G75030T-BS2-D | 807900 | 378053 | G-Series AC servo motor, 750 W, 200 VAC, 3000 rpm, 2.4 Nm, absolute, Brake, with circular connector
R88M-G75030T-S2 | 557800 | 703014 | G-Series AC servo motor, 750 W, 200 VAC, 3000 rpm, 2.4 Nm, absolute
R88M-G75030T-S2 | 557400 | 317943 | G-Series AC servo motor, 750 W, 200 VAC, 3000 rpm, 2.4 Nm, absolute
R88M-G75030T-S2-D | 585900 | 703019 | G-Series AC servo motor, 750 W, 200 VAC, 3000 rpm, 2.4 Nm, absolute, with circular connector
R88M-G75030T-S2-D | 585300 | 378052 | G-Series AC servo motor, 750 W, 200 VAC, 3000 rpm, 2.4 Nm, absolute, with circular connector
R88M-GP10030H-BS2 | 314400 | 322926 | G-Series Flat type AC servo motor, 100 W, 200 VAC, 3000 rpm, 0.32 Nm, incremental, Brake
R88M-GP10030H-BS2-D | 361200 | 378055 | G-Series Flat type AC servo motor, 100 W, 200 VAC, 3000 rpm, 0.32 Nm, incremental, Brake, with circular connector
R88M-GP10030H-S2 | 189000 | 285896 | G-Series/SmartStep 2 AC servo motor (cube type), 100 W, 200 VAC, 3000 rpm, 0.32 Nm
R88M-GP10030H-S2-D | 217500 | 378054 | G-Series Flat type AC servo motor, 100 W, 200 VAC, 3000 rpm, 0.32 Nm, incremental, with circular connector
R88M-GP10030T-BS2-D | 597200 | 378057 | G-Series Flat type AC servo motor, 100 W, 200 VAC, 3000 rpm, 0.32 Nm, absolute, Brake, with circular connector
R88M-GP10030T-S2-D | 437600 | 378056 | G-Series Flat type AC servo motor, 100 W, 200 VAC, 3000 rpm, 0.32 Nm, absolute, with circular connector
R88M-GP20030H-BS2 | 316400 | 322927 | G-Series Flat type AC servo motor, 200 W, 200 VAC, 3000 rpm, 0.64 Nm, incremental, Brake
R88M-GP20030H-BS2-D | 363700 | 378059 | G-Series Flat type AC servo motor, 200 W, 200 VAC, 3000 rpm, 0.64 Nm, incremental, Brake, with circular connector
R88M-GP20030H-S2 | 198400 | 285897 | G-Series/SmartStep 2 AC servo motor (cube type), 200 W, 200 VAC, 3000 rpm, 0.64 Nm
R88M-GP20030H-S2-D | 227700 | 378058 | G-Series Flat type AC servo motor, 200 W, 200 VAC, 3000 rpm, 0.64 Nm, incremental, with circular connector
R88M-GP20030T-BS2-D | 639300 | 378061 | G-Series Flat type AC servo motor, 200 W, 200 VAC, 3000 rpm, 0.64 Nm, absolute, Brake, with circular connector
R88M-GP20030T-S2-D | 463700 | 378060 | G-Series Flat type AC servo motor, 200 W, 200 VAC, 3000 rpm, 0.64 Nm, absolute, with circular connector
R88M-GP40030H-BS2 | 373900 | 322928 | G-Series Flat type AC servo motor, 400 W, 200 VAC, 3000 rpm, 1.3 Nm, incremental, Brake
R88M-GP40030H-BS2-D | 430400 | 378063 | G-Series Flat type AC servo motor, 400 W, 200 VAC, 3000 rpm, 1.3 Nm, incremental, Brake, with circular connector
R88M-GP40030H-S2 | 225000 | 285898 | G-Series/SmartStep 2 AC servo motor (cube type), 400 W, 200 VAC, 3000 rpm, 1.3 Nm
R88M-GP40030H-S2-D | 258600 | 378062 | G-Series Flat type AC servo motor, 400 W, 200 VAC, 3000 rpm, 1.3 Nm, incremental, with circular connector
R88M-GP40030T-BS2-D | 745700 | 703009 | G-Series Flat type AC servo motor, 400 W, 200 VAC, 3000 rpm, 1.3 Nm, absolute, Brake, with circular connector
R88M-GP40030T-BS2-D | 744800 | 378065 | G-Series Flat type AC servo motor, 400 W, 200 VAC, 3000 rpm, 1.3 Nm, absolute, Brake, with circular connector
R88M-GP40030T-S2 | 474700 | 703032 | G-Series Flat type AC servo motor, 400 W, 200 VAC, 3000 rpm, 1.3 Nm, absolute
R88M-GP40030T-S2 | 474300 | 317944 | G-Series Flat type AC servo motor, 400 W, 200 VAC, 3000 rpm, 1.3 Nm, absolute
R88M-GP40030T-S2-D | 545700 | 703035 | G-Series Flat type AC servo motor, 400 W, 200 VAC, 3000 rpm, 1.3 Nm, absolute, with circular connector
R88M-GP40030T-S2-D | 545100 | 378064 | G-Series Flat type AC servo motor, 400 W, 200 VAC, 3000 rpm, 1.3 Nm, absolute, with circular connector
R88M-K05030H-BS2 | 377500 | 285565 | G5 series AC servo motor, 50 W, 200 VAC, 3000 rpm, 0.16 Nm, Incremental encoder, with brake
R88M-K05030H-S2 | 259600 | 285551 | G5 series AC servo motor, 50 W, 200 VAC, 3000 rpm, 0.16 Nm, Incremental encoder
R88M-K05030T-BS2 | 470600 | 322953 | G5 series AC servo motor, 50 W, 200 VAC, 3000 rpm, 0.16 Nm, Absolute encoder, with brake
R88M-K05030T-S2 | 352500 | 322939 | G5 series AC servo motor, 50 W, 200 VAC, 3000 rpm, 0.16 Nm, Absolute encoder
R88M-K10030H-BS2 | 391700 | 285566 | G5 series AC servo motor, 100 W, 200 VAC, 3000 rpm, 0.32 Nm, Incremental encoder, with brake
R88M-K10030H-S2 | 242400 | 285552 | G5 series AC servo motor, 100 W, 200 VAC, 3000 rpm, 0.32 Nm, Incremental encoder
R88M-K10030T-BS2 | 484600 | 322954 | G5 series AC servo motor, 100 W, 200 VAC, 3000 rpm, 0.32 Nm, Absolute encoder, with brake
R88M-K10030T-S2 | 342600 | 322940 | G5 series AC servo motor, 100 W, 200 VAC, 3000 rpm, 0.32 Nm, Absolute encoder
R88M-K11K015C-BOS2 | 2452500 | 352745 | G5 series AC servo motor, 11 kW, 400 VAC, 1500 rpm, 70 Nm, Absolute encoder, with brake, with oil seal
R88M-K11K015C-S2 | 1946300 | 352743 | G5 series AC servo motor, 11 kW, 400 VAC, 1500 rpm, 70 Nm, Absolute encoder
R88M-K11K015T-BOS2 | 2464900 | 352744 | G5 series AC servo motor, 11 kW, 230 VAC, 1500 rpm, 70 Nm, Absolute encoder, with brake, with oil seal
R88M-K11K015T-S2 | 2154000 | 352742 | G5 series AC servo motor, 11 kW, 230 VAC, 1500 rpm, 70 Nm, Absolute encoder
R88M-K15K015C-BOS2 | 3026100 | 352691 | G5 series AC servo motor, 15 kW, 400 VAC, 1500 rpm, 95.9 Nm, Absolute encoder, with brake, with oil seal
R88M-K15K015C-S2 | 2558700 | 352697 | G5 series AC servo motor, 15 kW, 400 VAC, 1500 rpm, 95.9 Nm, Absolute encoder
R88M-K15K015T-BOS2 | 3074500 | 352700 | G5 series AC servo motor, 15 kW, 230 VAC, 1500 rpm, 95 Nm, Absolute encoder, with brake, with oil seal
R88M-K15K015T-S2 | 2742200 | 352694 | G5 series AC servo motor, 15 kW, 230 VAC, 1500 rpm, 95 Nm, Absolute encoder
R88M-K1K020C-BS2 | 623900 | 322981 | G5 series AC servo motor, 1 kW, 400 VAC, 2000 rpm, 4.77 Nm, Absolute encoder, with brake
R88M-K1K020C-S2 | 477000 | 322971 | G5 series AC servo motor, 1 kW, 400 VAC, 2000 rpm, 4.77 Nm, Absolute encoder
R88M-K1K020F-BS2 | 531100 | 285592 | G5 series AC servo motor, 1 kW, 400 VAC, 2000 rpm, 4.77 Nm, Incremental encoder, with brake
R88M-K1K020F-S2 | 384200 | 285582 | G5 series AC servo motor, 1 kW, 400 VAC, 2000 rpm, 4.77 Nm, Incremental encoder
R88M-K1K020H-BS2 | 457200 | 285588 | G5 series AC servo motor, 1 kW, 200 VAC, 2000 rpm, 4.77 Nm, Incremental encoder, with brake
R88M-K1K020H-S2 | 341700 | 285578 | G5 series AC servo motor, 1 kW, 200 VAC, 2000 rpm, 4.77 Nm, Incremental encoder
R88M-K1K020T-BS2 | 550000 | 322977 | G5 series AC servo motor, 1 kW, 200 VAC, 2000 rpm, 4.77 Nm, Absolute encoder, with brake
R88M-K1K020T-S2 | 434600 | 322967 | G5 series AC servo motor, 1 kW, 200 VAC, 2000 rpm, 4.77 Nm, Absolute encoder
R88M-K1K030C-BS2 | 724800 | 322961 | G5 series AC servo motor, 1 kW, 400 VAC, 3000 rpm, 3.18 Nm, Absolute encoder, with brake
R88M-K1K030C-S2 | 596600 | 322947 | G5 series AC servo motor, 1 kW, 400 VAC, 3000 rpm, 3.18 Nm, Absolute encoder
R88M-K1K030F-BS2 | 632300 | 285572 | G5 series AC servo motor, 1 kW, 400 VAC, 3000 rpm, 3.18 Nm, Incremental encoder, with brake
R88M-K1K030F-S2 | 503600 | 285559 | G5 series AC servo motor, 1 kW, 400 VAC, 3000 rpm, 3.18 Nm, Incremental encoder
R88M-K1K030H-BS2 | 639400 | 322929 | G5 series AC servo motor, 1 kW, 200 VAC, 3000 rpm, 3.18 Nm, Incremental encoder, with brake
R88M-K1K030H-S2 | 490300 | 285556 | G5 series AC servo motor, 1 kW, 200 VAC, 3000 rpm, 3.18 Nm, Incremental encoder
R88M-K1K030T-BS2 | 744700 | 322958 | G5 series AC servo motor, 1 kW, 200 VAC, 3000 rpm, 3.18 Nm, Absolute encoder, with brake
R88M-K1K030T-BS2-V2 | 866200 | 397335 | G5 series AC servo motor, 1 kW, 200 VAC, 3000 rpm, 3.18 Nm, Absolute encoder, with brake
R88M-K1K030T-S2 | 583300 | 322944 | G5 series AC servo motor, 1 kW, 200 VAC, 3000 rpm, 3.18 Nm, Absolute encoder
R88M-K1K520C-BS2 | 654800 | 322982 | G5 series AC servo motor, 1.5 kW, 400 VAC, 2000 rpm, 7.16 Nm, Absolute encoder, with brake
R88M-K1K520C-S2 | 507300 | 322972 | G5 series AC servo motor, 1.5 kW, 400 VAC, 2000 rpm, 7.16 Nm, Absolute encoder
R88M-K1K520F-BS2 | 562200 | 285593 | G5 series AC servo motor, 1.5 kW, 400 VAC, 2000 rpm, 7.16 Nm, Incremental encoder, with brake
R88M-K1K520F-OS2 | 458800 | 348637 | G5 series AC servo motor, 1.5 kW, 400 VAC, 2000 rpm, 7.16 Nm, Incremental encoder, with oil seal
R88M-K1K520F-S2 | 414500 | 285583 | G5 series AC servo motor, 1.5 kW, 400 VAC, 2000 rpm, 7.16 Nm, Incremental encoder
R88M-K1K520H-BS2 | 544500 | 285589 | G5 series AC servo motor, 1.5 kW, 200 VAC, 2000 rpm, 7.16 Nm, Incremental encoder, with brake
R88M-K1K520H-S2 | 411500 | 285579 | G5 series AC servo motor, 1.5 kW, 200 VAC, 2000 rpm, 7.16 Nm, Incremental encoder
R88M-K1K520T-BS2 | 637500 | 322978 | G5 series AC servo motor, 1.5 kW, 200 VAC, 2000 rpm, 7.16 Nm, Absolute encoder, with brake
R88M-K1K520T-S2 | 504600 | 322968 | G5 series AC servo motor, 1.5 kW, 200 VAC, 2000 rpm, 7.16 Nm, Absolute encoder
R88M-K1K530C-BS2 | 850700 | 322962 | G5 series AC servo motor, 1.5 kW, 400 VAC, 3000 rpm, 4.77 Nm, Absolute encoder, with brake
R88M-K1K530C-S2 | 718800 | 322948 | G5 series AC servo motor, 1.5 kW, 400 VAC, 3000 rpm, 4.77 Nm, Absolute encoder
R88M-K1K530F-BS2 | 758000 | 285573 | G5 series AC servo motor, 1.5 kW, 400 VAC, 3000 rpm, 4.77 Nm, Incremental encoder, with brake
R88M-K1K530F-S2 | 626200 | 285560 | G5 series AC servo motor, 1.5 kW, 400 VAC, 3000 rpm, 4.77 Nm, Incremental encoder
R88M-K1K530H-BS2 | 758400 | 285570 | G5 series AC servo motor, 1.5 kW, 200 VAC, 3000 rpm, 4.77 Nm, Incremental encoder, with brake
R88M-K1K530H-OS2 | 652900 | 345288 | G5 series AC servo motor, 1.5 kW, 200 VAC, 3000 rpm, 4.77 Nm, Incremental encoder, with oil seal
R88M-K1K530H-S2 | 581700 | 285557 | G5 series AC servo motor, 1.5 kW, 200 VAC, 3000 rpm, 4.77 Nm, Incremental encoder
R88M-K1K530T-BS2 | 851100 | 322959 | G5 series AC servo motor, 1.5 kW, 200 VAC, 3000 rpm, 4.77 Nm, Absolute encoder, with brake
R88M-K1K530T-S2 | 674500 | 322945 | G5 series AC servo motor, 1.5 kW, 200 VAC, 3000 rpm, 4.77 Nm, Absolute encoder
R88M-K20030H-BOS2 | 449900 | 356384 | G5 series AC servo motor, 200 W, 200 VAC, 3000 rpm, 0.64 Nm, Incremental encoder, with brake, with oil seal
R88M-K20030H-BS2 | 435600 | 703050 | G5 series AC servo motor, 200 W, 200 VAC, 3000 rpm, 0.64 Nm, Incremental encoder, with brake
R88M-K20030H-BS2 | 433000 | 285567 | G5 series AC servo motor, 200 W, 200 VAC, 3000 rpm, 0.64 Nm, Incremental encoder, with brake
R88M-K20030H-OS2 | 341000 | 345287 | G5 series AC servo motor, 200 W, 200 VAC, 3000 rpm, 0.64 Nm, Incremental encoder, with oil seal
R88M-K20030H-S2 | 290200 | 703055 | G5 series AC servo motor, 200 W, 200 VAC, 3000 rpm, 0.64 Nm, Incremental encoder
R88M-K20030H-S2 | 288300 | 285553 | G5 series AC servo motor, 200 W, 200 VAC, 3000 rpm, 0.64 Nm, Incremental encoder
R88M-K20030T-BOS2 | 762500 | 365397 | G5 series AC servo motor, 200 W, 200 VAC, 3000 rpm, 0.64 Nm, Absolute encoder, with brake, with oil seal
R88M-K20030T-BS2 | 526000 | 322955 | G5 series AC servo motor, 200 W, 200 VAC, 3000 rpm, 0.64 Nm, Absolute encoder, with brake
R88M-K20030T-OS2 | 506300 | 365396 | G5 series AC servo motor, 200 W, 200 VAC, 3000 rpm, 0.64 Nm, Absolute encoder, with oil seal
R88M-K20030T-S2 | 381300 | 322941 | G5 series AC servo motor, 200 W, 200 VAC, 3000 rpm, 0.64 Nm, Absolute encoder
R88M-K2K010C-BS2 | 1025600 | 322937 | G5 series AC servo motor, 2 kW, 400 VAC, 1000 rpm, 19.1 Nm, Absolute encoder, with brake
R88M-K2K010C-S2 | 822800 | 322933 | G5 series AC servo motor, 2 kW, 400 VAC, 1000 rpm, 19.1 Nm, Absolute encoder
R88M-K2K010F-BS2 | 932900 | 285603 | G5 series AC servo motor, 2 kW, 400 VAC, 1000 rpm, 19.1 Nm, Incremental encoder, with brake
R88M-K2K010F-S2 | 729800 | 285600 | G5 series AC servo motor, 2 kW, 400 VAC, 1000 rpm, 19.1 Nm, Incremental encoder
R88M-K2K020C-BS2 | 754600 | 322983 | G5 series AC servo motor, 2 kW, 400 VAC, 2000 rpm, 9.55 Nm, Absolute encoder, with brake
R88M-K2K020C-S2 | 561000 | 322973 | G5 series AC servo motor, 2 kW, 400 VAC, 2000 rpm, 9.55 Nm, Absolute encoder
R88M-K2K020F-BS2 | 661600 | 285594 | G5 series AC servo motor, 2 kW, 400 VAC, 2000 rpm, 9.55 Nm, Incremental encoder, with brake
R88M-K2K020F-S2 | 467900 | 285584 | G5 series AC servo motor, 2 kW, 400 VAC, 2000 rpm, 9.55 Nm, Incremental encoder
R88M-K2K020H-BS2 | 615800 | 354027 | G5 series AC servo motor, 2 kW, 200 VAC, 2000 rpm, 9.55 Nm, Incremental encoder, with brake
R88M-K2K020H-S2 | 483700 | 353551 | G5 series AC servo motor, 2 kW, 200 VAC, 2000 rpm, 9.55 Nm, Incremental encoder
R88M-K2K020T-BS2 | 733000 | 354035 | G5 series AC servo motor, 2 kW, 200 VAC, 2000 rpm, 9.55 Nm, Absolute encoder, with brake
R88M-K2K020T-S2 | 600600 | 354031 | G5 series AC servo motor, 2 kW, 200 VAC, 2000 rpm, 9.55 Nm, Absolute encoder
R88M-K2K030C-BS2 | 949100 | 322963 | G5 series AC servo motor, 2 kW, 400 VAC, 3000 rpm, 6.37 Nm, Absolute encoder, with brake
R88M-K2K030C-S2 | 725500 | 322949 | G5 series AC servo motor, 2 kW, 400 VAC, 3000 rpm, 6.37 Nm, Absolute encoder
R88M-K2K030F-BS2 | 856400 | 285574 | G5 series AC servo motor, 2 kW, 400 VAC, 3000 rpm, 6.37 Nm, Incremental encoder, with brake
R88M-K2K030F-S2 | 632600 | 285561 | G5 series AC servo motor, 2 kW, 400 VAC, 3000 rpm, 6.37 Nm, Incremental encoder
R88M-K2K030H-BS2 | 804300 | 410308 | G5 series AC servo motor, 2 kW, 200 VAC, 3000 rpm, 6.37 Nm, Incremental encoder, with brake
R88M-K2K030H-S2 | 618100 | 354007 | G5 series AC servo motor, 2 kW, 200 VAC, 3000 rpm, 6.37 Nm, Incremental encoder
R88M-K2K030T-BS2 | 921500 | 354020 | G5 series AC servo motor, 2 kW, 200 VAC, 3000 rpm, 6.37 Nm, Absolute encoder, with brake
R88M-K2K030T-S2 | 735700 | 354016 | G5 series AC servo motor, 2 kW, 200 VAC, 3000 rpm, 6.37 Nm, Absolute encoder
R88M-K3K010C-BS2 | 1256600 | 322938 | G5 series AC servo motor, 3 kW, 400 VAC, 1000 rpm, 28.7 Nm, Absolute encoder, with brake
R88M-K3K010C-S2 | 1053700 | 322934 | G5 series AC servo motor, 3 kW, 400 VAC, 1000 rpm, 28.7 Nm, Absolute encoder
R88M-K3K010F-BS2 | 1163800 | 285604 | G5 series AC servo motor, 3 kW, 400 VAC, 1000 rpm, 28.7 Nm, Incremental encoder, with brake
R88M-K3K010F-S2 | 960700 | 285601 | G5 series AC servo motor, 3 kW, 400 VAC, 1000 rpm, 28.7 Nm, Incremental encoder
R88M-K3K020C-BOS2 | 1023300 | 356698 | G5 series AC servo motor, 3 kW, 400 VAC, 2000 rpm, 14.3 Nm, Absolute encoder, with brake, with oil seal
R88M-K3K020C-BS2 | 875500 | 322984 | G5 series AC servo motor, 3 kW, 400 VAC, 2000 rpm, 14.3 Nm, Absolute encoder, with brake
R88M-K3K020C-S2 | 679700 | 322974 | G5 series AC servo motor, 3 kW, 400 VAC, 2000 rpm, 14.3 Nm, Absolute encoder
R88M-K3K020F-BS2 | 782800 | 285595 | G5 series AC servo motor, 3 kW, 400 VAC, 2000 rpm, 14.3 Nm, Incremental encoder, with brake
R88M-K3K020F-S2 | 586600 | 285585 | G5 series AC servo motor, 3 kW, 400 VAC, 2000 rpm, 14.3 Nm, Incremental encoder
R88M-K3K020H-BS2 | 745800 | 354028 | G5 series AC servo motor, 3 kW, 200 VAC, 2000 rpm, 14.3 Nm, Incremental encoder, with brake
R88M-K3K020H-S2 | 606200 | 354024 | G5 series AC servo motor, 3 kW, 200 VAC, 2000 rpm, 14.3 Nm, Incremental encoder
R88M-K3K020T-BS2 | 863000 | 354036 | G5 series AC servo motor, 3 kW, 200 VAC, 2000 rpm, 14.3 Nm, Absolute encoder, with brake
R88M-K3K020T-S2 | 723400 | 354032 | G5 series AC servo motor, 3 kW, 200 VAC, 2000 rpm, 14.3 Nm, Absolute encoder
R88M-K3K030C-BS2 | 1147300 | 322964 | G5 series AC servo motor, 3 kW, 400 VAC, 3000 rpm, 9.55 Nm, Absolute encoder, with brake
R88M-K3K030C-S2 | 854600 | 322950 | G5 series AC servo motor, 3 kW, 400 VAC, 3000 rpm, 9.55 Nm, Absolute encoder
R88M-K3K030F-BS2 | 1054500 | 285575 | G5 series AC servo motor, 3 kW, 400 VAC, 3000 rpm, 9.55 Nm, Incremental encoder, with brake
R88M-K3K030F-S2 | 761800 | 285562 | G5 series AC servo motor, 3 kW, 400 VAC, 3000 rpm, 9.55 Nm, Incremental encoder
R88M-K3K030H-BS2 | 928600 | 354013 | G5 series AC servo motor, 3 kW, 200 VAC, 3000 rpm, 9.55 Nm, Incremental encoder, with brake
R88M-K3K030H-S2 | 742600 | 354010 | G5 series AC servo motor, 3 kW, 200 VAC, 3000 rpm, 9.55 Nm, Incremental encoder
R88M-K3K030T-BS2 | 1036600 | 354021 | G5 series AC servo motor, 3 kW, 200 VAC, 3000 rpm, 9.55 Nm, Absolute encoder, with brake
R88M-K3K030T-S2 | 859900 | 354017 | G5 series AC servo motor, 3 kW, 200 VAC, 3000 rpm, 9.55 Nm, Absolute encoder
R88M-K40020C-BS2 | 491700 | 322979 | G5 series AC servo motor, 400 W, 400 VAC, 2000 rpm, 1.91 Nm, Absolute encoder, with brake
R88M-K40020C-S2 | 373400 | 322969 | G5 series AC servo motor, 400 W, 400 VAC, 2000 rpm, 1.91 Nm, Absolute encoder
R88M-K40020F-BS2 | 399100 | 285590 | G5 series AC servo motor, 400 W, 400 VAC, 2000 rpm, 1.91 Nm, Incremental encoder, with brake
R88M-K40020F-S2 | 280700 | 285580 | G5 series AC servo motor, 400 W, 400 VAC, 2000 rpm, 1.91 Nm, Incremental encoder
R88M-K40030H-BOS2 | 553200 | 339988 | G5 series AC servo motor, 400 W, 200 VAC, 3000 rpm, 1.3 Nm, Incremental encoder, with brake, with oil seal
R88M-K40030H-BS2 | 488400 | 285568 | G5 series AC servo motor, 400 W, 200 VAC, 3000 rpm, 1.3 Nm, Incremental encoder, with brake
R88M-K40030H-S2 | 330600 | 703054 | G5 series AC servo motor, 400 W, 200 VAC, 3000 rpm, 1.3 Nm, Incremental encoder
R88M-K40030H-S2 | 328600 | 285554 | G5 series AC servo motor, 400 W, 200 VAC, 3000 rpm, 1.3 Nm, Incremental encoder
R88M-K40030T | 435500 | 364999 | G5 series AC servo motor, 400 W, 200 VAC, 3000 rpm, 1.3 Nm, Absolute encoder, no key
R88M-K40030T-BOS2 | 661500 | 357774 | G5 series AC servo motor, 400 W, 200 VAC, 3000 rpm, 1.3 Nm, Absolute encoder, with brake, with oil seal
R88M-K40030T-BS2 | 581500 | 322956 | G5 series AC servo motor, 400 W, 200 VAC, 3000 rpm, 1.3 Nm, Absolute encoder, with brake
R88M-K40030T-S2 | 421300 | 322942 | G5 series AC servo motor, 400 W, 200 VAC, 3000 rpm, 1.3 Nm, Absolute encoder
R88M-K4K020C-BS2 | 857700 | 322985 | G5 series AC servo motor, 4 kW, 400 VAC, 2000 rpm, 19.1 Nm, Absolute encoder, with brake
R88M-K4K020C-S2 | 666300 | 322975 | G5 series AC servo motor, 4 kW, 400 VAC, 2000 rpm, 19.1 Nm, Absolute encoder
R88M-K4K020F-BS2 | 767300 | 285596 | G5 series AC servo motor, 4 kW, 400 VAC, 2000 rpm, 19.1 Nm, Incremental encoder, with brake
R88M-K4K020F-S2 | 629000 | 285586 | G5 series AC servo motor, 4 kW, 400 VAC, 2000 rpm, 19.1 Nm, Incremental encoder
R88M-K4K020H-BS2 | 851900 | 354029 | G5 series AC servo motor, 4 kW, 200 VAC, 2000 rpm, 19.1 Nm, Incremental encoder, with brake
R88M-K4K020H-S2 | 730000 | 354025 | G5 series AC servo motor, 4 kW, 200 VAC, 2000 rpm, 19.1 Nm, Incremental encoder
R88M-K4K020T-BS2 | 966500 | 354037 | G5 series AC servo motor, 4 kW, 200 VAC, 2000 rpm, 19.1 Nm, Absolute encoder, with brake
R88M-K4K020T-S2 | 844200 | 354033 | G5 series AC servo motor, 4 kW, 200 VAC, 2000 rpm, 19.1 Nm, Absolute encoder
R88M-K4K030C-BS2 | 1294600 | 322965 | G5 series AC servo motor, 4 kW, 400 VAC, 3000 rpm, 12.7 Nm, Absolute encoder, with brake
R88M-K4K030C-S2 | 1073900 | 322951 | G5 series AC servo motor, 4 kW, 400 VAC, 3000 rpm, 12.7 Nm, Absolute encoder
R88M-K4K030F-BS2 | 1204200 | 285576 | G5 series AC servo motor, 4 kW, 400 VAC, 3000 rpm, 12.7 Nm, Incremental encoder, with brake
R88M-K4K030F-S2 | 983500 | 285563 | G5 series AC servo motor, 4 kW, 400 VAC, 3000 rpm, 12.7 Nm, Incremental encoder
R88M-K4K030H-BS2 | 1044700 | 354014 | G5 series AC servo motor, 4 kW, 200 VAC, 3000 rpm, 12.7 Nm, Incremental encoder, with brake
R88M-K4K030H-S2 | 847000 | 354011 | G5 series AC servo motor, 4 kW, 200 VAC, 3000 rpm, 12.7 Nm, Incremental encoder
R88M-K4K030T-BS2 | 1159300 | 354022 | G5 series AC servo motor, 4 kW, 200 VAC, 3000 rpm, 12.7 Nm, Absolute encoder, with brake
R88M-K4K030T-S2 | 961400 | 354018 | G5 series AC servo motor, 4 kW, 200 VAC, 3000 rpm, 12.7 Nm, Absolute encoder
R88M-K4K510C-S2 | 1289000 | 356385 | G5 series AC servo motor, 4.5 kW, 400 VAC, 1000 rpm, 43 Nm, Absolute encoder
R88M-K5K020C-BS2 | 1071100 | 322986 | G5 series AC servo motor, 5 kW, 400 VAC, 2000 rpm, 23.9 Nm, Absolute encoder, with brake
R88M-K5K020C-S2 | 863000 | 322976 | G5 series AC servo motor, 5 kW, 400 VAC, 2000 rpm, 23.9 Nm, Absolute encoder
R88M-K5K020F-BS2 | 980600 | 285597 | G5 series AC servo motor, 5 kW, 400 VAC, 2000 rpm, 23.9 Nm, Incremental encoder, with brake
R88M-K5K020F-S2 | 772000 | 285587 | G5 series AC servo motor, 5 kW, 400 VAC, 2000 rpm, 23.9 Nm, Incremental encoder
R88M-K5K020H-BS2 | 936300 | 354030 | G5 series AC servo motor, 5 kW, 200 VAC, 2000 rpm, 23.9 Nm, Incremental encoder, with brake
R88M-K5K020H-S2 | 782100 | 354026 | G5 series AC servo motor, 5 kW, 200 VAC, 2000 rpm, 23.9 Nm, Incremental encoder
R88M-K5K020T-BS2 | 1050400 | 354038 | G5 series AC servo motor, 5 kW, 200 VAC, 2000 rpm, 23.9 Nm, Absolute encoder, with brake
R88M-K5K020T-S2 | 896400 | 354034 | G5 series AC servo motor, 5 kW, 200 VAC, 2000 rpm, 23.9 Nm, Absolute encoder
R88M-K5K030C-BS2 | 1682400 | 322966 | G5 series AC servo motor, 5 kW, 400 VAC, 3000 rpm, 15.9 Nm, Absolute encoder, with brake
R88M-K5K030C-S2 | 1508200 | 322952 | G5 series AC servo motor, 5 kW, 400 VAC, 3000 rpm, 15.9 Nm, Absolute encoder
R88M-K5K030F-BS2 | 1591900 | 285577 | G5 series AC servo motor, 5 kW, 400 VAC, 3000 rpm, 15.9 Nm, Incremental encoder, with brake
R88M-K5K030F-S2 | 1417800 | 285564 | G5 series AC servo motor, 5 kW, 400 VAC, 3000 rpm, 15.9 Nm, Incremental encoder
R88M-K5K030H-BS2 | 1164500 | 354015 | G5 series AC servo motor, 5 kW, 200 VAC, 3000 rpm, 15.9 Nm, Incremental encoder, with brake
R88M-K5K030H-S2 | 966500 | 354012 | G5 series AC servo motor, 5 kW, 200 VAC, 3000 rpm, 15.9 Nm, Incremental encoder
R88M-K5K030T-BS2 | 1278800 | 354023 | G5 series AC servo motor, 5 kW, 200 VAC, 3000 rpm, 15.9 Nm, Absolute encoder, with brake
R88M-K5K030T-S2 | 1080900 | 354019 | G5 series AC servo motor, 5 kW, 200 VAC, 3000 rpm, 15.9 Nm, Absolute encoder
R88M-K60020C-BS2 | 585400 | 322980 | G5 series AC servo motor, 600 W, 400 VAC, 2000 rpm, 2.86 Nm, Absolute encoder, with brake
R88M-K60020C-S2 | 451000 | 322970 | G5 series AC servo motor, 600 W, 400 VAC, 2000 rpm, 2.86 Nm, Absolute encoder
R88M-K60020F-BOS2 | 493600 | 348638 | G5 series AC servo motor, 600 W, 400 VAC, 2000 rpm, 2.86 Nm, Incremental encoder, with brake, with oil seal
R88M-K60020F-BS2 | 492300 | 285591 | G5 series AC servo motor, 600 W, 400 VAC, 2000 rpm, 2.86 Nm, Incremental encoder, with brake
R88M-K60020F-S2 | 316000 | 285581 | G5 series AC servo motor, 600 W, 400 VAC, 2000 rpm, 2.86 Nm, Incremental encoder
R88M-K6K010C-BOS2 | 1997900 | 352701 | G5 series AC servo motor, 6 kW, 400 VAC, 1000 rpm, 57.3 Nm, Absolute encoder, with brake, with oil seal
R88M-K6K010C-S2 | 1784600 | 352695 | G5 series AC servo motor, 6 kW, 400 VAC, 1000 rpm, 57.3 Nm, Absolute encoder
R88M-K6K010T-BOS2 | 2365800 | 352698 | G5 series AC servo motor, 6 kW, 200 VAC, 1000 rpm, 57 Nm, Absolute encoder, with brake, with oil seal
R88M-K6K010T-S2 | 1899300 | 352692 | G5 series AC servo motor, 6 kW, 200 VAC, 1000 rpm, 57 Nm, Absolute encoder
R88M-K75030C-BS2 | 751100 | 322960 | G5 series AC servo motor, 750 W, 400 VAC, 3000 rpm, 2.39 Nm, Absolute encoder, with brake
R88M-K75030C-S2 | 595200 | 322946 | G5 series AC servo motor, 750 W, 400 VAC, 3000 rpm, 2.39 Nm, Absolute encoder
R88M-K75030F-BS2 | 658300 | 285571 | G5 series AC servo motor, 750 W, 400 VAC, 3000 rpm, 2.39 Nm, Incremental encoder, with brake
R88M-K75030F-S2 | 502700 | 285558 | G5 series AC servo motor, 750 W, 400 VAC, 3000 rpm, 2.39 Nm, Incremental encoder
R88M-K75030H-BS2 | 614700 | 703048 | G5 series AC servo motor, 750 W, 200 VAC, 3000 rpm, 2.4 Nm, Incremental encoder, with brake
R88M-K75030H-BS2 | 611000 | 285569 | G5 series AC servo motor, 750 W, 200 VAC, 3000 rpm, 2.4 Nm, Incremental encoder, with brake
R88M-K75030H-S2 | 416000 | 703053 | G5 series AC servo motor, 750 W, 200 VAC, 3000 rpm, 2.4 Nm, Incremental encoder
R88M-K75030H-S2 | 413600 | 285555 | G5 series AC servo motor, 750 W, 200 VAC, 3000 rpm, 2.4 Nm, Incremental encoder
R88M-K75030T | 506500 | 323942 | G5 series AC servo motor, 750 W, 200 VAC, 3000 rpm, 2.4 Nm, Absolute encoder, no key
R88M-K75030T-B | 703900 | 326364 | G5 series AC servo motor, 750 W, 200 VAC, 3000 rpm, 2.4 Nm, Absolute encoder, with brake, no key
R88M-K75030T-BOS2 | 768500 | 357775 | G5 series AC servo motor, 750 W, 200 VAC, 3000 rpm, 2.4 Nm, Absolute encoder, with brake, with oil seal
R88M-K75030T-BS2 | 703900 | 322957 | G5 series AC servo motor, 750 W, 200 VAC, 3000 rpm, 2.4 Nm, Absolute encoder, with brake
R88M-K75030T-S2 | 506500 | 322943 | G5 series AC servo motor, 750 W, 200 VAC, 3000 rpm, 2.4 Nm, Absolute encoder
R88M-K7K515C-BOS2 | 1997900 | 352702 | G5 series AC servo motor, 7.5 kW, 400 VAC, 1500 rpm, 47.8 Nm, Absolute encoder, with brake, with oil seal
R88M-K7K515C-OS2 | 1823400 | 357030 | G5 series AC servo motor, 7.5 kW, 400 VAC, 1500 rpm, 47.8 Nm, Absolute encoder, with oil seal
R88M-K7K515C-S2 | 1784600 | 352696 | G5 series AC servo motor, 7.5 kW, 400 VAC, 1500 rpm, 47.8 Nm, Absolute encoder
R88M-K7K515T-BOS2 | 2365800 | 352699 | G5 series AC servo motor, 7.5 kW, 200 VAC, 1500 rpm, 47.8 Nm, Absolute encoder, with brake, with oil seal
R88M-K7K515T-S2 | 1899300 | 352693 | G5 series AC servo motor, 7.5 kW, 200 VAC, 1500 rpm, 47.8 Nm, Absolute encoder
R88M-K90010C-BS2 | 770400 | 322936 | G5 series AC servo motor, 900 W, 400 VAC, 1000 rpm, 8.59 Nm, Absolute encoder, with brake
R88M-K90010C-S2 | 607600 | 322932 | G5 series AC servo motor, 900 W, 400 VAC, 1000 rpm, 8.59 Nm, Absolute encoder
R88M-K90010F-BS2 | 677600 | 285602 | G5 series AC servo motor, 900 W, 400 VAC, 1000 rpm, 8.59 Nm, Incremental encoder, with brake
R88M-K90010F-S2 | 514700 | 285599 | G5 series AC servo motor, 900 W, 400 VAC, 1000 rpm, 8.59 Nm, Incremental encoder
R88M-K90010H-BS2 | 617200 | 322930 | G5 series AC servo motor, 900 W, 200 VAC, 1000 rpm, 8.59 Nm, Incremental encoder, with brake
R88M-K90010H-S2 | 514700 | 285598 | G5 series AC servo motor, 900 W, 200 VAC, 1000 rpm, 8.59 Nm, Incremental encoder
R88M-K90010T-BS2 | 722300 | 322935 | G5 series AC servo motor, 900 W, 200 VAC, 1000 rpm, 8.59 Nm, Absolute encoder, with brake
R88M-K90010T-S2 | 607600 | 322931 | G5 series AC servo motor, 900 W, 200 VAC, 1000 rpm, 8.59 Nm, Absolute encoder
R88M-KH1K020C-BS1 | 686100 | 377701 | G5 series high inertia AC servo motor, 1.0 kW, 400 VAC, 2000 rpm, 4.77 Nm, absolute, with brake
R88M-KH1K020C-S1 | 524300 | 377700 | G5 series high inertia AC servo motor, 1.0 kW, 400 VAC, 2000 rpm, 4.77 Nm, absolute
R88M-KH1K020F-BS1 | 584300 | 377699 | G5 series high inertia AC servo motor, 1.0 kW, 400 VAC, 2000 rpm, 4.77 Nm, incremental, with brake
R88M-KH1K020F-S1 | 422500 | 374909 | G5 series high inertia AC servo motor, 1.0 kW, 400 VAC, 2000 rpm, 4.77 Nm, incremental
R88M-KH1K520C-BS1 | 720500 | 377704 | G5 series high inertia AC servo motor, 1.5 kW, 400 VAC, 2000 rpm, 7.16 Nm, absolute, with brake
R88M-KH1K520C-S1 | 558100 | 377703 | G5 series high inertia AC servo motor, 1.5 kW, 400 VAC, 2000 rpm, 7.16 Nm, absolute
R88M-KH1K520F-BS1 | 618000 | 377702 | G5 series high inertia AC servo motor, 1.5 kW, 400 VAC, 2000 rpm, 7.16 Nm, incremental, with brake
R88M-KH1K520F-S1 | 456000 | 374910 | G5 series high inertia AC servo motor, 1.5 kW, 400 VAC, 2000 rpm, 7.16 Nm, incremental
R88M-KH20030H-BS2-D | 518900 | 378077 | G5 series high inertia AC servo motor, 200 W, 200 VAC, 3000 rpm, 0.64 Nm, incremental, with brake
R88M-KH20030H-S2-D | 373900 | 378076 | G5 series high inertia AC servo motor, 200 W, 200 VAC, 3000 rpm, 0.64 Nm, incremental
R88M-KH20030T-BS2-D | 611400 | 378079 | G5 series high inertia AC servo motor, 200 W, 200 VAC, 3000 rpm, 0.64 Nm, absolute, with brake
R88M-KH20030T-S2-D | 467000 | 378078 | G5 series high inertia AC servo motor, 200 W, 200 VAC, 3000 rpm, 0.64 Nm, absolute
R88M-KH2K020C-BS1 | 830000 | 377706 | G5 series high inertia AC servo motor, 2.0 kW, 400 VAC, 2000 rpm, 9.55 Nm, absolute, with brake
R88M-KH2K020C-S1 | 617100 | 375948 | G5 series high inertia AC servo motor, 2.0 kW, 400 VAC, 2000 rpm, 9.55 Nm, absolute
R88M-KH2K020F-BS1 | 727700 | 377705 | G5 series high inertia AC servo motor, 2.0 kW, 400 VAC, 2000 rpm, 9.55 Nm, incremental, with brake
R88M-KH2K020F-S1 | 514700 | 377859 | G5 series high inertia AC servo motor, 2.0 kW, 400 VAC, 2000 rpm, 9.55 Nm, incremental
R88M-KH3K020C-BS1 | 963400 | 377708 | G5 series high inertia AC servo motor, 3.0 kW, 400 VAC, 2000 rpm, 14.3 Nm, absolute, with brake
R88M-KH3K020C-S1 | 747200 | 375949 | G5 series high inertia AC servo motor, 3.0 kW, 400 VAC, 2000 rpm, 14.3 Nm, absolute
R88M-KH3K020F-BS1 | 861300 | 377707 | G5 series high inertia AC servo motor, 4.0 kW, 400 VAC, 2000 rpm, 19.1 Nm, incremental, with brake
R88M-KH3K020F-S1 | 645600 | 377860 | G5 series high inertia AC servo motor, 4.0 kW, 400 VAC, 2000 rpm, 19.1 Nm, incremental
R88M-KH40030H-BS2-D | 574300 | 378081 | G5 series high inertia AC servo motor, 400 W, 200 VAC, 3000 rpm, 1.3 Nm, incremental, with brake
R88M-KH40030H-S2-D | 414400 | 378080 | G5 series high inertia AC servo motor, 400 W, 200 VAC, 3000 rpm, 1.3 Nm, incremental
R88M-KH40030T-BS2-D | 667500 | 378083 | G5 series high inertia AC servo motor, 400 W, 200 VAC, 3000 rpm, 1.3 Nm, absolute, with brake
R88M-KH40030T-S2-D | 506900 | 378082 | G5 series high inertia AC servo motor, 400 W, 200 VAC, 3000 rpm, 1.3 Nm, absolute
R88M-KH4K020C-BS1 | 943800 | 377712 | G5 series high inertia AC servo motor, 4.0 kW, 400 VAC, 2000 rpm, 19.1 Nm, absolute, with brake
R88M-KH4K020C-S1 | 732800 | 377711 | G5 series high inertia AC servo motor, 4.0 kW, 400 VAC, 2000 rpm, 19.1 Nm, absolute
R88M-KH4K020F-BS1 | 844100 | 377710 | G5 series high inertia AC servo motor, 3.0 kW, 400 VAC, 2000 rpm, 14.3 Nm, incremental with brake
R88M-KH4K020F-S1 | 691200 | 377709 | G5 series high inertia AC servo motor, 3.0 kW, 400 VAC, 2000 rpm, 14.3 Nm, incremental
R88M-KH5K020C-BS1 | 1178500 | 377716 | G5 series high inertia AC servo motor, 5.0 kW, 400 VAC, 2000 rpm, 23.9 Nm, absolute, with brake
R88M-KH5K020C-S1 | 949500 | 377715 | G5 series high inertia AC servo motor, 5.0 kW, 400 VAC, 2000 rpm, 23.9 Nm, absolute
R88M-KH5K020F-BS1 | 1078800 | 377714 | G5 series high inertia AC servo motor, 5.0 kW, 400 VAC, 2000 rpm, 23.9 Nm, incremental, with brake
R88M-KH5K020F-S1 | 849500 | 377713 | G5 series high inertia AC servo motor, 5.0 kW, 400 VAC, 2000 rpm, 23.9 Nm, incremental
R88M-KH75030H-BS2-D | 696800 | 378085 | G5 series high inertia AC servo motor, 750 W, 200 VAC, 3000 rpm, 2.4 Nm, incremental, with brake
R88M-KH75030H-S2-D | 499600 | 378084 | G5 series high inertia AC servo motor, 750 W, 200 VAC, 3000 rpm, 2.4 Nm, incremental
R88M-KH75030T-BS2-D | 789400 | 378087 | G5 series high inertia AC servo motor, 750 W, 200 VAC, 3000 rpm, 2.4 Nm, absolute, with brake
R88M-KH75030T-S2-D | 591800 | 378086 | G5 series high inertia AC servo motor, 750 W, 200 VAC, 3000 rpm, 2.4 Nm, absolute
R88M-KH7K515C-BS1 | 2197300 | 377862 | G5 series high inertia AC servo motor, 7.5 kW, 400 VAC, 1500 rpm, 47.8 Nm, absolute, with brake
R88M-KH7K515C-S1 | 1963000 | 377717 | G5 series high inertia AC servo motor, 7.5 kW, 400 VAC, 1500 rpm, 47.8 Nm, absolute
R89F-DS0925H | 27080 | 689338 | DC Axial fan, plastic blade, frame 92x25, high speed
R89F-DS0925H-S1 | 29460 | 689340 | DC Axial fan, plastic blade, frame 92x25, high speed, 1 x finger guard, 4 x M4 x 40 mm screws, 4 x M4 nuts
R89F-DS0925H-S2 | 31430 | 689342 | DC Axial fan, plastic blade, frame 92x25, high speed, 2 x finger guard, 4 x M4 x 40 mm screws, 4 x M4 nuts
R89F-DS0925L | 27080 | 689339 | DC Axial fan, plastic blade, frame 92x25, low speed
R89F-DS0925L-S1 | 29460 | 689341 | DC Axial fan, plastic blade, frame 92x25, low speed, 1 x finger guard, 4 x M4 x 40 mm screws, 4 x M4 nuts
R89F-DS0925L-S2 | 31430 | 689343 | DC Axial fan, plastic blade, frame 92x25, low speed, 2 x finger guard, 4 x M4 x 40 mm screws, 4 x M4 nuts
R89F-DS1225H | 26740 | 686250 | DC Axial fan, plastic blade, frame 120x25, high speed
R89F-DS1225H-S1 | 28950 | 686243 | DC Axial fan, plastic blade, frame 120x25, high speed, 1 x finger guard, 4 x M4 x 40 mm screws, 4 x M4 nuts
R89F-DS1225H-S2 | 30760 | 686236 | DC Axial fan, plastic blade, frame 120x25, high speed, 2 x finger guard, 4 x M4 x 40 mm screws, 4 x M4 nuts
R89F-DS1225L | 26740 | 686249 | DC Axial fan, plastic blade, frame 120x25, low speed
R89F-DS1225L-S1 | 28950 | 686242 | DC Axial fan, plastic blade, frame 120x25, low speed, 1 x finger guard, 4 x M4 x 40 mm screws, 4 x M4 nuts
R89F-DS1225L-S2 | 30760 | 686235 | DC Axial fan, plastic blade, frame 120x25, low speed, 2 x finger guard, 4 x M4 x 40 mm screws, 4 x M4 nuts
R89F-DS1238H | 34050 | 686248 | DC Axial fan, plastic blade, frame 120x38, high speed
R89F-DS1238H-S1 | 36280 | 686241 | DC Axial fan, plastic blade, frame 120x38, high speed, 1 x finger guard, 4 x M4 x 55 mm screws, 4 x M4 nuts
R89F-DS1238H-S2 | 38100 | 686234 | DC Axial fan, plastic blade, frame 120x38, high speed, 2 x finger guard, 4 x M4 x 55 mm screws, 4 x M4 nuts
R89F-DS1238L | 34050 | 686247 | DC Axial fan, plastic blade, frame 120x38, low speed
R89F-DS1238L-S1 | 36280 | 686240 | DC Axial fan, plastic blade, frame 120x38, low speed, 1 x finger guard, 4 x M4 x 55 mm screws, 4 x M4 nuts
R89F-DS1238L-S2 | 38100 | 686233 | DC Axial fan, plastic blade, frame 120x38, low speed, 2 x finger guard, 4 x M4 x 55 mm screws, 4 x M4 nuts
R89F-MS0938HP | 37150 | 686246 | AC Axial fan, plastic blade, frame 92x38, high speed, terminals
R89F-MS0938HP-S1 | 43920 | 686239 | AC Axial fan, plastic blade, frame 92x38, high speed, 1 x finger guard, 4 x M4 x 55 mm screws, 4 x M4 nuts, 1 m connector cable
R89F-MS0938HP-S2 | 45750 | 686232 | AC Axial fan, plastic blade, frame 92x38, high speed, 2 x finger guard, 4 x M4 x 55 mm screws, 4 x M4 nuts, 1 m connector cable
R89F-MS0938LP | 37150 | 686245 | AC Axial fan, plastic blade, frame 92x38, low speed, terminals
R89F-MS0938LP-S1 | 43920 | 686238 | AC Axial fan, plastic blade, frame 92x38, low speed, 1 x finger guard, 4 x M4 x 55 mm screws, 4 x M4 nuts, 1 m connector cable
R89F-MS0938LP-S2 | 45750 | 686231 | AC Axial fan, plastic blade, frame 92x38, low speed, 2 x finger guard, 4 x M4 x 55 mm screws, 4 x M4 nuts, 1 m connector cable
R89F-MS1238HP | 37350 | 686244 | AC Axial fan, plastic blade, frame 120x38, high speed, terminals
R89F-MS1238HP-S1 | 44130 | 686237 | AC Axial fan, plastic blade, frame 120x38, high speed, 1 x finger guard, 4 x M4 x 55 mm screws, 4 x M4 nuts, 1 m connector cable
R89F-MS1238HP-S2 | 45980 | 686230 | AC Axial fan, plastic blade, frame 120x38, high speed, 2 x finger guard, 4 x M4 x 55 mm screws, 4 x M4 nuts, 1 m connector cable
R89F-PC | 3182 | 686229 | Axial fan accessory for R89F-M, 1 m connector cable
R89F-PC-20 | 4003 | 686228 | Axial fan accessory for R89F-M, 2 m connector cable
R99-03 FOR MM2 | 334 | 112513
R99-03 FOR MM3.4 | 349.7 | 145393
R99-04 FOR G5F | 401.4 | 112515 | Surface mounting W-bracket for G7J relay
R99-07 FOR G7L | 449.3 | 112514 | Surface mounting E-bracket for G7L relay
R99-11 | 5130 | 114077 | Nameplate for MY relay (packet of 100) (not PYF14ESN / ESS)
R99-11 FOR G3NA | 1901 | 104068 | Mounting bracket, for G3NA-240B/-440B(-2) SSR
R99-12 FOR G3NA | 6715 | 166375 | Mounting bracket for G3NA
R99-15 for G2RV | 5485 | 227343 | White plastic label for socket, supplied as strip of 120 pieces (order in multiples of 120)
R99-16 for G2RV | 5020 | 225352 | Labels (stickers) for G2RV sockets, 1 pc = 484 labels
RA-M12-FM-5P-0.3M | 20430 | 685455 | Double-ended Cordset, 5 Pin female M12, 12 Pin Male M12, 0.3 m
RC-HD133 | 62100 | 688176 | Remote Control Unit for all DVI/SDI camera models
RC-S133 | 52750 | 681303 | On Screen Display Remote Controller for STC-S133
RC-S133B | 52450 | 702127 | On screen display remote controller for STC-S133, jack pin
RF4060 DLC | 243000 | 340692
RFE B3 100-400-50-230-A-RVE | 4470400 | 656411
RFE B3 100-400-50-230-IF-RVE | 6897600 | 656434
RFE B3 125-400-50-230-A-RVE | 4825300 | 656422
RFE B3 125-400-50-230-IF-RVE | 7535000 | 656437
RFE B3 150-400-50-230-A-RVE | 5638300 | 656414
RFE B3 150-400-50-230-IF-RVE | 8678100 | 656419
RFE B3 200-400-50-230-A-RVE | 6528400 | 656406
RFE B3 200-400-50-230-IF-RVE | 9831000 | 656415
RFE B3 250-400-50-230-A-RVE | 7289500 | 656421
RFE B3 250-400-50-230-IF-RVE | 11687000 | 656428
RFE B3 30-400-50-230-A-RVE | 2575100 | 656418
RFE B3 30-400-50-230-IF-RVE | 3919800 | 656399
RFE B3 45-400-50-230-A-RVE | 2937100 | 656400
RFE B3 45-400-50-230-IF-RVE | 4528400 | 656398
RFE B3 60-400-50-230-A-RVE | 3419000 | 656396
RFE B3 60-400-50-230-IF-RVE | 5493500 | 656420
RFE B3 80-400-50-230-A-RVE | 4097800 | 656429
RFE B3 80-400-50-230-IF-RVE | 6703200 | 656397 | DC Supply with Regenerative Active Front End kit; max input power 80kW
RFH-UL 165 400R | 15620 | 669357 | Braking resistor, 400 Ohm, for 400VAC drives (1.5kW) UL version
RFH-UL 220 750R | 18160 | 669356 | Braking resistor, 750 Ohm, for 400VAC drives (up to 0.75kW) UL version
RFI-RA 01-RVE | 240400 | 656383
RFI-RA 12-RVE | 254700 | 656381
RFI-RA 23-RVE | 525300 | 656384
RFI-RA X5-RVE | 347200 | 656382
RFI-RA X6-RVE | 386300 | 656386
RFI-RA X7-RVE | 771800 | 656385
RFI-RA X8-RVE | 1010500 | 656387
RHD-B0 100-400-50-230-A-RVE | 4942900 | 656446
RHD-B0 125-400-50-230-A-RVE | 5303600 | 656454
RHD-B0 13-400-50-0-A-RVE | 1850000 | 656449
RHD-B0 150-400-50-230-A-RVE | 5846000 | 656409
RHD-B0 18-400-50-0-A-RVE | 2083700 | 656455
RHD-B0 200-400-50-230-A-RVE | 6611600 | 656423
RHD-B0 24-400-50-0-A-RVE | 2547600 | 656408
RHD-B0 250-400-50-230-A-RVE | 7618100 | 656425
RHD-B0 300-400-50-230-A-RVE | 8625800 | 656461
RHD-B0 30-400-50-230-A-RVE | 2651900 | 656410
RHD-B0 50-400-50-230-A-RVE | 3916200 | 656439
RHD-B0 70-400-50-230-A-RVE | 4399400 | 656417
RHD-B0 7-400-50-0-A-RVE | 1708400 | 656451
RHF-B 58-400-50-20-A-RVE | 1543400 | 667290 | Harmonic filter THDi 10%
RHF-RA 101-400-50-20-A-RVE | 1568600 | 656442
RHF-RA 10-400-50-20-A-RVE | 474200 | 656448
RHF-RA 14-400-50-20-A-RVE | 576200 | 656432
RHF-RA 144-400-50-20-A-RVE | 2001800 | 656440
RHF-RA 180-400-50-20-A-RVE | 2245100 | 656401
RHF-RA 217-400-50-20-A-RVE | 2575100 | 656463
RHF-RA 22-400-50-20-A-RVE | 591600 | 656450
RHF-RA 252-400-50-20-A-RVE | 2700800 | 656426
RHF-RA 29-400-50-20-A-RVE | 735200 | 656453
RHF-RA 304-400-50-20-A-RVE | 2837400 | 656447
RHF-RA 325-400-50-20-A-RVE | 3211100 | 656403
RHF-RA 35-400-50-20-A-RVE | 770900 | 656438
RHF-RA 380-400-50-20-A-RVE | 3547000 | 656456
RHF-RA 433-400-50-20-A-RVE | 3824800 | 656445
RHF-RA 43-400-50-20-A-RVE | 1011900 | 656433
RHF-RA 58-400-50-20-A-RVE | 1183900 | 656452
RHF-RA 72-400-50-20-A-RVE | 1258700 | 656460
RHF-RA 86-400-50-20-A-RVE | 1471100 | 656412
RK10MS | 45890 | 674885 | Safety rope pull E-stop switch accessory, 10 m ROPE KIT SS, TENSION GRIP, THIMBLE, QUICK-LINK, LOOP CLIP
RLD-E0-008-400-50-0-A-RVE | 1394000 | 656405
RLD-E0-012-400-50-0-A-RVE | 1480800 | 656462
RLD-E0-016-400-50-0-A-RVE | 1543400 | 656436
RLD-E0-020-400-50-0-A-RVE | 1596900 | 656435
RLD-E0-024-400-50-0-A-RVE | 1728500 | 656416
RLD-E0-032-400-50-0-A-RVE | 2035000 | 656404
RLD-E0-040-400-50-0-A-RVE | 2138200 | 656424
RLD-E0-048-400-50-0-A-RVE | 2334200 | 656457
RLD-E0-058-400-50-0-A-RVE | 2487300 | 656441
RLD-E0-080-400-50-0-A-RVE | 2769800 | 656458
RLD-E0-095-400-50-0-A-RVE | 3147000 | 656443
RLD-E0-116-400-50-0-A-RVE | 3725000 | 656431
RLD-E0-140-400-50-0-A-RVE | 4121600 | 656430
RLD-E0-170-400-50-230-A-RVE | 5006900 | 656459
RLD-E0-200-400-50-230-A-RVE | 5409400 | 656444
RLD-E0-230-400-50-230-A-RVE | 6307700 | 656427
RLD-E0-265-400-50-230-A-RVE | 6688700 | 656402
RLD-E0-300-400-50-230-A-RVE | 6914100 | 656413
RLD-E0-345-400-50-230-A-RVE | 7026900 | 656407
ROKKAKU NUT FOR Q22 | 170.2 | 105363
RS232-2CN229-OEEI | 18050 | 187979 | RS-232 Cable 2 m.
RT-A-0614MLM | 207600 | 686208 | Vision Lens, focal length 6.5 mm, f/1.4-16, max chip size 1'', c-Mount
RT-A-06520ML5M | 384200 | 688289 | 5 Megapixel Fixed focal lens, focal length 6.5 mm, max sensor size 1", f/2.0~f/22, C-mount
RT-A-2428MF | 212100 | 707832 | 5 Megapixel lens for 35 mm full frame sensors, focal length 24.9 mm, f/N 2.8 - 22, C-mount
RT-A-2520MX5M | 437500 | 687330 | Vision Lens, high resolution 5MPix. focal length 25 mm, Magnification 0.166-0, working distance 150-inf.mm, f/2.0 - 32.0, max chip size 4/3", c-Mount
RTC3-100K | 1341200 | 686004 | Movicon Pro Runtime Scada Client 100,000 Tags
RTC3-1K | 341500 | 686003 | Movicon Pro RuntimeScada Client 1,000 Tags
RTC4 | 748500 | 696452 | MOVICON NEXT V4 Run Time Client
RTC4-3D | 1053100 | 702929 | Movicon Pro RuntimeScada Client, 3D Graphic Client Option
RTCS3-F-100K | 4778000 | 685388 | Movicon Pro Runtime Scada 100,000 Tags
RTCS3-F-100K-6W-M | 8221600 | 692773 | Movicon Next Pro RunTime Client Server 100.000 tags 6x Webclient option+ Multidriver (up to 32 simultaneously) 100.000 tags option
RTCS3-F-20K-3W-A | 4229900 | 692905 | Movicon Next Pro RunTime Client Server 20.000 tags+ 3xWeb Client Option + Alarm Dispatcher Option
RTCS3-F-5K-1W20 | 2521900 | 688391 | Movicon Next Pro RunTime Client Server 5000 tags 1x Webclient 20.000 tags option
RTCS3-F-5K-1W-O | 2804200 | 693985 | Movicon Next Pro RunTime Client Server 5000 tags 1x Web Client Option +OPC-UA Server Option
RTCS3-F-5K-2W-M | 2966800 | 690664 | Movicon Next Pro RunTime Client Server 5000 tags 2x Webclient + Multidriver (up to 32 simultaneously)
RTCS3-F-5K-8W | 3705600 | 690665 | Movicon Pro SCADA. Client/Server 5000 tag + 8 Web Clients
RTCS3-PLX1 | 1597200 | 694020 | ProLean 1 OEE + Movicon Pro RunTime
RTCS3-PLX10 | 4745300 | 694022 | ProLean 10 OEE + Movicon Pro RunTime
RTCS3-PLX15 | 5912000 | 694023 | ProLean 15 OEE + Movicon Pro RunTime
RTCS3-PLX5 | 3925800 | 694021 | ProLean 5 OEE + Movicon Pro RunTime
RTCS4-F-20K | 2925500 | 696456 | Movicon Pro Runtime Scada 20,000 Tags
RTCS4-F-20K-1W | 3357300 | 696444 | Movicon Next Pro RunTime Client Server 20.000 tags 1x Web Client Option
RTCS4-F-20K-5W-A-M | 4988800 | 708634 | Movicon Pro Runtime Scada 20,000 Tags, 5 Web Clients, Alarm Dispatcher (SMS, Email, VOIP), Multidriver Pack.
RTCS4-F-20K-5W-M-3D | 5213700 | 702930 | Movicon Pro Runtime Scada 20,000 Tags, 3D Graphic Client Option , MultiDriver Driver Pack Option, 5 x Movicon Web Client.
RTCS4-F-40K | 3364100 | 696455 | Movicon Pro Runtime Scada 40,000 Tags
RTCS4-F-5K | 2145500 | 696454 | Movicon Pro Runtime Scada 5,000 Tags
RTCS4-F-5K-1W | 3705600 | 696453 | Movicon Pro SCADA. Client/Server 5000 tag + 1 Web client
RTCS4-F-5K-1W-O | 2942100 | 700418 | Movicon Pro Runtime Scada 5,000 Tags + 1 x Movicon Web Client+ OPC-UA Server Option
RTCS4-F-5K-3W | 3258400 | 703615 | Movicon Pro Runtime Scada 5,000 Tags + 3 x Webclient options
RTCS4-F-5K-3W-AS | 3717500 | 707431 | Movicon Pro Runtime Scada 5,000 Tags with 3xWeb Client option, Alarm Dispatcher (SMS,Email, VOIP) option, Alarm Statistic Analysis Client option.
RTCS4-F-5K-5W-A | 4151900 | 696443 | Movicon Next Pro RunTime Client Server 5000 tags 5x Web Client Option +Alarm Dispatcher
RTCS4-F-5K-5W-O-AS-3D | 5086900 | 696438 | Movicon Pro SCADA. Client/Server 5000 tag + 5 Web client + OPC-UA Server + Alarm Dispatcher + Alarm Statistics + 3D Visualization
RTCS4-F-5K-A | 2471500 | 696457 | Movicon Next Pro RunTime Client Server 5000 tags +Alarm Dispatcher
RTCS4-F-5K-M | 2471500 | 696458 | Movicon Next Pro RunTime Client Server 5000 tags +Multidriver (32) option
RTCS4-F-5K-O | 2594300 | 700707 | Movicon Pro Runtime Scada 5,000 Tags + OPC-UA Server Option
RT-EX15C | 48850 | 688640 | Extension ring 1.5x
RT-EX2C | 61700 | 688639 | Extension ring 2.5x
RT-FL-BC5024-9M | 441500 | 694972 | 9-megapixel lens for 1", focal length 50 mm, f 2.4, C-mount
RT-FL-BC7528-9M | 434400 | 694971 | 9-megapixel lens for 1", focal length 75 mm, f 2.8, C-mount
RTH3-4K | 957700 | 686274 | Movicon OEM Runtime Scada Client-Server 4.000 tags
RTH4-2K-0W-0 | 731800 | 696262 | MOVICON 4 RunTime Client-Server 2000 tag OEM
RTH4-2K-0W-0-3D | 826300 | 696263 | MOVICON 4 RunTime Client-Server 2000 tag OEM+3D Option
RTH4-2K-0W-H | 975700 | 696264 | MOVICON 4 RunTime Client-Server 2000 tag OEM with Historian and Dataloger option
RTH4-2K-0W-H-3D | 1073400 | 696265 | MOVICON 4 RunTime Client-Server 2000 tag OEM+Historian and Data loger+3D Option
RTH4-2K-1W-0 | 853600 | 696266 | MOVICON 4 RunTime Client-Server 2000 tag OEM with 1 webclient option
RTH4-2K-1W-H | 1097400 | 696267 | MOVICON 4 RunTime Client-Server 2000 tag OEM with Historian and Dataloger option with 1 webclient option
RTH4-2K-1W-H-3D | 1195000 | 696268 | MOVICON 4 RunTime Client-Server 2000 tag OEM+1xWeb Client Option+Historian and Data loger+3D Option
RTH4-2K-5W-H | 1604400 | 696269 | MOVICON 4 RunTime Client-Server 2000 tag OEM+ 5x Web Clients Option+Historian and Data loger
RTH4-4K-0W-0 | 957700 | 696270 | MOVICON 4 RunTime Client-Server 4000 tag OEM
RTH4-4K-0W-0-3D | 1055200 | 696271 | MOVICON 4 RunTime Client-Server 4000 tag OEM+3D Option
RTH4-4K-0W-H | 1201200 | 696272 | MOVICON 4 RunTime Client-Server 4000 tag OEM with Historian and Dataloger option
RTH4-4K-0W-H-3D | 1302300 | 696274 | MOVICON 4 RunTime Client-Server 4000 tag OEM+Historian and Data loger+3D Option
RTH4-4K-0W-H-A | 1485700 | 702767 | Movicon OEM Runtime Client-Server 4.000 tags, Historian+Data Logger+ Reports Option, Alarm Dispatcher Option
RTH4-4K-1W-0 | 1079500 | 696276 | MOVICON 4 RunTime Client-Server 4000 tag OEM with 1 webclient option
RTH4-4K-1W-H | 1323100 | 696277 | MOVICON 4 RunTime Client-Server 4000 tag OEM with Historian and Dataloger option with 1 webclients option
RTH4-4K-2W-H | 1479000 | 700822 | Movicon OEM Runtime Client-Server 4.000 tags + Movicon SCADA OEM Historian+Data Logger+ Reports Option+ 2 Web Clients Option
RTH4-4K-2W-H-1DRV | 1562700 | 699036 | Movicon OEM Runtime Client-Server 4.000 tags + 2 Web Clients + Historian+Data Logger + Reports Option + 1 Additional Automation Driver
RTH4-4K-4W-H | 1735900 | 706999 | Movicon OEM Runtime Client-Server 4.000 tags + Historian+ Data Logger + 4 Web Clients
RTH4-4K-5W-0 | 1527200 | 696278 | MOVICON 4 RunTime Client-Server 4000 tag OEM+5xWeb Client Option
RT-LP340-S29 | 193700 | 690005 | Anti-reflective protective window with slip mount S29
RT-LVW-00614 | 248600 | 685495 | LED Light source for coaxial telecentric lens. 8 mm tip diameter
RT-M3Z1228C-MP | 213500 | 702155 | Vari-focal lens, focal length 12-36 mm, f# 2.8-16C, C-mount
RT-M5018-MP2 | 145000 | 688641 | Fixed Focal lens, focal length 50 mm, f/1.4-16C, C-Mount
RT-M5028-MPW2 | 201300 | 694970 | 5-megapixel lens, focal length 50 mm, f 2.8-32, C-mount
RT-M7528-MP | 226100 | 703491 | Megapixel lens, focal length 75 mm, f# 1.4-16C, C-mount
RT-MLH-10X-C | 211000 | 687256 | Macro Zoom Lens, Magnification 0.084 - 0.84, Working distance 152 - 457 mm, C-mount, max 1/2" chip size
RT-MLM-3XMP | 243600 | 692904 | Macro zoom lens, magnification 3.3x, f4.5-22C, C-mount
RT-MP-1F-65 | 456400 | 685496 | Telecentric lens with built-in coaxial illumination, Max Sensor Size 1", working distance 65 mm, f/8, depth of field 0.28 mm
RT-MP-2M-65 | 686600 | 687337 | Telecentric Lens, Magnification 4x, max chip size 1.1", c-Mount
RT-MP-4F-65 | 1160300 | 703494 | 4.0x Telecentric lens with built-in coaxial illumination for detectors up to 1″
RT-MP-4M-65 | 797400 | 687338 | Telecentric Lens, Magnification 2x, max chip size 1.1", c-Mount
RT-SDR-120-24 | 61100 | 688724 | LED Illuminator powers supply, 1 channel, 24 VDC, 5.0 A, DIN rail mount
RT-TCL0200-F | 2040100 | 703149 | 0.2x Telecentric lens with built-in coaxial illumination for detectors up to 2/3″
RT-TEC-M55 | 329200 | 688638 | Party telecentric lens, focal length 55 mm, f/2.8-32C, C-Mount
RT-VM400 | 7160 | 703434 | C- to CS-mount 5mm adapter ring
RUBBER BOOT FOR SHL55 | 871.5 | 111704
S33552120-03125F1 | 1727 | 668050 | Part for Patlite's MP/MPS series, center shaft 3 stacks
S82S-7305 | 69150 | 112013 | Power supply, 3W, 12-24 VDC input, 5 VDC 0.6A output, DIN rail mounting
S82S-7312 | 69150 | 112014 | Power supply, 3W, 12 to 24 VDC input, 12 VDC 0.25A output, DIN rail mounting
S82S-7315 | 69150 | 104987 | Power Supply, Input 12 to 24 VDC, 3 W, Output 15V 0.2A
S82S-7705 | 71950 | 149574 | Power supply, 7.5 W, 12 to 24 VDC input, 5 VDC 1.5A output, DIN rail mounting
S82S-7712 | 71950 | 112015 | Power supply, 7.5W, 12-24 VDC input, 12 VDC 0.6A output, DIN rail mounting
S82S-7715 | 71950 | 112016 | Power supply, 7.5W, 12-24 VDC input, 15 VDC 0.5A output, DIN rail mounting
S82S-7724 | 41700 | 112017 | Power supply, 7.5W, 12-24 VDC input, 24 VDC 0.3A output, DIN rail mounting
S82S-7727 | 79000 | 144187 | Power supply, 7.5W, 12-24 VDC input, ±12 VDC 0.2A output, DIN rail mounting
S82Y-FSC015DIN | 1827 | 668799 | Mounting bracket, DIN-rail, 15W
S82Y-FSC015DIN-S | 1827 | 668721 | Mounting bracket, bottom mounting to DIN-rail, 15 W
S82Y-FSC025DIN | 1827 | 668794 | Mounting bracket, DIN-rail, 25W
S82Y-FSC025DIN-S | 1827 | 668738 | Mounting bracket, bottom mounting to DIN-rail, 25 W
S82Y-FSC035DIN-S | 1827 | 668735 | Mounting bracket, bottom mounting to DIN-rail, 35 W
S82Y-FSC050DIN | 1827 | 668745 | Mounting bracket, DIN-rail, 35W, 50W
S82Y-FSC050DIN-S | 1827 | 668761 | Mounting bracket, bottom mounting to DIN-rail, 50 W
S82Y-FSC100DIN-S | 1827 | 668716 | Mounting bracket, bottom mounting to DIN-rail, 75 W, 100 W
S82Y-FSC150DIN | 1827 | 668768 | Mounting bracket, DIN-rail, 75W, 100W, 150W
S82Y-FSC150DIN-S | 1827 | 668815 | Mounting bracket, bottom mounting to DIN-rail, 150 W
S82Y-FSC350B | 1827 | 668743 | Mounting bracket, Botton mounting with L-brackets, 200W, 350W
S82Y-FSC350DIN | 1827 | 668791 | Mounting bracket, DIN-rail, 75W, 200W, 350W
S82Y-FSC-C5 | 609 | 668749 | Terminal Cover for upper terminal, 25W, 35W, 50W, 75W
S82Y-FSC-C5F | 609 | 668757 | Terminal Cover for front terminal, 25 W, 35 W, 50 W, 75 W
S82Y-FSC-C5MF | 609 | 668744 | Terminal Cover for front terminal, 15 W
S82Y-FSC-C7 | 609 | 668769 | Terminal Cover for upper terminal, 100W, 150W
S82Y-FSC-C7F | 609 | 668720 | Terminal Cover for front terminal, 100 W, 150 W
S82Y-FSC-C9 | 609 | 668748 | Terminal Cover for upper terminal, 200W, 350W
S82Y-FSC-C9F | 609 | 668747 | Terminal Cover for front terminal,200W, 350W
S82Y-FSG-30F | 586 | 679444 | Front Mounting Bracket S8FS-G accessory for 15W, 30W, 50W, 100W, 150W and 300W models
S82Y-FSG-60F | 586 | 679443 | Front Mounting Bracket S8FS-G accessory for 600W model
S82Y-FSG-C5P | 410 | 679447 | Terminal cover S8FS-G accessory for 15W, 30W and 50W models
S82Y-FSG-C7P | 410 | 679446 | Terminal cover S8FS-G accessory for 100W, 150W and 300W models
S82Y-FSG-C7P-L | 410 | 679445 | Terminal cover S8FS-G accessory for 600W models
S82Y-JTC1 | 727 | 111953 | Terminal cover for S8JX-G 15-150 W models
S82Y-JX-C4P | 1104 | 371378
S82Y-JX-C5P | 1104 | 371379
S82Y-JXFAN | 12010 | 392949 | Power supply accessory, S8JX-G, cooling fan, replacement, 300W, 600W
S82Y-JXP30FAN | 18030 | 392950 | Power supply accessory, S8JX-P, cooling fan, Replacement, 300W
S82Y-JXP60FAN | 18030 | 392951 | Power supply accessory, S8JX-P, cooling fan, replacement, 600W
S82Y-VK10F | 4341 | 377521 | Front-mounting bracket for S8VK (120, 240 and 480 W models)
S82Y-VK10S | 13040 | 377522 | Side-mounting bracket for S8VK (120 W models)
S82Y-VK15P | 2173 | 377515 | Side-mounting bracket for S8VK (15 W models)
S82Y-VK20S | 14140 | 377523 | Side-mounting bracket for S8VK (240 W models)
S82Y-VK90F | 10590 | 703192 | Front-mounting bracket for S8VK-T (480 W and 960 W models)
S82Y-VKW20F | 5095 | 688159 | Front-mounting bracket for S8VK-W, 240 W type
S82Y-VKW40F | 5095 | 688158 | Front-mounting bracket for S8VK-W, 480 W type
S82Y-VKW90F | 7650 | 688157 | Front-mounting bracket for S8VK-W, 960 W type
S82Y-VM30D | 14240 | 227133 | Din rail mounting bracket for S8VM 300 W
S82Y-VS10F | 4603 | 111960 | S8VK Front-mounting bracket (for 15, 30 and 60W models)
S82Y-VS10S | 5105 | 111961 | S8VS Side-mounting bracket (For 60, 120 W models)
S82Y-VS15S | 6970 | 111963 | S8VS Side-mounting bracket (for 180-W model)
S82Y-VS20S | 7650 | 111962 | S8VS Side-mounting bracket(For 240 W models)
S82Y-VS30P | 7765 | 177293 | S8VS Side-mounting bracket (For 15, 30 W models)
S82Y-VS-C2P-M | 840.5 | 333211 | Plastic cover for DC-terminals of S8VS-06024 & S8VS-12024
S82Y-VS-C3P | 905 | 333210 | Plastic cover for AC-terminals of S8VS & for one DC-termial of S8VS-48024
S82Y-VS-C4P | 977 | 333212 | Plastic cover for DC-terminals of S8VS-18024 & S8VS-24024
S8AS-24006 | 478900 | 356597 | Power supply, 240W, 24VDC, 6 branch output
S8AS-24006N | 482200 | 324220 | Power supply, 240W, 24VDC, 100 to 240 input voltage, 10A current, 6 branch outputs, no communication function, not changeable parameter setting
S8AS-24006R | 413800 | 324221 | Power supply, 240W, 24VDC, 100 to 240 input voltage, 10A current, 6 branch outputs, RS-485 communication function, changeable parameter setting
S8AS-48008 | 648700 | 324222 | Power supply, 480W, 24VDC, 8 branch output
S8AS-48008N | 648700 | 324223 | Power supply 480W, 24VDC, 100 to 240 input voltage, 20A current, 8 branch outputs, no communication function, not changeable parameter setting
S8AS-48008R | 666200 | 356596 | Power supply, 480W, 24VDC, 100 to 240 input voltage, 20A current, 8 branch outputs, RS-485 communication function, changeable parameter setting
S8BA-24D24D120LF | 306100 | 668093 | UPS, DIN rail type, DC-DC, 5A, 120W
S8BA-24D24D240LF | 312600 | 668092 | UPS, DIN rail type, DC-DC, 10A, 240W
S8BA-24D24D360LF | 321900 | 668096 | UPS, DIN rail type, DC-DC, 15A, 360W
S8BA-24D24D480LF | 374600 | 668091 | UPS, DIN rail type, DC-DC, 20A, 480W
S8BA-24D24D480SBF | 100600 | 683502 | UPS, DIN rail type, Separated battery type, DC-DC, 20 A, 480 W
S8BA-24D24D960SBF | 143200 | 683500 | UPS, DIN rail type, Separated battery type, DC-DC, 40 A, 960 W
S8BA-B120L | 207900 | 671160 | Replacement battery pack for S8BA
S8BA-S480L | 200200 | 683501 | UPS, DIN rail type, Battery unit for S8BA (Separated battery type), 3.9 Ah
S8BA-S960L | 308300 | 683499 | UPS, DIN rail type, Battery unit for S8BA (Separated battery type), 7.8 Ah
S8BW-C01 | 25620 | 668097 | UPS Connection cable (RS232C)
S8BW-C02 | 25620 | 668098 | UPS Connection cable (CONTACT)
S8FS-C01505J | 4582 | 668800 | Power supply, 15 W, 100-240 VAC input, 5 VDC, 3 A output, Front terminal
S8FS-C01512J | 4582 | 668734 | Power supply, 15 W, 100-240 VAC input, 12 VDC, 1.3 A output, Front terminal
S8FS-C01515J | 4582 | 668790 | Power supply, 15 W, 100-240 VAC input, 15 VDC, 1 A output, Front terminal
S8FS-C01524J | 4582 | 668755 | Power supply, 15 W, 100-240 VAC input, 24 VDC, 0.7 A output, Front terminal
S8FS-C02505 | 5500 | 668781 | Power supply, 25 W, 100-240 VAC input, 5 VDC, 5 A output, Upper terminal
S8FS-C02505J | 5500 | 668806 | Power supply, 25 W, 100-240 VAC input, 5 VDC, 5 A output, Front terminal
S8FS-C02512 | 5500 | 668777 | Power supply, 25 W, 100-240 VAC input, 12 VDC, 2.1 A output, Upper terminal
S8FS-C02512J | 5500 | 668812 | Power supply, 25 W, 100-240 VAC input, 12 VDC, 2.1 A output, Front terminal
S8FS-C02515 | 5500 | 668792 | Power supply, 25 W, 100-240 VAC input, 15 VDC, 1.7 A output, Upper terminal
S8FS-C02515J | 5500 | 668788 | Power supply, 25 W, 100-240 VAC input, 15 VDC, 1.7 A output, Front terminal
S8FS-C02524 | 4765 | 668782 | Power supply, 25 W, 100 to 240 VAC input, 24 VDC, 1.1 A output, Upper terminal
S8FS-C02524J | 4765 | 668760 | Power supply, 25 W, 100-240 VAC input, 24 VDC, 1.1 A output, Front terminal
S8FS-C03505 | 6605 | 668767 | Power supply, 35 W, 100-240 VAC input, 5 VDC, 7 A output, Upper terminal
S8FS-C03505J | 6605 | 668742 | Power supply, 35 W, 100-240 VAC input, 5 VDC, 7 A output, Front terminal
S8FS-C03512 | 6605 | 668770 | Power supply, 35 W, 100-240 VAC input, 12 VDC, 3 A output, Upper terminal
S8FS-C03512J | 6605 | 668764 | Power supply, 35 W, 100-240 VAC input, 12 VDC, 3 A output, Front terminal
S8FS-C03515 | 6605 | 668758 | Power supply, 35 W, 100-240 VAC input, 15 VDC, 2.4 A output, Upper terminal
S8FS-C03515J | 6605 | 668796 | Power supply, 35 W, 100-240 VAC input, 15 VDC, 2.4 A output, Front terminal
S8FS-C03524 | 6605 | 668793 | Power supply, 35 W, 100 to 240 VAC input, 24 VDC, 1.5 A output, Upper terminal
S8FS-C03524J | 6605 | 668731 | Power supply, 35 W, 100-240 VAC input, 24 VDC, 1.5 A output, Front terminal
S8FS-C05005 | 7155 | 668814 | Power supply, 50 W, 100-240 VAC input, 5 VDC, 10 A output, Upper terminal
S8FS-C05005J | 7155 | 668763 | Power supply, 50 W, 100-240 VAC input, 5 VDC, 10 A output, Front terminal
S8FS-C05012 | 7155 | 668722 | Power supply, 50 W, 100-240 VAC input, 12 VDC, 4.2 A output, Upper terminal
S8FS-C05012J | 7155 | 668802 | Power supply, 50 W, 100-240 VAC input, 12 VDC, 4.2 A output, Front terminal
S8FS-C05015 | 7155 | 668759 | Power supply, 50 W, 100-240 VAC input, 15 VDC, 3.4 A output, Upper terminal
S8FS-C05015J | 7155 | 668719 | Power supply, 50 W, 100-240 VAC input, 15 VDC, 3.4 A output, Front terminal
S8FS-C05024 | 7155 | 668798 | Power supply, 50 W, 100-240 VAC input, 24 VDC, 2.2 A output, Upper terminal
S8FS-C05024J | 7155 | 668786 | Power supply, 50 W, 100-240 VAC input, 24 VDC, 2.2 A output, Front terminal
S8FS-C05048 | 7430 | 668778 | Power supply, 50 W, 100-240 VAC input, 48 VDC, 1.1 A output, Upper terminal
S8FS-C05048J | 7430 | 668765 | Power supply, 50 W, 100-240 VAC input, 48 VDC, 1.1 A output, Front terminal
S8FS-C07505 | 8630 | 668779 | Power supply, 75 W, 100-240 VAC input, 5 VDC, 14 A output, Upper terminal
S8FS-C07505J | 8630 | 668807 | Power supply, 75 W, 100-240 VAC input, 5 VDC, 14 A output, Front terminal
S8FS-C07512 | 7430 | 668750 | Power supply, 75 W, 100 to 240 VAC input, 12 VDC, 6.2 A output, Upper terminal
S8FS-C07512J | 7430 | 668789 | Power supply, 75 W, 100-240 VAC input, 12 VDC, 6.2 A output, Front terminal
S8FS-C07515 | 7430 | 668816 | Power supply, 75 W, 100-240 VAC input, 15 VDC, 5 A output, Upper terminal
S8FS-C07515J | 7430 | 668811 | Power supply, 75 W, 100-240 VAC input, 15 VDC, 5 A output, Front terminal
S8FS-C07524 | 7430 | 668817 | Power supply, 75 W, 100 to 240 VAC input, 24 VDC, 3.2 A output, Upper terminal
S8FS-C07524J | 7430 | 668754 | Power supply, 75 W, 100-240 VAC input, 24 VDC, 3.2 A output, Front terminal
S8FS-C07548 | 7430 | 668797 | Power supply, 75 W, 100-240 VAC input, 48 VDC, 1.6 A output, Upper terminal
S8FS-C07548J | 7430 | 668726 | Power supply, 75 W, 100-240 VAC input, 48 VDC, 1.6 A output, Front terminal
S8FS-C10005 | 12120 | 668724 | Power supply, 100 W, 100-240 VAC input, 5 VDC, 20 A output, Upper terminal
S8FS-C10005J | 12120 | 668739 | Power supply, 100 W, 100-240 VAC input, 5 VDC, 20 A output, Front terminal
S8FS-C10012 | 12120 | 668771 | Power supply, 100 W, 100-240 VAC input, 12 VDC, 8.5 A output, Upper terminal
S8FS-C10012J | 12120 | 668756 | Power supply, 100 W, 100-240 VAC input, 12 VDC, 8.5 A output, Front terminal
S8FS-C10015 | 12120 | 668727 | Power supply, 100 W, 100-240 VAC input, 15 VDC, 7 A output, Upper terminal
S8FS-C10015J | 12120 | 668717 | Power supply, 100 W, 100-240 VAC input, 15 VDC, 7 A output, Front terminal
S8FS-C10024 | 12120 | 668804 | Power supply, 100 W, 100-240 VAC input, 24 VDC, 4.5 A output, Upper terminal
S8FS-C10024J | 12120 | 668732 | Power supply, 100 W, 100-240 VAC input, 24 VDC, 4.5 A output, Front terminal
S8FS-C10036 | 12120 | 668772 | Power supply, 100 W, 100-240 VAC input, 36 VDC, 2.8 A output, Upper terminal
S8FS-C10036J | 12120 | 668776 | Power supply, 100 W, 100-240 VAC input, 36 VDC, 2.8 A output, Front terminal
S8FS-C10048 | 12120 | 668736 | Power supply, 100 W, 100-240 VAC input, 48 VDC, 2.3 A output, Upper terminal
S8FS-C10048J | 12120 | 668752 | Power supply, 100 W, 100-240 VAC input, 48 VDC, 2.3 A output, Front terminal
S8FS-C15005 | 12480 | 668773 | Power supply, 150 W, 100-240 VAC input, 5 VDC, 26 A output, Upper terminal
S8FS-C15005J | 12480 | 668801 | Power supply, 150 W, 100-240 VAC input, 5 VDC, 26 A output, Front terminal
S8FS-C15012 | 12480 | 668780 | Power supply, 150 W, 100-240 VAC input, 12 VDC, 12.5 A output, Upper terminal
S8FS-C15012J | 12480 | 668737 | Power supply, 150 W, 100-240 VAC input, 12 VDC, 12.5 A output, Front terminal
S8FS-C15015 | 12480 | 668746 | Power supply, 150 W, 100-240 VAC input, 15 VDC, 10 A output, Upper terminal
S8FS-C15015J | 12480 | 668741 | Power supply, 150 W, 100-240 VAC input, 15 VDC, 10 A output, Front terminal
S8FS-C15024 | 12480 | 668785 | Power supply, 150 W, 100 to 240 VAC input, 24 VDC, 6.5 A output, Upper terminal
S8FS-C15024J | 12480 | 668751 | Power supply, 150 W, 100-240 VAC input, 24 VDC, 6.5 A output, Front terminal
S8FS-C15036 | 12480 | 668783 | Power supply, 150 W, 100-240 VAC input, 36 VDC, 4.3 A output, Upper terminal
S8FS-C15036J | 12480 | 668808 | Power supply, 150 W, 100-240 VAC input, 36 VDC, 4.3 A output, Front terminal
S8FS-C15048 | 12480 | 668795 | Power supply, 150 W, 100-240 VAC input, 48 VDC, 3.3 A output, Upper terminal
S8FS-C15048J | 12480 | 668774 | Power supply, 150 W, 100-240 VAC input, 48 VDC, 3.3 A output, Front terminal
S8FS-C20005 | 18170 | 668818 | Power supply, 200 W, 100-240 VAC input, 5 VDC, 40 A output, Upper terminal
S8FS-C20005J | 18170 | 668809 | Power supply, 200 W, 100-240 VAC input, 5 VDC, 40 A output, Front terminal
S8FS-C20012 | 18170 | 668784 | Power supply, 200 W, 100 to 240 VAC input, 12 VDC, 17 A output, Upper terminal
S8FS-C20012J | 18170 | 668787 | Power supply, 200 W, 100-240 VAC input, 12 VDC, 17 A output, Front terminal
S8FS-C20024 | 13400 | 668729 | Power supply, 200 W, 100 to 240 VAC input, 24 VDC, 8.8 A output, Upper terminal
S8FS-C20024J | 13400 | 668762 | Power supply, 200 W, 100-240 VAC input, 24 VDC, 8.8 A output, Front terminal
S8FS-C20036 | 23840 | 668725 | Power supply, 200 W, 100-240 VAC input, 36 VDC, 5.9 A output, Upper terminal
S8FS-C20036J | 23840 | 668723 | Power supply, 200 W, 100-240 VAC input, 36 VDC, 5.9 A output, Front terminal
S8FS-C20048 | 23840 | 668805 | Power supply, 200 W, 100-240 VAC input, 48 VDC, 4.43 A output, Upper terminal
S8FS-C20048J | 23840 | 668775 | Power supply, 200 W, 100-240 VAC input, 48 VDC, 4.43 A output, Front terminal
S8FS-C35005 | 23840 | 668740 | Power supply, 350 W, 100-240 VAC input, 5 VDC, 60 A output, Upper terminal
S8FS-C35005J | 23840 | 668753 | Power supply, 350 W, 100-240 VAC input, 5 VDC, 60 A output, Front terminal
S8FS-C35012 | 18170 | 668803 | Power supply,350 W, 100-240 VAC input, 12 VDC, 29 A output, Upper terminal
S8FS-C35012J | 18170 | 668766 | Power supply,350 W, 100-240 VAC input, 12 VDC, 29 A output, Front terminal
S8FS-C35024 | 18170 | 668810 | Power supply, 350 W, 100-240 VAC input, 24 VDC, 14.6 A output, Upper terminal
S8FS-C35024J | 18170 | 668733 | Power supply, 350 W, 100-240 VAC input, 24 VDC, 14.6 A output, Front terminal
S8FS-C35036 | 18170 | 668730 | Power supply, 350 W, 100-240 VAC input, 36 VDC, 9.7 A output, Upper terminal
S8FS-C35036J | 18170 | 668728 | Power supply, 350 W, 100-240 VAC input, 36 VDC, 9.7 A output, Front terminal
S8FS-C35048 | 18170 | 668718 | Power supply, 350 W, 100 to 240 VAC input, 48 VDC, 7.32 A output, Upper terminal
S8FS-C35048J | 18170 | 668813 | Power supply, 350 W, 100-240 VAC input, 48 VDC, 7.32 A output, Front terminal
S8FS-G01505C | 19300 | 677979 | Power supply, 15 W, 100 to 240 VAC input, 5 VDC, 3 A output, direct mounting
S8FS-G01505CD | 20920 | 677992 | Power supply, 15 W, 100 to 240 VAC input, 5 VDC, 3 A output, DIN rail mounting
S8FS-G01512C | 19300 | 677991 | Power supply, 15 W, 100 to 240 VAC input, 12 VDC, 1.3 A output, direct mounting
S8FS-G01512CD | 20920 | 677965 | Power supply, 15 W, 100 to 240 VAC input, 12 VDC, 1.3 A output, DIN rail mounting
S8FS-G01515C | 19300 | 677959 | Power supply, 15 W, 100 to 240 VAC input, 15 VDC, 1 A output, direct mounting
S8FS-G01515CD | 20920 | 677976 | Power supply, 15 W, 100 to 240 VAC input, 15 VDC, 1 A output, DIN rail mounting
S8FS-G01524C | 19220 | 678131 | Power supply, 15 W, 100 to 240 VAC input, 24 VDC, 0.65 A output, direct mounting
S8FS-G01524C-400 | 22520 | 678122 | Power supply, 15 W, 100 to 240 VAC input, 24 VDC, 0.65 A output, direct mounting, coated version
S8FS-G01524CD | 20950 | 678163 | Power supply, 15 W, 100 to 240 VAC input, 24 VDC, 0.65 A output, DIN rail mounting
S8FS-G01524CD-400 | 24090 | 678168 | Power supply, 15 W, 100 to 240 VAC input, 24 VDC, 0.65 A output, DIN rail mounting, coated version
S8FS-G01524CDE | 24090 | 678133 | Power supply, 15 W, 100 to 240 VAC input, 24 VDC, 0.65 A output, DIN rail mounting, connector
S8FS-G01524CE | 22520 | 678166 | Power supply, 15 W, 100 to 240 VAC input, 24 VDC, 0.65 A output, direct mounting, connector
S8FS-G03005C | 22390 | 677971 | Power supply, 30 W, 100 to 240 VAC input, 5 VDC, 6 A output, direct mounting
S8FS-G03005CD | 24030 | 677983 | Power supply, 30 W, 100 to 240 VAC input, 5 VDC, 6 A output, DIN rail mounting
S8FS-G03012C | 22390 | 677956 | Power supply, 30 W, 100 to 240 VAC input, 12 VDC, 3 A output, direct mounting
S8FS-G03012CD | 24030 | 677974 | Power supply, 30 W, 100 to 240 VAC input, 12 VDC, 3 A output, DIN rail mounting
S8FS-G03015C | 22390 | 677987 | Power supply, 30 W, 100 to 240 VAC input, 15 VDC, 2.4 A output, direct mounting
S8FS-G03015CD | 24030 | 677963 | Power supply, 30 W, 100 to 240 VAC input, 15 VDC, 2.4 A output, DIN rail mounting
S8FS-G03024C | 22390 | 677990 | Power supply, 30 W, 100 to 240 VAC input, 24 VDC, 1.5 A output, direct mounting
S8FS-G03024C-400 | 25670 | 678159 | Power supply, 30 W, 100 to 240 VAC input, 24 VDC, 1.5 A output, direct mounting, coated version
S8FS-G03024CD | 24030 | 677972 | Power supply, 30 W, 100 to 240 VAC input, 24 VDC, 1.5 A output, DIN rail mounting
S8FS-G03024CD-400 | 27240 | 678156 | Power supply, 30 W, 100 to 240 VAC input, 24 VDC, 1.5 A output, DIN rail mounting, coated version
S8FS-G03024CDE | 27240 | 678161 | Power supply, 30 W, 100 to 240 VAC input, 24 VDC, 1.5 A output, DIN rail mounting, connector
S8FS-G03024CE | 25670 | 678123 | Power supply, 30 W, 100 to 240 VAC input, 24 VDC, 1.5 A output, direct mounting, connector
S8FS-G05005C | 26760 | 677978 | Power supply, 50 W, 100 to 240 VAC input, 5 VDC, 8 A output, direct mounting
S8FS-G05005CD | 28380 | 677957 | Power supply, 50 W, 100 to 240 VAC input, 5 VDC, 8 A output, DIN-rail mounting
S8FS-G05012C | 26760 | 677961 | Power supply, 50 W, 100 to 240 VAC input, 12 VDC, 4.3 A output, direct mounting
S8FS-G05012CD | 28380 | 677962 | Power supply, 50 W, 100 to 240 VAC input, 12 VDC, 4.3 A output, DIN-rail mounting
S8FS-G05015C | 26720 | 678146 | Power supply, 50 W, 100 to 240 VAC input, 15 VDC, 3.5 A output, direct mounting
S8FS-G05015CD | 28460 | 678174 | Power supply, 50 W, 100 to 240 VAC input, 15 VDC, 3.5 A output, DIN-rail mounting
S8FS-G05024C | 26760 | 677981 | Power supply, 50 W, 100 to 240 VAC input, 24 VDC, 2.2 A output, direct mounting
S8FS-G05024C-400 | 30020 | 678165 | Power supply, 50 W, 100 to 240 VAC input, 24 VDC, 2.2 A output, direct mounting, coated version
S8FS-G05024CD | 28380 | 677969 | Power supply, 50 W, 100 to 240 VAC input, 24 VDC, 2.2 A output, DIN-rail mounting
S8FS-G05024CD-400 | 31600 | 678176 | Power supply, 50 W, 100 to 240 VAC input, 24 VDC, 2.2 A output, DIN-rail mounting, coated version
S8FS-G05024CDE | 31600 | 678143 | Power supply, 50 W, 100 to 240 VAC input, 24 VDC, 2.2 A output, DIN-rail mounting, connector
S8FS-G05024CE | 30020 | 678167 | Power supply, 50 W, 100 to 240 VAC input, 24 VDC, 2.2 A output, direct mounting, connector
S8FS-G10005C | 34360 | 677988 | Power supply, 100 W, 100 to 240 VAC input, 5 VDC, 16 A output, direct mounting
S8FS-G10005CD | 36030 | 677985 | Power supply, 100 W, 100 to 240 VAC input, 5 VDC, 16 A output, DIN-rail mounting
S8FS-G10012C | 34360 | 677966 | Power supply, 100 W, 100 to 240 VAC input, 12 VDC, 8.5 A output, direct mounting
S8FS-G10012CD | 36030 | 677960 | Power supply, 100 W, 100 to 240 VAC input, 12 VDC, 8.5 A output, Din-rail mounting
S8FS-G10015C | 34390 | 678144 | Power Supply, 100 W, 100 to 240 VAC input, 15 VDC, 7 A output, direct mounting
S8FS-G10015CD | 35980 | 678139 | Power Supply, 100 W, 100 to 240 VAC input, 15 VDC, 7 A output, DIN-rail mounting
S8FS-G10024C | 34360 | 677984 | Power Supply, 100 W, 100 to 240 VAC input, 24 VDC, 4.5 A output, direct mounting
S8FS-G10024C-400 | 37680 | 678129 | Power Supply, 100 W, 100 to 240 VAC input, 24 VDC, 4.5 A output, direct mounting, coated version
S8FS-G10024C-500 | 34360 | 708586 | Power Supply, 100 W, 100 to 240 VAC input, 24 VDC, 4.5 A output, direct mounting, without EAC certification
S8FS-G10024CD-400 | 39250 | 678134 | Power Supply, 100 W, 100 to 240 VAC input, 24 VDC, 4.5 A output, DIN-rail mounting, coated version
S8FS-G10024CD-500 | 36030 | 708585 | Power Supply, 100 W, 100 to 240 VAC input, 24 VDC, 4.5 A output, DIN-rail mounting, without EAC certification
S8FS-G10024CDE | 39250 | 678132 | Power Supply, 100 W, 100 to 240 VAC input, 24 VDC, 4.5 A output, DIN-rail mounting, connector
S8FS-G10024CDE-R | 39250 | 678171 | Power Supply, 100 W, 100 to 240 VAC input, 24 VDC, 4.5 A output, DIN-rail mounting, connector, remote control
S8FS-G10024CD-R | 39250 | 678158 | Power Supply, 100 W, 100 to 240 VAC input, 24 VDC, 4.5 A output, DIN-rail mounting, remote control
S8FS-G10024CE | 37680 | 678145 | Power Supply, 100 W, 100 to 240 VAC input, 24 VDC, 4.5 A output, direct mounting, connector
S8FS-G10024CE-R | 37680 | 678153 | Power Supply, 100 W, 100 to 240 VAC input, 24 VDC, 4.5 A output, direct mounting, connector, remote control
S8FS-G10024C-R | 37680 | 678138 | Power Supply, 100 W, 100 to 240 VAC input, 24 VDC, 4.5 A output, direct mounting, remote control
S8FS-G15005C | 46350 | 677995 | Power Supply, 150 W, 100 to 240 VAC input, 5 VDC, 21 A output, direct mounting
S8FS-G15005CD | 47980 | 677970 | Power Supply, 150 W, 100 to 240 VAC input, 5 VDC, 21 A output, DIN-rail mounting
S8FS-G15012C | 46350 | 677989 | Power Supply, 150 W, 100 to 240 VAC input, 12 VDC, 13 A output, direct mounting
S8FS-G15012CD | 47980 | 677958 | Power Supply, 150 W, 100 to 240 VAC input, 12 VDC, 13 A output, DIN-rail mounting
S8FS-G15015C | 46410 | 678136 | Power Supply, 150 W, 100 to 240 VAC input, 15 VDC, 10 A output, direct mounting
S8FS-G15015CD | 47980 | 678130 | Power Supply, 150 W, 100 to 240 VAC input, 15 VDC, 10 A output, DIN-rail mounting
S8FS-G15024C | 46350 | 677994 | Power Supply, 150 W, 100 to 240 VAC input, 24 VDC, 6.5 A output, direct mounting
S8FS-G15024C-400 | 49560 | 678172 | Power Supply, 150 W, 100 to 240 VAC input, 24 VDC, 6.5 A output, direct mounting, coated version
S8FS-G15024C-500 | 46350 | 708584 | Power Supply, 150 W, 100 to 240 VAC input, 24 VDC, 6.5 A output, direct mounting, without EAC certification
S8FS-G15024CD | 47980 | 677986 | Power Supply, 150 W, 100 to 240 VAC input, 24 VDC, 6.5 A output, DIN-rail mounting
S8FS-G15024CD-400 | 51300 | 678155 | Power Supply, 150 W, 100 to 240 VAC input, 24 VDC, 6.5 A output, DIN-rail mounting, coated version
S8FS-G15024CD-500 | 47980 | 708583 | Power Supply, 150 W, 100 to 240 VAC input, 24 VDC, 6.5 A output, DIN-rail mounting, without EAC certification
S8FS-G15024CDE | 51300 | 678179 | Power Supply, 150 W, 100 to 240 VAC input, 24 VDC, 6.5 A output, DIN-rail mounting, connector
S8FS-G15024CDE-R | 51300 | 678152 | Power Supply, 150 W, 100 to 240 VAC input, 24 VDC, 6.5 A output, DIN-rail mounting, connector, remote control
S8FS-G15024CD-R | 51300 | 678135 | Power Supply, 150 W, 100 to 240 VAC input, 24 VDC, 6.5 A output, DIN-rail mounting, remote control
S8FS-G15024CE | 49560 | 678141 | Power Supply, 150 W, 100 to 240 VAC input, 24 VDC, 6.5 A output, direct mounting, connector
S8FS-G15024CE-R | 49560 | 678125 | Power Supply, 150 W, 100 to 240 VAC input, 24 VDC, 6.5 A output, direct mounting, connector, remote control
S8FS-G15024C-R | 49560 | 678177 | Power Supply, 150 W, 100 to 240 VAC input, 24 VDC, 6.5 A output, direct mounting, remote control
S8FS-G15048C | 46350 | 677996 | Power Supply, 150 W, 100 to 240 VAC input, 48 VDC, 3.3 A output, direct mounting
S8FS-G15048CD | 47980 | 677967 | Power Supply, 150 W, 100 to 240 VAC input, 48 VDC, 3.3 A output, DIN-rail mounting
S8FS-G30012C | 76450 | 677968 | Power Supply, 300 W, 100 to 240 VAC input, 12 VDC, 25 A output, direct mounting
S8FS-G30012CD | 78050 | 677980 | Power Supply, 300 W, 100 to 240 VAC input, 12 VDC, 25 A output, DIN-rail mounting
S8FS-G30015C | 76650 | 678169 | Power Supply, 300 W, 100 to 240 VAC input, 15 VDC, 20 A output, direct mounting
S8FS-G30015CD | 78050 | 678124 | Power Supply, 300 W, 100 to 240 VAC input, 15 VDC, 20 A output, DIN-rail mounting
S8FS-G30024C | 76450 | 675283 | Power supply, 300 W, 100 to 240 VAC input, 24 VDC 14 A output
S8FS-G30024C-400 | 79800 | 678178 | Power Supply, 300 W, 100 to 240 VAC input, 24 VDC, 14 A output, direct mounting, coated version
S8FS-G30024C-500 | 76450 | 708725 | Power supply, 300 W, 100 to 240 VAC input, 24 VDC 14 A output, without EAC certification
S8FS-G30024CD | 78050 | 677975 | Power Supply, 300 W, 100 to 240 VAC input, 24 VDC, 14 A output, DIN-rail mounting
S8FS-G30024CD-400 | 81450 | 678126 | Power Supply, 300 W, 100 to 240 VAC input, 24 VDC, 14 A output, DIN-rail mounting, coated version
S8FS-G30024CD-500 | 78050 | 708726 | Power Supply, 300 W, 100 to 240 VAC input, 24 VDC, 14 A output, DIN-rail mounting, without EAC certification
S8FS-G30024CD-H | 81450 | 678128 | Power Supply, 300 W, 100 to 240 VAC input, 24 VDC, 14 A output, DIN-rail mounting, hold time
S8FS-G30024CD-R | 81450 | 678160 | Power Supply, 300 W, 100 to 240 VAC input, 24 VDC, 14 A output, DIN-rail mounting, remote control
S8FS-G30024C-H | 79800 | 678137 | Power Supply, 300 W, 100 to 240 VAC input, 24 VDC, 14 A output, direct mounting, hold time
S8FS-G30024C-R | 79800 | 678180 | Power Supply, 300 W, 100 to 240 VAC input, 24 VDC, 14 A output, direct mounting, remote control
S8FS-G30048C | 76450 | 677973 | Power Supply, 300 W, 100 to 240 VAC input, 48 VDC, 7 A output, direct mounting
S8FS-G30048CD | 78050 | 677982 | Power Supply, 300 W, 100 to 240 VAC input, 48 VDC, 7 A output, DIN-rail mounting
S8FS-G60012C | 131000 | 677964 | Power Supply, 600 W, 100 to 240 VAC input, 12 VDC, 50 A output, direct mounting
S8FS-G60012CD | 132700 | 678150 | Power Supply, 600 W, 100 to 240 VAC input, 12 VDC, 50 A output, DIN-rail mounting
S8FS-G60015C | 131000 | 678157 | Power Supply, 600 W, 100 to 240 VAC input, 15 VDC, 40 A output, direct mounting
S8FS-G60015CD | 132700 | 678149 | Power Supply, 600 W, 100 to 240 VAC input, 15 VDC, 40 A output, DIN-rail mounting
S8FS-G60024C | 131000 | 675284 | Power supply, 600 W, 100 to 240 VAC input, 24 VDC 27 A output
S8FS-G60024C-400 | 134400 | 678173 | Power Supply, 600 W, 100 to 240 VAC input, 24 VDC, 27 A output, direct mounting, coated version
S8FS-G60024C-500 | 131000 | 708727 | Power supply, 600 W, 100 to 240 VAC input, 24 VDC 27 A output, without EAC certification
S8FS-G60024CD | 132700 | 678170 | Power Supply, 600 W, 100 to 240 VAC input, 24 VDC, 27 A output, DIN-rail mounting
S8FS-G60024CD-400 | 135900 | 678142 | Power Supply, 600 W, 100 to 240 VAC input, 24 VDC, 27 A output, DIN-rail mounting, coated version
S8FS-G60024CD-500 | 132700 | 708728 | Power Supply, 600 W, 100 to 240 VAC input, 24 VDC, 27 A output, DIN-rail mounting, without EAC certification
S8FS-G60024CD-H | 135900 | 678154 | Power Supply, 600 W, 100 to 240 VAC input, 24 VDC, 27 A output, DIN-rail mounting, hold time
S8FS-G60024CD-R | 135900 | 678147 | Power Supply, 600 W, 100 to 240 VAC input, 24 VDC, 27 A output, DIN-rail mounting, remote control
S8FS-G60024CD-W | 135900 | 678164 | Power Supply, 600 W, 100 to 240 VAC input, 24 VDC, 27 A output, DIN-rail mounting, paralell operation
S8FS-G60024CD-WR | 135900 | 678151 | Power Supply, 600 W, 100 to 240 VAC input, 24 VDC, 27 A output, DIN-rail mounting, paralell operation, remote control
S8FS-G60024C-H | 134400 | 678140 | Power Supply, 600 W, 100 to 240 VAC input, 24 VDC, 27 A output, direct mounting, hold time
S8FS-G60024C-R | 134400 | 678175 | Power Supply, 600 W, 100 to 240 VAC input, 24 VDC, 27 A output, direct mounting, remote control
S8FS-G60024C-W | 134400 | 678127 | Power Supply, 600 W, 100 to 240 VAC input, 24 VDC, 27 A output, direct mounting, paralell operation
S8FS-G60024C-WR | 134400 | 678162 | Power Supply, 600 W, 100 to 240 VAC input, 24 VDC, 27 A output, direct mounting, paralell operation, remote control
S8FS-G60048C | 131000 | 677993 | Power Supply, 600 W, 100 to 240 VAC input, 48 VDC, 13 A output, direct mounting
S8FS-G60048CD | 132700 | 678148 | Power Supply, 600 W, 100 to 240 VAC input, 48 VDC, 13 A output, DIN-rail mounting
S8JX-G10005CD | 30910 | 249080 | Power supply, PRO, 100 W, 100 to 240 VAC input, 5 VDC, 20 A output, DIN rail mounting
S8JX-P30005CD | 148800 | 371549 | Covered Power Supplies, PROplus, 100 to 240 VAC input voltage, 300W, 5V, 60A
S8JX-P30005N | 141200 | 371547 | Power supply, 300 W, 100-240 VAC input, 5 VDC, 60 A output
S8JX-P30012CD | 148800 | 371552 | Covered Power Supplies, PROplus, 100 to 240 VAC input voltage, 300 W, 12V, 27A
S8JX-P30012N | 141200 | 371550 | Power supply, 300 W, 100-240 VAC input, 12 VDC, 27 A output
S8JX-P30024C | 128600 | 364917 | Power supply, 300W, 100-240 VAC input, 24 VDC 25A output, with PFC
S8JX-P30024CD | 128600 | 364918 | Covered Power Supplies, PROplus, 100 to 240 VAC input voltage, 300W, 24V, 14A peak current, 16.5A (200VAC)
S8JX-P30024N | 128600 | 364916 | Power supply, 300 W, 100/240 VAC input, 24 VDC, 14 A output
S8JX-P30048C | 143600 | 371554 | Covered metal frame power supply,100-240VAC (80 - 370 VDC), 300W, 48V, front mounting
S8JX-P60012CD | 224500 | 371561 | Covered Power Supplies, PROplus, 100 to 240 VAC input voltage, 600 W, 12V, 53A
S8JX-P60012N | 216700 | 371559 | Power supply, 600 W, 100-240 VAC input, 12 VDC, 53 A output
S8JX-P60024C | 201900 | 364920 | Power supply, 600W, 100-240 VAC input, 24 VDC 25A output, with PFC
S8JX-P60024CD | 201900 | 364921 | Covered Power Supplies, PROplus, 100 to 240 VAC input voltage, 600W, 24V, 27A peak current, 31A (200VAC)
S8JX-P60024N | 201900 | 364919 | Power supply, 600 W, 100-240 VAC input, 24 VDC, 27 A output
S8JX-P60048C | 219400 | 371563 | Power supply, 600 W, 100-240 VAC input, 48 VDC, 13 A output, Direct mount
S8JX-P60048CD | 224500 | 371564 | Covered Power Supplies, PROplus, 100 to 240 VAC input voltage, 600W, 48V, 13A
S8M-CP04 | 109700 | 324847 | Multi circuit protector, up to 16 A, 4x4.0 A per circuit, ideal for branching, requires power supply
S8M-CP04-R | 126400 | 326735 | Multi circuit protector, up to 16 A, 4x4.0 A per circuit, RS-232C communications, ideal for branching, requires power supply
S8M-CP04-RS | 151800 | 323509 | Multi circuit protector, up to 16 A, 4x3.8 A per circuit (UL class 2 compliant), RS-232C communications, ideal for branching, requires power supply
S8PSR26 | 11190 | 240738 | Ferrite core - 14.3mm ID and 26mm OD
S8T-BUS01 | 5425 | 307939 | Bus line connector for parallel operation with 12 & 24 VDC units, order as spares only (one supplied with 12 & 24 VDC units)
S8T-BUS02 | 3908 | 307945 | Bus line connector for isolated operation with 5, 12 & 24 VDC units, order for 5 VDC units only, order as spares only for 12 & 24 VDC units (one supplied)
S8T-BUS03 | 5730 | 307946 | Bus line connector for DC (one supplied)
S8T-BUS11 | 44890 | 307940 | Bus line connector for parallel operation with 12 & 24 VDC units, order as spares only, (pack of 10)
S8T-BUS12 | 35160 | 307941 | Bus line connector for isolated operation with 5, 12 & 24 VDC units, order for 5 VDC units only, order as spares only for 12 & 24 VDC units (pack of 10)
S8T-BUS13 | 45350 | 307947 | Bus line connector for DC line (pack of 10)
S8T-DCBU-02 | 89400 | 324267 | DC backup block for S8TS PSU of 500 ms at an output current of 2.5A
S8TS-02505 | 98650 | 324850 | Power supply, 25 W per unit, 100 to 240 VAC input, 5VDC 5A output, DIN rail mounting, can be combined with other units to give a choice of output voltages, units can be connected for isolated operation only using S8TS-BUS02 (order separately)
S8TS-02505F | 104900 | 356086 | Power supply, 100-240 VAC input, 25W, 5VDC 5A output, DIN rail mounting, can be combined with other units for mulitple output voltages, isolated operation possible using S8TS-BUS02 (order separately), connector terminal, without bus line connector
S8TS-03012 | 100500 | 356088 | Power supply, 100-240 VAC input, 30W 12 VDC 2.5A output, DIN rail mounting, screw terminals, modular PSU for multiple configurations, without bus line connector
S8TS-03012-E1 | 103800 | 323510 | Power supply, 100-240 VAC input, 30W 12 VDC 2.5A output, DIN rail mounting, screw terminals, modular PSU for multiple configurations, with bus line connector
S8TS-03012F | 104900 | 356085 | Power supply, 100-240 VAC input, 30W 12 VDC 2.5A output, DIN rail mounting, connector terminals, modular PSU for multiple configurations, without bus line connector
S8TS-03012F-E1 | 115500 | 356087 | Power supply, 100-240 VAC input, 30W 12 VDC 2.5A output, DIN rail mounting, connector terminals, modular PSU for multiple configurations, with bus line connector
S8TS-06024 | 91150 | 358569 | Power supply, 100 to 240 VAC input, 60 W 24 VDC 2.5A output, DIN rail mounting, screw terminals, modular PSU for multiple configurations, without bus line connector
S8TS-06024-E1 | 99500 | 358570 | Power supply, 100-240 VAC input, 60W 24VDC 2.5A output, DIN rail mounting, modular PSU for multiple configurations, with bus line connector
S8TS-06024F | 100100 | 356084 | Power supply, 100-240 VAC input, 60W 24 VDC 2.5A output, DIN rail mounting, connector terminals, modular PSU for multiple configurations, without bus line connector
S8TS-06024F-E1 | 109700 | 307938 | Power supply, 100-240 VAC input, 60W 24 VDC 2.5A output, DIN rail mounting, connector terminals, modular PSU for multiple configurations, with bus line connector
S8V-CP0424 | 70350 | 689505 | Electronic circuit breaker, 4 channels, max. 10 A per channel, 24 VDC
S8V-CP0424S | 79950 | 689504 | Electronic circuit breaker, 4 channels, 3.8 A per channel, 24 VDC, UL class 2
S8V-CP0824 | 120700 | 689503 | Electronic circuit breaker, 8 channels, max. 10 A per channel, 24 VDC
S8VK-C06024 | 12200 | 375666 | Book type power supply, Lite, 60 W, 24VDC, 2.5A, DIN rail mounting
S8VK-C12024 | 16610 | 375667 | Book type power supply, Lite, 120 W, 24VDC, 5A, DIN rail mounting
S8VK-C24024 | 30450 | 375668 | Book type power supply, Lite, 240 W, 24VDC, 10A, DIN rail mounting
S8VK-C48024 | 49780 | 375669 | Book type power supply, Lite, 480 W, 24VDC, 20A, DIN rail mounting
S8VK-G01505 | 15620 | 374164 | Book type power supply, Pro, 15 W, 5VDC, 3A, DIN rail mounting
S8VK-G01505-400 | 18770 | 659377 | Coated version, Book type power supply, Pro, Single-phase, 15 W, 5VDC, 3A, DIN rail mounting
S8VK-G01512 | 15620 | 374165 | Book type power supply, Pro, 15 W, 12 VDC, 1.2A, DIN rail mounting
S8VK-G01512-400 | 18770 | 659378 | Coated version, Book type power supply, Pro, Single-phase, 15 W, 12 VDC, 1.2A, DIN rail mounting
S8VK-G01524 | 15620 | 374166 | Book type power supply, Pro, 15 W, 24VDC, 0.65A, DIN rail mounting
S8VK-G01524-400 | 18770 | 659372 | Coated version, Book type power supply, Pro, Single-phase, 15 W, 24VDC, 0.65A, DIN rail mounting
S8VK-G03005 | 20830 | 374167 | Book type power supply, Pro, 30 W, 5VDC, 5A, DIN rail mounting
S8VK-G03005-400 | 24990 | 659369 | Coated version, Book type power supply, Pro, Single-phase, 30 W, 5VDC, 5A, DIN rail mounting
S8VK-G03012 | 20830 | 374168 | Book type power supply, Pro, 30 W, 12 VDC, 2.5A, DIN rail mounting
S8VK-G03012-400 | 24990 | 659370 | Coated version, Book type power supply, Pro, Single-phase, 30 W, 12 VDC, 2.5 A, DIN rail mounting
S8VK-G03024 | 20830 | 374169 | Book type power supply, Pro, 30 W, 24VDC, 1.3A, DIN rail mounting
S8VK-G03024-400 | 24990 | 659371 | Coated version, Book type power supply, Pro, Single-phase, 30 W, 24VDC, 1.3A, DIN rail mounting
S8VK-G06012 | 26000 | 374170 | Book type power supply, Pro, 60 W, 12 VDC, 4.5A, DIN rail mounting
S8VK-G06012-400 | 31180 | 659383 | Coated version, Book type power supply, Pro, Single-phase, 60 W, 12 VDC, 4.5A, DIN rail mounting
S8VK-G06024 | 26000 | 374171 | Book type power supply, Pro, 60 W, 24VDC, 2.5A, DIN rail mounting
S8VK-G06024-400 | 31180 | 659382 | Coated version, Book type power supply, Pro, Single-phase, 60 W, 24VDC, 2.5A, DIN rail mounting
S8VK-G12024 | 33790 | 374869 | Book type power supply, Pro, 120 W, 24VDC, 5A, DIN rail mounting
S8VK-G12024-400 | 40540 | 659374 | Coated version, Book type power supply, Pro, Single-phase, 120 W, 24VDC, 5A, DIN rail mounting
S8VK-G24024 | 62450 | 374870 | Book type power supply, Pro, 240 W, 24VDC, 10A, DIN rail mounting
S8VK-G24024-400 | 75000 | 659375 | Coated version, Book type power supply, Pro, Single-phase, 240 W, 24VDC, 10A, DIN rail mounting
S8VK-G24048 | 65000 | 374871 | Book type power supply, Pro, 240 W, 48VDC, 5A, DIN rail mounting
S8VK-G24048-400 | 78050 | 659373 | Coated version, Book type power supply, Pro, Single-phase, 240 W, 48VDC, 5A, DIN rail mounting
S8VK-G48024 | 81700 | 374872 | Book type power supply, Pro, 480 W, 24VDC, 20A, DIN rail mounting
S8VK-G48024-400 | 98100 | 659368 | Coated version, Book type power supply, Pro, Single-phase, 480 W, 24VDC, 20A, DIN rail mounting
S8VK-G48048 | 104200 | 374873 | Book type power supply, Pro, 480 W, 48VDC, 10A, DIN rail mounting
S8VK-G48048-400 | 125000 | 659376 | Coated version, Book type power supply, Pro, Single-phase, 480 W, 48VDC, 10A, DIN rail mounting
S8VK-R10 | 21100 | 377513 | Redundancy module for S8VK (input 5-30VDC, output 10A)
S8VK-R10-400 | 25270 | 659367 | Coated version, Redundancy module for S8VK (input 5-30VDC, output 10A)
S8VK-R20 | 31700 | 377514 | Redundancy module for S8VK (input 10-60VDC, output 20A)
S8VK-R20-400 | 38020 | 659381 | Coated version, Redundancy module for S8VK (input 10-60VDC, output 20A)
S8VK-S03024 | 24630 | 675333 | Book type power supply, 30 W, 24 VDC, 1.3A, DIN rail mounting, Push-in terminal, Coated
S8VK-S06024 | 29940 | 669508 | Book type power supply, 60 W, 24VDC, 2.5A, DIN rail mounting, Push-in terminal, Coated
S8VK-S12024 | 38760 | 669511 | Book type power supply, 120 W, 24VDC, 5A, DIN rail mounting, Push-in terminal, Coated
S8VK-S24024 | 69350 | 672485 | Book type power supply, 240 W, 24 VDC, 10 A, DIN rail mounting, Push-in terminal, Coated, undervoltage alarm
S8VK-S48024 | 88500 | 672486 | Book type power supply, 480 W, 24 VDC, 20 A, DIN rail mounting, Push-in terminal, Coated, undervoltage alarm
S8VK-T12024 | 34690 | 382729 | Book type power supply, Pro, 120 W, 24VDC, 5A, DIN rail mounting
S8VK-T12024-400 | 41610 | 659380 | Coated version, Book type power supply, Pro, 3-phase, 120 W, 24 VDC 5A, DIN rail mounting
S8VK-T24024 | 52950 | 382730 | Book type power supply, Pro, 240 W, 24VDC, 10A, DIN rail mounting
S8VK-T24024-400 | 63600 | 659384 | Coated version, Book type power supply, Pro, 3-phase, 240 W, 24 VDC 10 A, DIN rail mounting
S8VK-T48024 | 87750 | 386429 | Book type power supply, Pro, 480 W, 24VDC, 20A, DIN rail mounting
S8VK-T48024-400 | 105200 | 659385 | Coated version, Book type power supply, Pro, Three-phase, 480 W, 24 VDC, 20 A, DIN rail mounting
S8VK-T96024 | 135500 | 386430 | Book type power supply, Pro, 960 W, 24VDC, 40A, DIN rail mounting
S8VK-T96024-400 | 162400 | 659379 | Coated version, Book type power supply, Pro, 3-phase, 960 W, 24 VDC 40 A, DIN rail mounting
S8VK-WA24024 | 114400 | 688154 | 3-phase power supply, 240 W, 24 VDC, 10 A, DIN rail mounting
S8VK-WA48024 | 156200 | 688155 | 3-phase power supply, 480 W, 24 VDC, 20 A, DIN rail mounting
S8VK-WA96024 | 234200 | 688156 | 3-phase power supply, 960 W, 24 VDC, 40 A, DIN rail mounting
S8VK-WB24024 | 96300 | 699600 | 3-phase power supply, 400 VAC, 240 W, 24 VDC, 10 A, DIN rail mounting
S8VK-WB24048 | 96300 | 699603 | 3-phase power supply, 400 VAC, 240 W, 48 VDC, 5 A, DIN rail mounting
S8VK-WB48024 | 136900 | 699601 | 3-phase power supply, 400 VAC, 480 W, 24 VDC, 20 A, DIN rail mounting
S8VK-WB48048 | 136900 | 699604 | 3-phase power supply, 400 VAC, 480 W, 48 VDC, 10 A, DIN rail mounting
S8VK-WB96024 | 197600 | 699602 | 3-phase power supply, 400 VAC, 960 W, 24 VDC, 40 A, DIN rail mounting
S8VK-WB96048 | 197600 | 699605 | 3-phase power supply, 400 VAC, 960 W, 48 VDC, 20 A, DIN rail mounting
S8VK-X03005-EIP | 67750 | 680581 | Book type power supply, 30 W, 5 VDC, 5 A, DIN rail mounting, Push-in terminal, Coated, Ethernet IP / Modbus TCP compatibility
S8VK-X06012-EIP | 70850 | 680586 | Book type power supply, 60 W, 12 VDC, 4.5 A, DIN rail mounting, Push-in terminal, Coated, Ethernet IP / Modbus TCP compatibility
S8VK-X06024-EIP | 70850 | 680578 | Book type power supply, 60 W, 24 VDC, 2.5 A, DIN rail mounting, Push-in terminal, Coated, Ethernet IP / Modbus TCP compatibility
S8VK-X09024A-EIP | 95900 | 680584 | Book type power supply, 90 W, 24 VDC, 3.75 A, DIN rail mounting, Push-in terminal, Coated, display, Ethernet IP / Modbus TCP compatibility
S8VK-X09024-EIP | 80050 | 680582 | Book type power supply, 90 W, 24 VDC, 3.75 A, DIN rail mounting, Push-in terminal, Coated, Ethernet IP / Modbus TCP compatibility
S8VK-X12024A-EIP | 105700 | 680585 | Book type power supply, 120 W, 24 VDC, 5 A, DIN rail mounting, Push-in terminal, Coated, display, Ethernet IP / Modbus TCP compatibility
S8VK-X12024-EIP | 89650 | 680579 | Book type power supply, 120 W, 24 VDC, 5 A, DIN rail mounting, Push-in terminal, Coated, Ethernet IP / Modbus TCP compatibility
S8VK-X24024A-EIP | 152200 | 680577 | Book type power supply, 240 W, 24 VDC, 10 A, DIN rail mounting, Push-in terminal, Coated, display, Ethernet IP / Modbus TCP compatibility
S8VK-X24024-EIP | 135900 | 680583 | Book type power supply, 240 W, 24 VDC, 10 A, DIN rail mounting, Push-in terminal, Coated, Ethernet IP / Modbus TCP compatibility
S8VK-X48024A-EIP | 199800 | 680580 | Book type power supply, 480 W, 24 VDC, 20 A, DIN rail mounting, Push-in terminal, Coated, display, Ethernet IP / Modbus TCP compatibility
S8VK-X48024-EIP | 184100 | 680576 | Book type power supply, 480 W, 24 VDC, 20 A, DIN rail mounting, Push-in terminal, Coated, Ethernet IP / Modbus TCP compatibility
S8VM-01515CD | 38600 | 196186 | Power supply, metal case, 100/240 VAC supply, DIN rail mounting, 15w,15 VDC 1 A output
S8VM-03005CD | 45470 | 196188 | Power supply, metal case, 100/240 VAC supply, DIN rail mounting, 30 W, 5 VDC, 6.0 A output
S8VM-05015CD | 52550 | 196194 | Power supply, metal case, 100/240 VAC supply, DIN rail mounting, 50 W,15 VDC 3.5A output
S8VM-10015CD | 74400 | 196198 | Power supply, metal case, 100/240 VAC supply, DIN rail mounting, 100 W,15 VDC 7A output
S8V-NFS203 | 17050 | 680674 | Noise filter accessory power supply, 250 VAC/DC rated voltage, 3 A rated current, DIN-rail mounting, Push-in terminal
S8V-NFS206 | 16010 | 680575 | Noise filter accessory power supply, 250 VAC/DC rated voltage, 6 A rated current, DIN-rail mounting, Push-in terminal
S8VS-01505 | 39540 | 324848 | Power supply, plastic case, 22.5 mm wide DIN rail or direct panel mounting, 100/240 VAC supply, 10 W, 5 VDC, 2.0 A output
S8VS-01512 | 39540 | 324268 | Power supply, plastic case, 22.5 mm wide DIN rail or direct panel mounting, 100/240 VAC supply, 15 W, 12 VDC, 1.2 A output
S8VS-01524 | 39540 | 307948 | Power supply, plastic case, 22.5 mm wide DIN rail or direct panel mounting, 100/240 VAC supply, 15 W, 24 VDC, 0.65 A output
S8VS-03005 | 49450 | 324849 | Power supply, plastic case, 22.5 mm wide DIN rail or direct panel mounting, 100/240 VAC supply, 20 W, 5 VDC, 4 A output
S8VS-03012 | 49450 | 323512 | Power supply, plastic case, 22.5 mm wide DIN rail or direct panel mounting, 100/240 VAC supply, 30 W, 12 VDC, 2.5 A output
S8VS-03024 | 49450 | 325147 | Power supply, plastic case, 22.5 mm wide DIN rail or direct panel mounting, 100/240 VAC supply, 30 W, 24 VDC, 1.3 A output
S8VS-06024 | 63150 | 247532 | Power supply, 60 W, 100-240 VAC input, 24 VDC, 2.5 A output, DIN rail mounting, basic model
S8VS-06024A | 92300 | 281057 | Power supply, 60 W, 100 to 240 VAC input, 24VDC 2.5A output, DIN rail mounting, digital display with running voltage and current, peak current, and maintenance monitor function
S8VS-06024B | 92300 | 281059 | Power supply, 60 W, 100-240 VAC input, 24 VDC, 2.5 A output, DIN rail mounting, digital display with running voltage and current, peak current, and total run time function
S8VS-06024-F | 63150 | 255317 | Power supply, 60 W, 100-240 VAC input, 24 VDC, 2.5 A output, DIN rail mounting, basic model, cage clamp terminals
S8VS-09024 | 83050 | 247534 | Power supply, 90W, 100-240 VAC input, 24 VDC 3.75A output, DIN rail mounting, basic model
S8VS-09024A | 119800 | 281058 | Power supply, 90W, 100-240 VAC input, 24 VDC 3.75A output, DIN rail mounting, digital display with running voltage and current, peak current, and maintenance monitor function with settable alarm point
S8VS-09024AP | 119800 | 281069 | Power supply, 90 W, 100 to 240 VAC input, 24 VDC 3.75A output, DIN rail mounting, digital display with running voltage and current, peak current, and maintenance monitor function with settable alarm point
S8VS-09024B | 112000 | 281060 | Power supply, 90 W, 100 to 240 VAC input, 24 VDC 3.75A output, DIN rail mounting, digital display with running voltage and current, peak current, and total run time function with settable alarm point
S8VS-09024BP | 112000 | 281070 | Power supply, 90W, 100-240 VAC input, 24 VDC 3.75A output, DIN rail mounting, digital display with running voltage and current, peak current, and total run time function with settable alarm point
S8VS-09024S | 87750 | 327147 | Power supply, 90W, 100-240 VAC input, 24 VDC 3.75A output, DIN rail mounting, basic model
S8VS-12024 | 99800 | 247535 | Power supply, 120 W, 100-240 VAC input, 24 VDC, 5 A output, DIN rail mounting, basic model
S8VS-12024A | 141900 | 281061 | Power supply, 120 W, 100 to 240 VAC input, 24VDC 5A output, DIN rail mounting, digital display with running voltage and current, peak current, and maintenance monitor function with settable alarm point
S8VS-12024AP | 144800 | 281071 | Power supply, 240 W, 100-240 VAC input, 24 VDC, 5 A output, DIN rail mounting, digital display with running voltage and current, peak current, and forecast monitoring function with settable alarm point
S8VS-12024B | 132800 | 281062 | Power supply, 120 W, 100 to 240 VAC input, 24 VDC 5A output, DIN rail mounting, digital display with running voltage and current, peak current, and total run time function with settable alarm point
S8VS-12024BP | 132800 | 281072 | Power supply, 240 W, 100-240 VAC input, 24 VDC, 5 A output, DIN rail mounting, digital display with running voltage and current, peak current, and total run time function with settable alarm point
S8VS-12024-F | 99800 | 255318 | Power supply, 120 W, 100-240 VAC input, 24 VDC, 5 A output, DIN rail mounting, basic model, cage clamp terminals
S8VS-18024 | 139600 | 247536 | Power supply, 180W, 100-240 VAC input, 24 VDC 7.5A output, DIN rail mounting, basic model
S8VS-18024A | 191700 | 281065 | Power supply, 180W, 100-240 VAC input, 24 VDC 7.5A output, DIN rail mounting, digital display with running voltage and current, peak current, and maintenance monitor function with settable alarm point
S8VS-18024AP | 194500 | 281073 | Power supply, 180W, 100-240VAC input, 24VDC 7.5A output, DIN rail mounting, digital display with running voltage and current, peak current, and maintenance monitor function with settable alarm point
S8VS-18024B | 178100 | 281066 | Power supply, 180W, 100-240 VAC input, 24 VDC 7.5A output, DIN rail mounting, digital display with running voltage and current, peak current, and total run time function with settable alarm point
S8VS-18024BE | 103600 | 701367 | Power supply, 180W, 100-240 VAC input, 24 VDC 7.5A output, DIN rail mounting, digital display with running voltage and current, peak current, and total run time function
S8VS-18024BP | 178100 | 281074 | Power supply, 180W, 100-240 VAC input, 24 VDC 7.5A output, DIN rail mounting, digital display with running voltage and current, peak current, and total run time function with settable alarm point
S8VS-24024 | 174300 | 247537 | Power supply, 240 W, 100-240 VAC input, 24 VDC, 10 A output, DIN rail mounting, basic model
S8VS-24024A | 224600 | 281063 | Power supply, 240W, 100/240 VAC input, 24VDC 10A output, DIN rail mounting, digital display with running voltage and current, peak current, and maintenance monitor function with settable alarm point
S8VS-24024AP | 226000 | 281067 | Power supply, 240 W, 100-240 VAC input, 24 VDC, 10 A output, DIN rail mounting, digital display running voltage and current, peak current, and forecast monitoring function with settable alarm point
S8VS-24024B | 206000 | 281064 | Power supply, 240 W, 100 to 240 VAC input, 24VDC 10 A output, DIN rail mounting, digital display with running voltage and current, peak current, and total run time function with settable alarm point
S8VS-24024BP | 206000 | 281068 | Power supply, 240 W, 100-240 VAC input, 24 VDC, 10 A output, DIN rail mounting, digital display with running voltage and current, peak current, and total run time function with settable alarm point
S8VS-24024-F | 174300 | 255319 | Power supply, 240 W, 100-240 VAC input, 24 VDC, 10 A output, DIN rail mounting, basic model, cage clamp terminals
S8VS-48024 | 268600 | 323513 | Power supply, 480 W, 100-240 VAC input, 24 VDC, 20 A output, DIN rail mounting, basic model
S8VS-48024A | 297500 | 333444 | Power supply, 480 W, 100 to 240 VAC input, 24 VDC, 20 A output, DIN rail mounting, digital display running voltage and current, peak current, and forecast monitoring function with settable alarm point
S8VS-48024B | 279200 | 333445 | Power supply, 480 W, 100 to 240 VAC input, 24 VDC, 20 A output, DIN rail mounting, digital display with running voltage and current, peak current, and total run time function with settable alarm point
S8VS-48024-F | 268600 | 333446 | Power supply, 240 W, 100-240 VAC input, 24 VDC, 20 A output, DIN rail mounting, basic model, cage clamp terminals
SAC0505A-W00C | 341300 | 689465 | Coaxial LED light, active surface 50 x 50 mm, white, continuous mode, 24 VDC
SAC0808A-630C | 532700 | 377173 | Coaxial light 75x75mm, red, continous, 24VDC, connector
SAC0808A-W00i | 689100 | 680997 | Coaxial LED light, active surface 75 x 75 mm, white, iBlue, 24 VDC
SAC1010A-W00i | 713900 | 681052 | Coaxial LED light, active surface 100 x 100 mm, white, iBlue, 24 VDC
SAH3 4103 | 378700 | 374147 | LED ring light, dark field, red, outer dia. 103mm, inner dia. 73mm, height 12mm, 10° angle,
SAH7 2205 | 881200 | 357922
SAL0202A-630C | 246500 | 684503 | LED 90º diffuse axial light, active area 17 x 17 mm, red, 24 VDC, continuous mode
SAL0202A-W00C | 258900 | 684504 | LED 90º diffuse axial light, active area 17 x 17 mm, white, 24 VDC, continuous mode
SAL0202A-W00C/AR | 300600 | 684505 | LED 90º diffuse axial light, active area 17 x 17 mm, white, 24 VDC, continuous mode
SAL0504A-W00i | 595300 | 683695 | LED Side angle Axial Light, Active Area 49x40 mm. White iBlueDrive
SAO-SU1N | 87000 | 111766 | Current Monitoring Relay, Undercurrent Detection, Regular Instantaneous Type, Control Voltage 100/110/120 VAC
SAW3 2162 | 992300 | 366020
SAW7 0602 | 263700 | 357612
SAX0505A-W00C | 387900 | 685568 | Coaxial LED light, active area 50 x 50 mm, white, continuous, 24 V
SAX1010B-630C | 615300 | 684117 | Coaxial LED light, active area 100 x 100 mm, red, 24 V
SAX1010B-630I | 756100 | 690818 | Coaxial LED light, active area 100 x 100 mm, red, 24 V, IBlueDrive
SAX1515A-630C | 1042000 | 688430 | LED coaxial Light, active area 152 x 150 mm, red, 24 VDC, continuous
SAX1515A-630i | 992300 | 682480 | LED coaxial Light, active area 152 mm x 150 mm, red, 24 VDC, iBlueDrive
SAX1515A-W00C | 963200 | 372422 | LED coaxial Light, active area 152 x 150 mm, white, 24 VDC, continuous
SAX1515A-W00I | 1225300 | 690819 | LED coaxial Light, active area 152 x 150 mm, white, 24 VDC, IBlueDrive
SBACKII-050502-630 | 166500 | 687339 | Flat LED light, 51 X 51 mm, red, 24 V
SBACKII-050502-880 | 187200 | 700658 | Flat LED light, active area 51 x 51 mm, IR 88 nm, 24 V
SBACKII-050502-WHI | 185000 | 687702 | Flat LED light, active area 51 x 51 mm, red, 24 V
SBACKII-100502-630 | 344300 | 708296 | Flat LED light, active area 100 x 50 mm, red, 24 V
SBACKII-100502-WHI | 374600 | 689136 | Flat LED light, active area 100 x 50 mm, white, 24 V
SBACKII101002-470 | 424800 | 681940 | LED backlight, active area 102 x 102 mm, blue, 24 VDC, M12 connector
SBACKII-101002-630 | 354300 | 683996 | Flat LED light, 112x112 mm, red, 24 V
SBACKII-101002-WHI | 393200 | 684775 | SMALL BACKLIGHT SBACK II WHITE LEDS 102 X 102
SBACKII-150502-880 | 401000 | 706868 | Flat LED light, active area 153 X 51 mm, InfraRed, 24 V
SBACKII-150502-WHI | 381000 | 690274 | Flat LED light, active area 153 X 51 mm, white, 24 V
SBACKII-151002-630 | 455900 | 690811 | Flat LED light, active area 153 x 102 mm, red, 24 V
SBACKII151002-880 | 492400 | 659670 | TPL back light, Useful dimensions 153 x 102 mm, infra-red
SBACKII-151002-WHI | 492600 | 686006 | Flat LED light, active area 153 X 102 mm, white, 24 V
SBACKII-151502-470 | 635500 | 695376 | Flat LED light, active area 153 X 153 mm, blue, 24 V
SBACKII-151502-525 | 635500 | 695375 | Flat LED light, active area 153 X 153 mm, green, 24 V
SBACKII-151502-630 | 523500 | 684684 | Small back-light SBACK II red LED 153 x 153
SBACKII-151502-WHI | 578700 | 684624 | Small back-light SBACK II white LEDS 153 x 153
SBACKII-201002-880 | 578100 | 693879 | LED backlight, emitting surface 204 x 102 mm, IR 880 nm, 24 VDC
SBACKII-201002-WHI | 593100 | 689430 | LED back light, emitting surface 204 x 102 mm, white, 24 VDC
SBACKII-201502-630 | 612500 | 684623 | Small back-light SBACK II red LEDS 204 x 153
SBACKII201502880 | 480100 | 670609 | TPL back light, Useful dimensions (mm)204x153, infra-red
SBACKII-201502-WHI | 480100 | 682588 | LED back light, emitting surface 204 mm x 153 mm, white, 24 VDC
SBACKII-202002-630 | 707700 | 687494 | LED Back Illuminator, active area 204 x 204 mm, red, 24 VDC
SBACKII202002-880 | 781800 | 656871 | LED backlight, 204 x 204 mm, IR 880nm, 24 VDC, M12 connector
SBACKII-202002-WHI | 781700 | 687493 | LED Back Illuminator, active area 204 x 204 mm, white, 24 VDC
SBAR-365-15-IP65 | 365600 | 694001 | LED Spot Light, 1 high power LED, UV 365 nm, emission angle +-15°, 24 VDC
SBAR-405-10 | 154900 | 703370 | SPOT SBAR UV 405 NM 1 LED+/- 10°
SC08G | 89050 | 678553 | I/O signal (PNP/NPN output) card for BU family
SC-1M | 4366 | 111789 | Cable gland, G1/2, metal, with O-ring, cable dia. 5.5 - 7.5 mm
SC-1PT | 7190 | 111787 | Cable gland, zinc die-cast, without O-ring, 1/2-14NPT thread, cable diameter 5.5 to 7.5 mm
SC-21 | 7560 | 111781 | Limit Switch Connector, anti-corrosive, External diameter of cable max7.5mm
SC-22 | 7560 | 111782 | Limit Switch Connector, anti-corrosive, External diameter of cable max9.5mm
SC-24 | 7560 | 145832 | Limit Switch Connector, anti-corrosive, External diameter of cable max14mm
SC-25 | 11320 | 111783 | Limit Switch Connector, anti-corrosive, External diameter of cable max11mm
SC-2FD-1 | 24000 | 189948
SC-2M | 4366 | 111790 | Cable gland, G1/2, metal, with O-ring, cable dia. 7.5 - 9.5 mm
SC-2PT | 7190 | 111788 | Cable gland, zinc die-cast, without O-ring, 1/2-14NPT thread, cable diameter 7.5 to 9.5 mm
SC-3M | 6545 | 111791 | Cable gland, G1/2, metal, with O-ring, cable dia. 11 - 13 mm
SC-3PT | 7190 | 145833 | Cable gland, zinc die-cast, without O-ring, 1/2-14NPT thread, cable diameter 11 to 13 mm
SC-4F4D | 30100 | 111793 | FA Connector, 125 VDC, 4 Conductors
SC-4FD | 21390 | 224412
SC-4M | 4366 | 111792 | Cable gland, G1/2, metal, with O-ring, cable dia. 12 - 14 mm
SC-4PT | 7190 | 111785 | Cable gland, zinc die-cast, without O-ring, 1/2-14NPT thread, cable diameter 12 to 14 mm
SC-5PT | 7190 | 111786 | Cable gland, zinc die-cast, without O-ring, 1/2-14NPT thread, cable diameter 9 to 11 mm
SCA1-4F10 | 174900 | 111794 | CompoBus/S flat cable, 4-core 0.75 mmsq, 100m
SCC-1224A | 229800 | 683824 | Safety Edge Controller
SCN1-TH4 | 1864 | 111795 | CompoBus/S network branch connector, IDC
SCN1-TH4E | 1990 | 143146 | CompoBus/S network extension connector, IDC
SCN1-TH4T | 3765 | 111796 | CompoBus/S network connector terminator, IDC
SCU2-1024(A) | 168500 | 659265 | FH/FZ/ZFX lighting strobe controller for CCS lightings
SDMOUNT-130 | 43630 | 703120 | Mounting KIT for SDOME/LOW ANGLE II 130
SDOMEII-130-470 | 490200 | 708173 | Small dome II, 130mm, blue LED, current controller integrated on cable
SDV-SH5 | 22420 | 250333
SDV-SH50 | 24540 | 250340
SE Set-0.5m SE 25.30 TT | 42200 | 672711 | Sentir edge 25.30 TT (Safety edges), AL25-14 (Alu Frame) 2 x KS 4 L2.5 m 25.30-Set (Plug with cable. Lock cap and end cap), content list
SE Set-0.5m SE 35.55 TT | 47230 | 672714 | Sentir edge 35.55 TT (0.5 m Safety edges), AL35-14 (Alu Frame) 2 x KS 4 L2.5 m 35.55Set (Plug with cable. Lock cap and end cap), content list
SE Set-1.0m SE 25.30 TT | 53400 | 672712 | Sentir edge 25.30 TT (1.0 m Safety edges), AL25-14 (Alu Frame) 2 x KS 4 L2.5 m 25.30-Set (Plug with cable. Lock cap and end cap), content list
SE Set-1.0m SE 35.55 TT | 61300 | 672715 | Sentir edge 35.55 TT (1.0 m Safety edges), AL35-14 (Alu Frame) 2 x KS 4 L2.5 m 35.55Set (Plug with cable. Lock cap and end cap), content list
SE Set-1.5m SE 25.30 TT | 64650 | 672713 | Sentir edge 25.30 TT (1.5 m Safety edges), AL25-14 (Alu Frame) 2 x KS 4 L2.5 m 25.30-Set (Plug with cable. Lock cap and end cap), content list
SE Set-1.5m SE 35.55 TT | 76750 | 672716 | Sentir edge 35.55 TT (1.5 m Safety edges), AL35-14 (Alu Frame) 2 x KS 4 L2.5 m 35.55Set (Plug with cable. Lock cap and end cap), content list
SE-110ST20 | 240900 | 684048 | Telecentric lens, c-Mount, magnification 2x, working distance 110 mm
SE-16MS | 174600 | 350644
SE-18MS | 269500 | 337945 | Set of Makro Lenses, C-Mount, includes a Straight Lens Unit, Coaxial Lens Unit, C-mount Ring, 4x Ring, 6x Ring
SE-18SM6 | 119100 | 378996 | Macro lens, straight, x6 magnification
SE-65ST10 | 234100 | 707678 | Telecentric lens, magnification 1.0x, straight type, working distance 65.2 mm
SE-65ST40 | 240900 | 378821 | Telecentric lens, straight, operating distance 65.1 mm, 4x magnification
SE-65VT08 | 324600 | 695681 | Telecentric lens, magnification x0.8m, working distance 67.7 mm, coaxial type
Sealing cap AL 25-10H | 2265 | 677849 | Sealing cap for safety edges with AL 25-10H
Sealing cap AL 25-14 | 4154 | 677848 | Sealing cap for safety edges with AL 25-14
Sealing cap AL 35-14 | 4154 | 677847 | Sealing cap for safety edges with AL 35-14
SE-K2EN | 102400 | 111671 | General Purpose Relays Motor Protective Relay
SE-K4EN | 102400 | 157467 | General Purpose Relays Motor Protective Relay
SE-KP1EN | 94250 | 103078 | General Purpose Relays Motor Protective Relay
Sentir Edge 25.30TT-10m | 196300 | 674066 | Safety Edge Sentir 25.30TT-10 m
Sentir Edge 25.30TT-5m | 108200 | 674022 | Safety Edge Sentir 25.30TT-5 m
Sentir Edge 35.55TT-10m | 266300 | 674068 | Safety Edge Sentir 35.55TT-10 m
Sentir Edge 35.55TT-25m | 539900 | 674067 | Safety Edge Sentir 35.55TT-25 m
Sentir Edge 35.55TT-5m | 145500 | 674023 | Safety Edge Sentir 35.55TT-5 m
SEPARATOR FOR Z | 140.6 | 143841 | Separator
SE-SET1.5M-1525TT-5M | 118100 | 707684 | Sentir edge 15.25 TT (1.5 m Safety edges), AL15-9 (alu frame) 2 x KS4PRO L 5 m (plug with cable, lock cap and end cap)
SE-SET1.5M-SE1525TT | 111400 | 707396 | Sentir edge 15.25 TT (1.5 m Safety edges), AL15-9 (alu frame) 2 x KS4PRO L0.5 m (plug with cable, lock cap and end cap)
SE-SET2.7M-1525TT-5M | 95350 | 707819 | Sentir edge 15.25 TT (2.7 m Safety edges), AL15-9 (alu frame) 2 x KS4PRO L 5 m (plug with cable, lock cap and end cap)
SET-3A | 48480 | 111689 | Sensor Fixings & Accessories CURRENT CONVERTER CONVERTER 1-80A
SET-3B | 45640 | 111690 | Sensor Fixings & Accessories CURRENT CONVERT. 64-160A
SF08-M1KTB-R | 121700 | 702587 | Multi-function beacon 80 mm dia. 12-24 VDC, 2-point hole mounting, buzzer, red, IP66
SGDV-120A01A-008000 | 955600 | 329618 | Sigma 5 drive, 1.5 kWw, 200 VAC
SGDV-120A11A-008000 | 1012400 | 329515 | Sigma 5 servo driver, 3-phase 400 V, 1,5 kW, Mechatrolink 2, rotating motor
SGDV-120A15A-008000 | 981800 | 281182 | Sigma 5 Servo Amplifier 1.50kW 1/3ph 230V Mechatrolink II Linear
SGDV-120D01A | 1041200 | 330225 | Sigma 5 servo driver, 3-phase 400 V, 3 kW, Puls/Analog, rotating motor
SGDV-120D05A | 1061800 | 330226 | Sigma 5 servo driver, 3-phase 400 V, 3 kW, Puls/Analog, linear motor
SGDV-120D11A | 1053400 | 330227 | Sigma 5 servo driver, 3-phase 400 V, 3 kW, Mechatrolink 2, rotating motor
SGDV-120D15A | 1110500 | 333081
SGDV-120DE1A | 1083700 | 351783
SGDV-170D01A | 1504200 | 330228 | Sigma 5 servo driver, 3-phase 400 V, 5 kW, Puls/Analog, rotating motor
SGDV-170D11A | 1522500 | 330230 | Sigma 5 servo driver, 3~ 400 V, 5 kW, Mechatrolink 2, rotating motor
SGDV-170DE1A | 1396100 | 351784 | Sigma 5 Servo Amplifier 5.00kW 3ph 400V Other Network Rotary
SGDV-180A11A | 987200 | 279586
SGDV-1R6A01A | 511700 | 333083 | Sigma 5 drive, 200 W, 200 VAC
SGDV-1R6A11A | 708500 | 333084 | Sigma 5 servo drive, 200 W, Mechatrolnk II, 200 VAC, 1-phase
SGDV-1R6A15A | 712400 | 351388
SGDV-1R6AE1A | 786500 | 351787 | Sigma 5 servo drive 200 W, 200VAC rotating motor
SGDV-1R9D01A | 564200 | 330206 | Sigma 5 servo driver, 3-phase 400 V, 500 W, Puls/Analog, rotating motor
SGDV-1R9D11A | 651900 | 330208 | Sigma 5 servo driver, 3-phase 400 V, 500 W, Mechatrolink 2, rotating motor
SGDV-1R9D15A | 663900 | 330209 | Sigma 5 servo driver, 3~ 400 V, 500 W, Mechatrolink 2, linear motor
SGDV-1R9DE1A | 751400 | 351779
SGDV-200AE1A | 1048000 | 375060
SGDV-210D01A | 1898800 | 392867 | Sigma 5 Servo Amplifier 6.00 kW 3ph 400V Analog/Pulse Rotary
SGDV-210D11A | 2021500 | 392868 | Sigma 5 Servo Amplifier 6.00 kW 3 ph 400 V Mechatrolink II Rotary
SGDV-210DE1A | 2451500 | 334076
SGDV-260D01A | 2501100 | 392869 | Sigma 5 Servo Amplifier 7.50 kW 3 ph 400 V Analog/Pulse Rotary
SGDV-260D01A-020000 | 3181200 | 674197 | Sigma-5 Servopack 7.5kW 400V Analog/Pulse for rotary motor, dynamic brake
SGDV-260D11A | 2622000 | 392870 | Sigma 5 servo drive, 7.5 kW, 25.4A continuous, 400 VAC 3-phase
SGDV-280D01A | 2834700 | 392871 | Sigma 5 Servo Amplifier 11 kW 3 ph 400 V Analog/Pulse Rotary
SGDV-280D11A | 2957300 | 392872 | Sigma 5 Servo Amplifier 11 kW 3 ph 400 V Mechatrolink II Rotary
SGDV-2R8A01A | 592800 | 330203 | Sigma 5 servo driver, 1~ 230 V, 400 W, Puls/Analog, rotating motor
SGDV-2R8A11A | 668500 | 333085 | Sigma-5 MECHATROLINK drive, 1-phase, 230 V, 400 W
SGDV-2R8AE1A | 786500 | 351788 | Sigma 5 servo drive 400 W, 200VAC rotating motor
SGDV-370D01A | 2860000 | 262170
SGDV-370D11A | 3172300 | 392873 | Sigma 5 Servo Amplifier 15 kW 3 ph 400 V Mechatrolink II Rotary
SGDV-3R5D01A | 655600 | 330213 | Sigma 5 servo driver, 3~ 400 V, 1k W, Puls/Analog, rotating motor
SGDV-3R5D11A | 735500 | 330215 | Sigma 5 servo driver, 3~ 400 V, 1k W, Mechatrolink 2, rotating motor
SGDV-3R5D15A | 735200 | 330216 | Sigma 5 servo driver, 3~ 400 V, 1k W, Mechatrolink 2, linear motor
SGDV-3R5DE1A | 780000 | 351780 | Sigma 5 servo drive 1.0 kW, 400VAC rotating motor
SGDV-5R4D01A | 765900 | 330218 | Sigma 5 servo driver, 3-phase 400 V, 1,5 kW,Puls/Analog, rotating motor
SGDV-5R4D11A | 835100 | 333087 | Sigma V Servo driver, 1.5 kW, Mechatrolink II interface, 400 VAC, 3-phase
SGDV-5R4D15A | 816500 | 330220 | Sigma 5 servo driver, 3-phase 400 V, 1,5 kW, Mechatrolink 2, linear motor
SGDV-5R4DE1A | 810600 | 351781 | Sigma 5 Servo Amplifier 1.50kW 3ph 400V Other Network Rotary
SGDV-5R5A01A | 700500 | 330210 | Sigma 5 servo driver, 1~ 230 V, 750 W, Puls/Analog, rotating motor
SGDV-5R5A05A | 698100 | 351391
SGDV-5R5A11A | 721900 | 333086 | Sigma 5 servo driver, 1-phase 230 V, 750 W, puls/analog, rotating motor
SGDV-5R5A15A | 804300 | 351392
SGDV-5R5AE1A | 984100 | 351789 | Sigma 5 Servo Amplifier 0.75kW 1/3ph 230V Other Network Rotary
SGDV-7R6A01A | 928000 | 355798 | Sigma V servo drive, 1kW, 200 V, 1-phase, analog/pulse
SGDV-8R4D01A | 961800 | 330221 | Sigma 5 servo driver, 3-phase 400 V, 2 kW, Puls/Analog, rotating motor
SGDV-8R4D11A | 1010100 | 330223 | Sigma 5 servo driver, 3~ 400 V, 2 kW, Puls/Analog, rotating motor
SGDV-8R4D15A | 1037100 | 330224 | Sigma 5 servo driver, 3~ 400 V, 2 kW, Mechatrolink 2, linear motor
SGDV-8R4DE1A | 937100 | 351782
SGDV-OCA01A | 280700 | 292090 | EtherCAT I/F Option Card Sigma-5
SGDV-OCA03A | 314400 | 324497 | Option Card Indexer Sigma-5
SGDV-OCA05A | 321300 | 395653 | Sigma5 Devicenet I/F Network Module with external power supply
SGDV-OCB02A | 165400 | 394512 | Sigma-5 Powerlink I/F Network Module
SGDV-OCB03A | 220600 | 392857 | Sigma-5 PROFINET I/F network module
SGDV-OFA01A | 53150 | 281443
SGDV-OFB01A | 155100 | 377811 | Option Feedback Module for EnDat-2.1, EnDat-2.2, Hiperface, Sin/Cos
SGDV-OFB03A | 220600 | 392889 | FB Option Module for Sigma-5
SGDV-OSA01A | 148500 | 329797
SGDV-OZA01A | 21850 | 326403 | Mounting Kit for Sigma-5 Option Cards
SGDV-R70A01A | 582100 | 330232 | Sigma 5 servo driver, 1~ 230 V, 50 W, Puls/Analog, rotating motor
SGDV-R70A11A | 671900 | 330234 | Sigma 5 servo driver, 1~ 230 V, 50 W, Mechatrolink 2, rotating motor
SGDV-R70AE1A | 692600 | 351785
SGDV-R90A01A | 600600 | 330198 | Sigma 5 servo driver, 1~ 230 V, 100 W, Puls/Analog, rotating motor
SGDV-R90A11A | 630900 | 333082 | Sigma 5 servo drive, 100 W, 0.91A, Mechatrolink II, 200 VAC, 1-phase
SGDV-R90A15A | 708500 | 351386
SGDV-R90AE1A | 817000 | 351786
SGE-125-0-0350 00950C-00950C | 52050 | 696001 | Safety Edge, SGE, 15 x 25 mm, length: 350 mm, 2-wire cable on both sides, length, cable lengths: 950 mm & 950 mm
SGE-125-0-0600 05000C-05000C | 59050 | 700810 | Safety Edge, SGE, 15 mm x 25 mm, length: 600 mm, 2-wire cable on both sides, length, cable lengths: 5000 mm & 5000 mm
SGE-125-0-0800 05000C-05000C | 70450 | 700668 | Safety Edge, SGE, 15 mm x 25 mm, length: 800 mm, 2-wire cable on both sides, length, cable lengths: 5000 mm & 5000 mm
SGE-125-0-0900 01500C-00500C | 118400 | 378156 | Safety Edge, SGE, 15 mm x 25 mm, length: 900 mm, 2-wire cable on both sides, length, cable lengths: 1500 mm & 500 mm
SGE-125-0-1000 02000C-01000C | 52850 | 682281 | Safety Edge, SGE, 15 mm x 25 mm, two 2-wire connections, length: 1000 mm, cable lengths: 2000 mm & 1000 mm
SGE-125-2-0350 05000C | 53550 | 696000 | Safety Edge, SGE, 15 mm x 25 mm, 2-wire cable and one internal resistor connection, length 350 mm, cable lengths: 5000 mm
SGE-125-2-0400 10000C | 71400 | 685172 | Safety edge, SGE, 15 mm x 25 mm, one 2-wire connection and one internal resistor connection, length: 400 mm, cable length: 10 m
SGE-125-2-0500 00500C | 59900 | 394829 | Safety edge, SGE, 15 mm x 25 mm, one 2-wire connection and one internal resistor connection, length: 500 mm, cable length: 500 mm
SGE-125-2-0530 00500C | 60250 | 394830 | Safety edge, SGE, 15 mm x 25 mm, one 2-wire connection and one internal resistor connection, length: 530 mm, cable length: 500 mm
SGE-125-2-0550 10000C | 71400 | 685171 | Safety edge, SGE, 15 mm x 25 mm, one 2-wire connection and one internal resistor connection, length: 550 mm, cable length: 10 m
SGE-125-2-0750 00500C | 65500 | 394831 | Safety edge, SGE, 15 mm x 25 mm, one 2-wire connection and one internal resistor connection, length: 750 mm, cable length: 500 mm
SGE-125-2-0800 05000C | 64300 | 702838 | Safety edge, SGE, 15 mm x 25 mm, one 2-wire connection and one internal resistor connection, length: 800 mm, cable length: 5000 mm
SGE-125-2-0950 02500C | 57400 | 703446 | Safety edge, SGE, 15 mm x 25 mm, one 2-wire connection and one internal resistor connection, length: 950 mm, cable length: 2500 mm
SGE-125-2-1000 00500C | 67800 | 394809 | Safety edge, SGE, 15 mm x 25 mm, one 2-wire connection and one internal resistor connection, length: 1000 mm, cable length: 500 mm
SGE-125-2-1000 01000C | 50200 | 682284 | Safety Edge, SGE, 15 mm x 25 mm, 2-wire cable and one internal resistor connection, length 1000mm , cable lengths: 1000 mm
SGE-125-2-1000 05000C | 67900 | 703447 | Safety edge, SGE, 15 mm x 25 mm, one 2-wire connection and one internal resistor connection, length: 1000 mm, cable length: 5000 mm
SGE-125-2-1070 00500C | 72100 | 394832 | Safety edge, SGE, 15 mm x 25 mm, one 2-wire connection and one internal resistor connection, length: 1070 mm, cable length: 500 mm
SGE-125-2-1100 05000C | 60450 | 707182 | Safety edge, SGE, 15 mm x 25 mm, one 2-wire connection and one internal resistor connection, length: 1100 mm, cable length: 5000 mm
SGE-125-2-1450 00500C | 153900 | 378157
SGE-125-2-1500 02000C | 128500 | 374532 | Safety edge, SGE, 15 mm x 25 mm, one 2-wire connection and one internal resistor connection, length: 1500 mm, cable length: 2000 mm
SGE-125-2-2000 02000C | 90450 | 394810 | Safety edge, SGE, 15 mm x 25 mm, one 2-wire connection and one internal resistor connection, length: 2000 mm, cable length: 2000 mm
SGE-125-2-2800 05000C | 213100 | 378192
SGE-125-2-4880 05000C | 109700 | 684685 | Safety Edge, SGE, 15 mm x 25 mm, 2-wire cable and one internal resistor connection, length 4880 mm, cable lengths: 5000 mm
SGE-125-3-0300 00100M-00100F | 76500 | 699879 | Safety Edge, SGE, 15 mm x 25 mm, one quick-disconnect male and one quick-disconnect female connector, length: 300 mm, cable lengths: 100 mm & 100 mm
SGE-125-3-0550 00100M-00100F | 80500 | 701033 | Safety Edge, SGE, 15 mm x 25 mm, one quick-disconnect male and one quick-disconnect female connector, length: 550 mm, cable lengths: 100 mm & 100 mm
SGE-125-3-0700 00100M-00100F | 82400 | 699877 | Safety Edge, SGE, 15 mm x 25 mm, one quick-disconnect male and one quick-disconnect female connector, length: 700 mm, cable lengths: 100 mm & 100 mm
SGE-125-3-0750 00100M-00100F | 83350 | 701032 | Safety Edge, SGE, 15 mm x 25 mm, one quick-disconnect male and one quick-disconnect female connector, length: 750 mm, cable lengths: 100 mm & 100 mm
SGE-125-3-0800 00100M-00100F | 83900 | 695712 | Safety Edge, SGE, 15 mm x 25 mm, one quick-disconnect male and one quick-disconnect female connector, length: 800 mm, cable lengths: 100 mm & 100 mm
SGE-125-3-0900 00100M-00100F | 106600 | 419051 | Safety Edge, SGE, 15 mm x 25 mm, one quick-disconnect male and one quick-disconnect female connector, length: 900 mm, cable lengths: 100 mm & 100 mm
SGE-125-3-1090 00100M-00100F | 110800 | 419052 | Safety Edge, SGE, 15 mm x 25 mm, one quick-disconnect male and one quick-disconnect female connector, length: 470 mm, cable lengths: 100 mm & 100 mm
SGE-125-3-1400 00100M-00100F | 117300 | 419053 | Safety Edge, SGE, 15 mm x 25 mm, one quick-disconnect male and one quick-disconnect female connector, length: 1400 mm, cable lengths: 100 mm & 100 mm
SGE-125-4-0320 00100ML | 75350 | 419045 | Safety Edge, SGE, 15 mm x 25 mm, one quick-disconnect male and one internal resistor connection, length: 320 mm, cable length: 100 mm
SGE-125-4-0350 00100M | 60500 | 699880 | Safety Edge, SGE, 15 mm x 25 mm, one quick-disconnect male and one internal resistor connection, length: 350 mm, cable length: 100 mm
SGE-125-4-0400 00100ML | 82100 | 419047 | Safety Edge, SGE, 15 mm x 25 mm, one quick-disconnect male and one internal resistor connection, length: 400 mm, cable length: 100 mm
SGE-125-4-0450 00100M | 62000 | 699876 | Safety Edge, SGE, 15 mm x 25 mm, one quick-disconnect male and one internal resistor connection, length: 450 mm, cable length: 100 mm
SGE-125-4-0470 00100ML | 78050 | 419049 | Safety Edge, SGE, 15 mm x 25 mm, one quick-disconnect male and one internal resistor connection, length: 470 mm, cable length: 100 mm
SGE-125-4-0500 00100M | 63050 | 695713 | Safety Edge, SGE, 15 mm x 25 mm, one quick-disconnect male and one internal resistor connection, length: 500 mm, cable length: 100 mm
SGE-125-5-0320 05000C-00100F | 79900 | 419046 | Safety Edge, SGE, 15 mm x 25 mm, one quick-disconnect female and 2-wire connection, length: 320 mm, cable lengths: 5000 mm & 100 mm
SGE-125-5-0350 05000C-00100F | 63050 | 699878 | Safety Edge, SGE, 15 mm x 25 mm, one quick-disconnect female and 2-wire connection, length: 350 mm, cable lengths: 5000 mm & 100 mm
SGE-125-5-0400 05000C-00100F | 81800 | 419048 | Safety Edge, SGE, 15 mm x 25 mm, one quick-disconnect female and 2-wire connection, length: 400 mm, cable lengths: 5000 mm & 100 mm
SGE-125-5-0470 05000C-00100F | 82400 | 419050 | Safety Edge, SGE, 15 mm x 25 mm, one quick-disconnect female and 2-wire connection, length: 470 mm, cable lengths: 5000 mm & 100 mm
SGE-225-0-0200 01500C-00500C | 61550 | 394812 | Safety edge, SGE, 25 mm x 25 mm, two 2-wire connections, length: 200 mm, cable lengths: 1500 mm & 500 mm
SGE-225-0-0300 01500C-00500C | 63950 | 394813 | Safety edge, SGE, 25 mm x 25 mm, two 2-wire connections, length: 300 mm, cable lengths: 1500 mm & 500 mm
SGE-225-0-0500 00500C-00500C | 75750 | 690113 | Safety edge, SGE, 25 x 25 mm, two 2-wire connections, length: 500 mm, cable lengths: 500 mm & 500 mm
SGE-225-0-0500 01500C-00500C | 68600 | 394814 | Safety edge, SGE, 25 mm x 25 mm, two 2-wire connections, length: 500 mm, cable lengths: 1500 mm & 500 mm
SGE-225-0-0900 01500C-00500C | 79000 | 394815 | Safety edge, SGE, 25 mm x 25 mm, two 2-wire connections, length: 900 mm, cable lengths: 1500 mm & 500 mm
SGE-225-0-1000 01500C-00500C | 81350 | 394816 | Safety edge, SGE, 25 mm x 25 mm, two 2-wire connections, length: 1000 mm, cable lengths: 1500 mm & 500 mm
SGE-225-0-1250 05000C-05000C | 84600 | 706980 | Safety edge, SGE, 25 mm x 25 mm, two 2-wire connections, length: 1250 mm, cable lengths: 5000 mm
SGE-225-0-2090 05000C-05000C | 104200 | 702616 | Safety edge, SGE, 25 mm x 25 mm, two 2-wire connections, length: 2090 mm, cable lengths: 5000 mm & 5000 mm
SGE-225-2-0300 02000C | 62700 | 394817 | Safety edge, SGE, 25 mm x 25 mm, one 2-wire connection and one internal resistor connection, length: 300 mm, cable length: 2000 mm
SGE-225-2-0500 02000C | 67450 | 394818 | Safety edge, SGE, 25 mm x 25 mm, one 2-wire connection and one internal resistor connection, length: 500 mm, cable length: 2000 mm
SGE-225-2-0750 05000C | 63550 | 693666 | Safety edge, SGE, 25 x 25 mm, one 2-wire connection and one internal resistor connection, length: 750 mm, cable length: 5000 mm
SGE-225-2-0800 05000C | 75200 | 685748 | Safety edge, SGE, 25 mm x 25 mm, one 2-wire connection and one internal resistor connection, length: 800 mm, cable length: 5000 mm
SGE-225-2-0950 05000C | 58000 | 690472 | Safety edge, SGE, 25 mm x 25 mm, one 2-wire connection and one internal resistor connection, length: 950 mm, cable length: 5000 mm
SGE-225-2-1000 02000C | 76650 | 394805 | Safety edge, SGE, 25 mm x 25 mm, one 2-wire connection and one internal resistor connection, length: 1000 mm, cable length: 2000 mm
SGE-225-2-1500 02000C | 106100 | 394806 | Safety edge, SGE, 25 mm x 25 mm, one 2-wire connection and one internal resistor connection, length: 1500 mm, cable length: 2000 mm
SGE-225-2-1800 10000C | 91200 | 693704 | Safety edge, SGE, 25 x 25 mm, one 2-wire connection and one internal resistor connection, length: 1800 mm, cable length: 10000 mm
SGE-225-2-2000 02000C | 106100 | 394819 | Safety edge, SGE, 25 mm x 25 mm, one 2-wire connection and one internal resistor connection, length: 2000 mm, cable length: 2000 mm
SGE-225-2-2500 05000C | 129700 | 690780 | Safety edge, SGE, 25 x 25 mm, one 2-wire connection and one internal resistor connection, length: 2500 mm, cable length: 5000 mm
SGE-225-2-2800 05000C | 117800 | 394811 | Safety edge, SGE, 25 mm x 25 mm, one 2-wire connection and one internal resistor connection, length: 2800 mm, cable length: 5000 mm
SGE-225-4-3250 02000M | 211900 | 688124 | Safety edge, SGE, 25 mm x 39 mm, Connector cable on one side, terminating resistor on the other side, length: 3250 mm, cable length: 2000 mm
SGE-225-5-3250 05000C-02000F | 227200 | 688125 | Safety edge, SGE, 25 mm x 39 mm, 2-Wire connector on one side, length: 3250 mm, cable length: 5000 mm & 2000 mm
SGE-245-0-0200 01500C-00500C | 66800 | 394820 | Safety edge, SGE, 25 mm x 45 mm, two 2-wire connections, length: 200 mm, cable lengths: 1500 mm & 500 mm
SGE-245-0-0220 01500C-00500C | 63850 | 398514 | Safety Edge, SGE, 25 mm x 45 mm, two 2-wire connections, length: 220 mm, cable lengths: 1500 mm & 500 mm
SGE-245-0-0300 01500C-00500C | 69600 | 394821 | Safety edge, SGE, 25 mm x 45 mm, two 2-wire connections, length: 300 mm, cable lengths: 1500 mm & 500 mm
SGE-245-0-0340 01500C-00500C | 66750 | 398517 | Safety Edge, SGE, 25 mm x 45 mm, two 2-wire connections, length: 340 mm, cable lengths: 1500 mm & 500 mm
SGE-245-0-0400 01500C-00500C | 68650 | 398518 | Safety Edge, SGE, 25 mm x 45 mm, two 2-wire connections, length: 400 mm, cable lengths: 1500 mm & 500 mm
SGE-245-0-0500 01500C-00500C | 74800 | 394822 | Safety edge, SGE, 25 mm x 45 mm, two 2-wire connections, length: 500 mm, cable lengths: 1500 mm & 500 mm
SGE-245-0-0540 01500C-00500C | 71850 | 408126 | Safety Edge, SGE, 25 mm x 45 mm, two 2-wire connections, length: 540 mm, cable lengths: 1500 mm & 500 mm
SGE-245-0-0550 02000C 02000C | 55500 | 682283 | Safety Edge, SGE, 25 mm x 45 mm, two 2-wire connections, length: 550 mm, cable lengths: 2000 mm & 2000 mm
SGE-245-0-0600 01500C-00500C | 73700 | 398519 | Safety Edge, SGE, 25 mm x 45 mm, two 2-wire connections, length: 600 mm, cable lengths: 1500 mm & 500 mm
SGE-245-0-0640 01500C-00500C | 76300 | 398748 | Safety Edge, SGE, 25 mm x 45 mm, two 2-wire connections, length: 640 mm, cable lengths: 1500 mm & 500 mm
SGE-245-0-0650 02000C 02000C | 58150 | 682280 | Safety Edge, SGE, 25 mm x 45 mm, two 2-wire connections, length: 650 mm, cable lengths: 2000 mm & 2000 mm
SGE-245-0-0750 02000C 02000C | 59200 | 682414 | Safety Edge, SGE, 25 mm x 45 mm, two 2-wire connections, length: 750 mm, cable lengths: 2000 mm & 2000 mm
SGE-245-0-0900 01500C-00500C | 87500 | 394823 | Safety edge, SGE, 25 mm x 45 mm, two 2-wire connections, length: 900 mm, cable lengths: 1500 mm & 500 mm
SGE-245-0-1000 01500C-00500C | 90250 | 394824 | Safety edge, SGE, 25 mm x 45 mm, two 2-wire connections, length: 1000 mm, cable lengths: 1500 mm & 500 mm
SGE-245-0-1350 01500C-00500C | 97700 | 398749 | Safety Edge, SGE, 25 mm x 45 mm, two 2-wire connections, length: 1350 mm, cable lengths: 1500 mm & 500 mm
SGE-245-0-1540 01500C-00500C | 102700 | 398520 | Safety Edge, SGE, 25 mm x 45 mm, two 2-wire connections, length: 1540 mm, cable lengths: 1500 mm & 500 mm
SGE-245-0-1550 01500C-00500C | 102900 | 398522 | Safety Edge, SGE, 25 mm x 45 mm, two 2-wire connections, length: 1550 mm, cable lengths: 1500 mm & 500 mm
SGE-245-0-2060 01500C-00500C | 116500 | 398524 | Safety Edge, SGE, 25 mm x 45 mm, two 2-wire connections, length: 2060 mm, cable lengths: 1500 mm & 500 mm
SGE-245-0-2140 00500C-00500C | 118400 | 408129 | Safety Edge, SGE, 25 mm x 45 mm, two 2-wire connections, length: 2140 mm, cable lengths: 500 mm & 500 mm
SGE-245-0-2140 01500C-00500C | 118800 | 408125 | Safety Edge, SGE, 25 mm x 45 mm, two 2-wire connections, length: 2140 mm, cable lengths: 1500 mm & 500 mm
SGE-245-0-2170 02000C-02000C | 68050 | 681995 | Safety Edge, SGE, 25 x 45 mm, two 2-wire connections, length: 2170 mm, cable lengths: 2000 mm & 2000 mm
SGE-245-0-2500 00500C-00500C | 128000 | 408130 | Safety Edge, SGE, 25 mm x 45 mm, two 2-wire connections, length: 2500 mm, cable lengths: 500 mm & 500 mm
SGE-245-0-3180 01500C-00500C | 148200 | 408124 | Safety Edge, SGE, 25 mm x 45 mm, two 2-wire connections, length: 3180 mm, cable lengths: 1500 mm & 500 mm
SGE-245-2-0220 00500C | 62200 | 398515 | Safety Edge, SGE, 25 mm x 45 mm, one 2-wire connection and one internal resistor connection, length: 220 mm, cable length: 500 mm
SGE-245-2-0300 02000C | 68250 | 394825 | Safety edge, SGE, 25 mm x 45 mm, one 2-wire connection and one internal resistor connection, length: 300 mm, cable length: 2000 mm
SGE-245-2-0320 00500C | 64750 | 398516 | Safety Edge, SGE, 25 mm x 45 mm, one 2-wire connection and one internal resistor connection, length: 320 mm, cable length: 500 mm
SGE-245-2-0500 02000C | 73550 | 394826 | Safety edge, SGE, 25 mm x 45 mm, one 2-wire connection and one internal resistor connection, length: 500 mm, cable length: 2000 mm
SGE-245-2-0650 02000C | 56050 | 682285 | Safety edge, SGE, 25 mm x 45 mm, one 2-wire connection and one internal resistor connection, length: 650 mm, cable length: 2000 mm
SGE-245-2-0750 02000C | 58150 | 682282 | Safety Edge, SGE, 25 mm x 45 mm, two 2-wire connections, and one internal resistor connection length: 750 mm, cable lengths: 2000 mm
SGE-245-2-1000 02000C | 81550 | 394807 | Safety edge, SGE, 25 mm x 45 mm, one 2-wire connection and one internal resistor connection, length: 1000 mm, cable lengths: 2000 mm
SGE-245-2-1350 00500C | 96050 | 398750 | Safety Edge, SGE, 25 mm x 45 mm, one 2-wire connection and one internal resistor connection, length: 1350 mm, cable length: 500 mm
SGE-245-2-1500 02000C | 97400 | 394808 | Safety edge, SGE, 25 mm x 45 mm, one 2-wire connection and one internal resistor connection, length: 1500 mm, cable lengths: 2000 mm
SGE-245-2-1540 00500C | 101100 | 398521 | Safety Edge, SGE, 25 mm x 45 mm, one 2-wire connection and one internal resistor connection, length: 1540 mm, cable length: 500 mm
SGE-245-2-1550 00500C | 101100 | 398523 | Safety Edge, SGE, 25 mm x 45 mm, one 2-wire connection and one internal resistor connection, length: 1550 mm, cable length: 500 mm
SGE-245-2-2000 02000C | 119300 | 394827 | Safety edge, SGE, 25 mm x 45 mm, one 2-wire connection and one internal resistor connection, length: 2000 mm, cable length: 2000 mm
SGE-245-2-2140 00500C | 117400 | 408127 | Safety Edge, SGE, 25 mm x 45 mm, one 2-wire connection and one internal resistor connection, length: 2140 mm, cable length: 500 mm
SGE-245-2-2500 00500C | 126800 | 408128 | Safety Edge, SGE, 25 mm x 45 mm, one 2-wire connection and one internal resistor connection, length: 2500 mm, cable length: 500 mm
SGE-245-2-2800 05000C | 236600 | 378193
SGE-365-0-1200 05000C-05000C | 88900 | 701226 | Safety edge SGE 35 mm x 80 mm, two 2-wire connections, length: 1200 mm, cable lengths 5000 mm & 5000 mm
SGE-365-0-1840 01500C-00500C | 122900 | 416968 | Safety edge SGE 35 mm x 65 mm, black, two 2-wire connections, length: 1840 mm, cable lengths: 1500 mm & 500
SGE-365-2-0900 02000C | 173500 | 392713 | SGE, Safety Edge, 35 mm x 80 mm, 2-wire cable on one side, terminating resistor on the other side, length: 900 mm, cable length: 2000 mm
SGE-365-2-1300 02000C | 109100 | 394828 | Safety edge, SGE, 25 mm x 65 mm, one 2-wire connection and one internal resistor connection, length: 1300 mm, cable length: 2000 mm
SGE-365-2-1840 02000C | 121500 | 416967 | Safety edge SGE 35 mm x 65 mm, black, one 2-wire connection and one internal resistor connection, length: 1840 mm, cable length: 2000 mm
SGE-365-3-0500 01000M-01000F | 90800 | 696429 | Safety edge SGE 35 mm x 65 mm, black, connector cable on one side and the other side, length: 500 mm, cable lengths: 1000 mm & 1000 mm
SGE-365-4-0550 01000M | 82350 | 696431 | Safety edge SGE 35 mm x 65 mm, black, Connector cable on one side and terminating resistor on the other side, length: 550 mm, cable length: 1000 mm
SGE-365-5-0550 03000C-01000F | 85200 | 696430 | Safety edge SGE 35 mm x 65 mm, black, Connector cable on one side and the other side, length: 550 mm, cable lengths: 3000 mm & 1000 mm
SG-L14 | 154.1 | 137495
SGLFM-1Z405AC-E | 762500 | 678375 | Linear motor magnet track F-type iron core, magnet length 405 mm
SGLFM-1Z675-AC-E | 1153200 | 678766 | Sigma linear magnetic way, F-type iron core, 675 mm, with magnet cover
SGLFM-35756-AC | 693900 | 679472 | Magnetic Way w/ magnet cover Length 756mm for SGLFW-35xxxxx
SGLFM-50675-AC | 757800 | 168437
SGLFM-50675AC-E | 757800 | 677865 | Linear magnetic way, F-type, iron core, magnet width 50 mm, length 675 mm, with magnet cover
SGLFM-50945AC-E | 1003200 | 677866 | Linear magnetic way, F-type, iron core, magnet width 50 mm, length 945 mm, with magnet cover
SGLFW-1ZD200BPD-E | 966800 | 677868 | Linear motor coil, F-type, iron core, magnet height 95 mm, 400 V, coil length 200 mm, with hall sensor and connector
SGLFW-50D200BPD-E | 742800 | 683972 | Moving Coil 3AC 400V, Rated Force 280 N, Peak Force 600 N, w/ Hall Sensor Inter. Conn.
SGLFW-50D380BPD-E | 1266500 | 677867 | Linear motor coil, F-type, iron core, magnet height 50 mm, 400 V, coil length 380 mm, with hall sensor and connector
SGLGM-40090CT-E | 244100 | 683971 | Sigma linear magnetic way, coreless, 90mm, mounting type 2
SGLGW-30A080-CPD-E | 1234300 | 676811 | Moving Coil 3 AC 200 V Rated/Peak Force 25 N / 80 N, w/ Hall Sensor Inter. Conn.
SGLGW-90A200-CHD-E | 1784000 | 675127 | Moving Coil 3 AC 200 V, Rated / Peak Force 325 N / 1300 N, w/ Hall Sensor & forced cooling Inter. Conn.
SGMAH-04A1A6CD-OY | 1149000 | 112591 | Servo motor 400 W, 3000/5000 rpm, 1.27 Nm, absolute, with brake
SGMAV-01A3A61 | 520700 | 330236 | Sigma V, AC servo motor, 100W, 3000rpm, 0.318Nm, absolute
SGMAV-01A3A6C | 721300 | 330237 | Sigma V, AC servo motor, 100W, 3000rpm, 0.318Nm, absolute, with brake
SGMAV-01ADA61 | 316500 | 329148 | Sigma V, AC servo motor, 100W, 3000rpm, 0.318Nm
SGMAV-01ADA6C | 543200 | 330238 | Sigma V, AC servo motor, 100 W, 3000 rpm, 0.318 Nm, with brake
SGMAV-02A3A61 | 575500 | 330239 | Sigma V, AC servo motor, 200W, 3000rpm, 0.637Nm, absolute
SGMAV-02A3A6C | 782000 | 330240 | Sigma V, AC servo motor, 200 W, 3000 rpm, 0.637 Nm, absolute, with brake
SGMAV-02ADA61 | 411900 | 330241 | Sigma V, AC servo motor, 200W, 3000rpm, 0.637Nm
SGMAV-02ADA6C | 600800 | 330242 | Sigma V, AC servo motor, 200W, 3000rpm, 0.637Nm, with brake
SGMAV-04A3A61 | 551500 | 280151 | Sigma V, AC servo motor, 400 W, 3000 rpm, 1.27 Nm, absolute
SGMAV-04A3A6C | 754100 | 329823
SGMAV-04ADA61 | 468800 | 330243 | Sigma V, AC servo motor, 400W, 3000rpm, 1.27Nm
SGMAV-04ADA6C | 699500 | 330244 | Sigma V, AC servo motor, 400 W, 3000 rpm, 1.27 Nm, with brake
SGMAV-06A3A21 | 803700 | 320491
SGMAV-06ADA61 | 636100 | 330247 | Sigma V, AC servo motor, 550W, 3000rpm, 1.75Nm
SGMAV-06ADA6C | 827000 | 330248 | Sigma V, AC servo motor, 550W, 3000rpm, 1.75Nm, with brake
SGMAV-08A3A61 | 756200 | 330249 | Sigma V, AC servo motor, 750W, 3000rpm, 2.39Nm, absolute
SGMAV-08A3A6C | 1010300 | 330250 | Sigma V, AC servo motor, 750W, 3000rpm, 2.39Nm, absolute, with brake
SGMAV-08ADA61 | 592700 | 330251 | Sigma V, AC servo motor, 750W, 3000rpm, 2.39Nm
SGMAV-08ADA6C | 847200 | 330252 | Sigma V, AC servo motor, 750 W, 3000 rpm, 2.39 Nm, with brake
SGMAV-10A3A61 | 820500 | 330253 | Sigma V, AC servo motor, 1000W, 3000rpm, 3.18Nm, absolute
SGMAV-10ADA61 | 681900 | 330255 | Sigma V, AC servo motor, 1000 W, 3000 rpm, 3.18 Nm
SGMAV-10ADA6C | 975700 | 330256 | Sigma V, AC servo motor, 1000W, 3000rpm, 3.18Nm, with brake
SGMAV-A5ADA61 | 345000 | 330259 | Sigma V, AC servo motor, 50W, 3000rpm, 0.159Nm
SGMAV-A5ADA6C | 478700 | 329798 | Sigma V, AC servo motor, 50W, 3000rpm, 0.159Nm, with brake
SGMAV-C2A3A21 | 592700 | 251434 | Sigma V, AC servo motor, 150 W, 3000 r.p.m.
SGMAV-C2A3A61 | 599200 | 330260 | Sigma V, AC servo motor, 150W, 3000rpm, 0.477Nm, absolute
SGMAV-C2ADA61 | 409600 | 249129
SGMCS-35E3B11-E | 7322100 | 678696 | Direct drive motor
SGMEV-01ADA61 | 316500 | 330264
SGMEV-01ADA6C | 496900 | 330265
SGMEV-02A3A61 | 485200 | 392959
SGMEV-02ADA61 | 365900 | 330268
SGMEV-02D3A61 | 630300 | 330270
SGMEV-02D3A6C | 832000 | 330271
SGMEV-02DDA61 | 483800 | 330272
SGMEV-03D3A61 | 721300 | 330273
SGMEV-03DDA61 | 368300 | 305184 | Sigma V, AC servo motor, 300 W, 3000 r.p.m.
SGMEV-03DDA6C | 681500 | 329617
SGMEV-04A3A61 | 589900 | 330275
SGMEV-04A3A6C | 688600 | 392960
SGMEV-04ADA61 | 416600 | 330277 | Sigma V, AC servo motor, 400 W, 3000 r.p.m.
SGMEV-04ADA6C | 619500 | 330278
SGMEV-04D3A61 | 721300 | 330279
SGMEV-04DDA61 | 557800 | 330281 | AC Motor 400V 3ph, 0.40kW(1.27Nm rated,3.82Nm peak) 20bit IncEnc
SGMEV-04DDA6C | 768800 | 330282
SGMEV-07D3A61 | 838400 | 330283
SGMEV-07DDA61 | 679800 | 330285 | AC Motor 400V 3ph, 0.65kW(2.07Nm rated,7.16Nm peak) 20bit IncEnc
SGMEV-07DDA6C | 929900 | 330286 | AC Motor 400V 3ph,0.65kW(2.07Nm rated,7.16Nm peak)20bit IncEnc, Brake
SGMEV-08A3A61 | 678000 | 330287
SGMEV-08A3A6C | 821500 | 392961
SGMEV-08ADA61 | 524700 | 330289 | Sigma 5 motor, EV series, 750W, 200vac, 2.39Nm
SGMEV-08ADA6C | 730400 | 330290
SGMEV-08D3A61 | 860500 | 330291
SGMEV-08D3A6C | 1055900 | 330292
SGMEV-08DDA61 | 701800 | 330293 | AC Motor 400V 3ph, 0.75kW(2.39Nm rated,7.16Nm peak) 20bit IncEnc
SGMEV-08DDA6C | 929900 | 330294
SGMEV-15ADA61 | 737100 | 328034 | Sigma 5 motor, EV series, 1.5 kW, 200 VAC, 4.77 Nm
SGMEV-15D3A6C | 1210700 | 330299 | AC Motor 400V 3ph,1.50kW(4.77Nm rated,14.3Nm peak)20bit AbsEnc, Brake
SGMEV-15DDA61 | 914700 | 330300
SGMEV-15DDA6C | 1191000 | 330301
SGMGV-03DDA6F | 403800 | 330304 | Sigma V, AC servo motor, 300W, 1500rpm, 1.96Nm, dust seal
SGMGV-03DDA6H | 589200 | 330305 | Sigma V, AC servo motor, 300W, 1500rpm, 1.96Nm, dust seal with brake
SGMGV-05D3A6F | 541600 | 330306 | Sigma V, AC servo motor, 450 W, 1500 rpm, 2.86 Nm, absolute, dust seal
SGMGV-05D3A6H | 782000 | 330307 | Sigma V, AC servo motor, 450W, 1500rpm, 2.86Nm, absolute, dust seal with brake
SGMGV-05DDA6F | 403000 | 330308 | Sigma V, AC servo motor, 450 W, 1500 rpm, 2.86 Nm, dust seal
SGMGV-05DDA6H | 619000 | 330309 | Sigma V, AC servo motor, 450 W, 1500 rpm, 2.86 Nm, dust seal with brake
SGMGV-09D3A6F | 625300 | 330310 | Sigma V, AC servo motor, 850 W, 1500 rpm, 5.39 Nm, absolute, dust seal
SGMGV-09D3A6H | 921400 | 330311 | Sigma V, AC servo motor, 850W, 1500rpm, 5.39Nm, absolute, dust seal with brake
SGMGV-09DDA6F | 449600 | 355345 | AC Motor 400V 3ph,0.85kW (5.39Nm rated, 13.8Nm peak) 20bit IncEnc, DustS
SGMGV-09DDA6H | 737100 | 355346 | AC Motor 400V 3ph,0.85kW (5.39Nm rated, 13.8Nm peak) 20bit IncEnc, DustS + Brake
SGMGV-13D3A6F | 721300 | 330314 | Sigma V, AC servo motor, 1.3kW, 1500rpm, 8.34Nm, absolute, dust seal
SGMGV-13D3A6H | 966900 | 330315 | Sigma V, AC servo motor, 1.3kW, 1500rpm, 8.34Nm, absolute, dust seal with brake
SGMGV-13DDA6F | 542400 | 355347 | AC Motor 400V 3ph,1.30kW (8.34Nm rated, 23.3Nm peak) 20bit IncEnc, DustS
SGMGV-13DDA6H | 781700 | 355348 | AC Motor 400V 3ph,1.30kW (8.34Nm rated, 23.3Nm peak) 20bit IncEnc, DustS + Brake
SGMGV-1ADDA6F | 2422800 | 255486 | AC Motor 400V 3ph,11kW (70.0Nm rated, 175Nm peak) 20bit IncEnc, DustS
SGMGV-1EDDA6F | 3430400 | 255488
SGMGV-1EDDA6H | 4640300 | 255489
SGMGV-20D3A6F | 832000 | 330318 | Sigma V, AC servo motor, 1.8kW, 1500rpm, 11.5Nm, absolute, dust seal
SGMGV-20D3A6H | 1110500 | 330319 | Sigma V, AC servo motor, 1.8kW, 1500rpm, 11.5Nm, absolute, dust seal with brake
SGMGV-20DDA6F | 650400 | 355349 | AC Motor 400V 3ph,1.80kW (11.5Nm rated, 28.7Nm peak) 20bit IncEnc, DustS
SGMGV-20DDA6H | 947600 | 330321 | Sigma V, AC servo motor, 1.8kW, 1500rpm, 11.5Nm, dust seal with brake
SGMGV-30D3A6F | 962700 | 330322 | Sigma V, AC servo motor, 2.9 kW, 1500 rpm, 18.6 Nm, absolute, dust seal
SGMGV-30D3A6H | 1243000 | 330323 | Sigma V, AC servo motor, 2.9kW, 1500rpm, 18.6Nm, absolute, dust seal with brake
SGMGV-30DDA6F | 815500 | 355353 | AC Motor 400V 3ph,2.90kW (18.6Nm rated, 45.1Nm peak) 20bit IncEnc, DustS
SGMGV-30DDA6H | 1086400 | 355354 | Sigma V, AC servo motor, 2.9 kW, 1500 rpm, 18.6 Nm, dust seal with brake
SGMGV-44D3A6F | 1200000 | 330326 | Sigma V, AC servo motor, 4.4kW, 1500rpm, 28.4Nm, absolute, dust seal
SGMGV-44D3A6H | 1421600 | 330327 | Sigma V, AC servo motor, 4.4kW, 1500rpm, 28.4Nm, absolute, dust seal with brake
SGMGV-44DDA6F | 815500 | 355355 | Sigma V, AC servo motor, 4.4 kW, 1500rpm, 28.4 Nm, dust seal
SGMGV-44DDA6H | 1293800 | 355356 | Sigma V, AC servo motor, 4.4kW, 1500rpm, 28.4Nm, dust seal with brake
SGMGV-55D3A6H | 2658700 | 354368
SGMGV-55DDA6F | 1423600 | 255482 | Sigma 5 driver, 400vac, 5.5kW, 35Nm
SGMGV-55DDA6H | 1822900 | 255483
SGMGV-75DDA6F | 1843100 | 255484 | AC Motor 400V 3ph,7.50kW (48.0Nm rated, 119Nm peak) 20bit IncEnc, DustS
SGMGV-75DDA6H | 2159800 | 255485
SGMJV-01A3A61 | 502500 | 330329 | Sigma V, AC servo motor, 100 W, 3000 rpm, 0.318 Nm, absolute
SGMJV-01A3A6C | 713200 | 330330 | Sigma V, AC servo motor, 100W, 3000rpm, 0.318Nm, absolute, with brake
SGMJV-01AAA61 | 331300 | 330331 | Sigma V, AC servo motor, 100W, 3000rpm, 0.318Nm, 13 bit,
SGMJV-01ADA61 | 339600 | 249130
SGMJV-01ADA6C | 557800 | 330332 | Sigma V, AC servo motor, 100W, 3000rpm, 0.318Nm, with brake
SGMJV-02A3A61 | 528700 | 330333 | Sigma V, AC servo motor, 200 W, 3000 rpm, 0.637 Nm, absolute
SGMJV-02A3A6C | 761800 | 330334 | Sigma V, AC servo motor, 200W, 3000rpm, 0.637Nm, absolute, with brake
SGMJV-02AAA61 | 383900 | 330335 | Sigma V, AC servo motor, 200W, 3000rpm, 0.637Nm, 13 bit
SGMJV-02ADA61 | 411900 | 330337 | Sigma V, AC servo motor, 200W, 3000rpm, 0.637Nm
SGMJV-04A3A61 | 616300 | 330339 | Sigma V, AC servo motor, 400 W, 3000 rpm, 1.27 Nm, absolute,
SGMJV-04A3A6C | 843100 | 330340 | Sigma V, AC servo motor, 400W, 3000rpm, 1.27Nm, absolute, with brake
SGMJV-04AAA61 | 436100 | 330341 | Sigma V, AC servo motor, 400W, 3000rpm, 1.27Nm, 13 bit
SGMJV-04AAA6C | 618100 | 330342 | Sigma V, AC servo motor, 400W, 3000rpm, 1.27Nm, 13 bit, with brake
SGMJV-04ADA61 | 468800 | 330343 | Sigma V, AC servo motor, 400W, 3000rpm, 1.27Nm,
SGMJV-04ADA6C | 665800 | 330344 | Sigma V, AC servo motor, 400W, 3000rpm, 1.27Nm, with brake
SGMJV-08A3A61 | 737600 | 330345 | Sigma V, AC servo motor, 750 W, 3000 rpm, 2.39 Nm, absolute,
SGMJV-08A3A6C | 1010300 | 330346 | Sigma V, AC servo motor, 750W, 3000rpm, 2.39Nm, absolute, with brake
SGMJV-08ADA61 | 592700 | 330349 | Sigma V, AC servo motor, 750W, 3000rpm, 2.39Nm,
SGMJV-08ADA6C | 847200 | 330350 | Sigma V, AC servo motor, 750W, 3000rpm, 2.39Nm, with brake
SGMJV-A5A3A6C | 621900 | 330352 | Sigma V, AC servo motor, 50W, 3000rpm, 0.159Nm, absolute, with brake
SGMJV-A5AAA61 | 334400 | 330353 | Sigma V, AC servo motor, 50W, 3000rpm, 0.159Nm, 13 bit
SGMJV-A5ADA61 | 373000 | 330354 | Sigma V, AC servo motor, 50W, 3000rpm, 0.159Nm, absolute
SGMSV-10D3A6F | 799300 | 335755
SGMSV-10D3A6H | 877500 | 335756
SGMSV-10DDA6F-OY | 636100 | 330355 | Sigma V, AC servo motor, 1 kW, 3000 rpm, 3.18 Nm, 13 bit
SGMSV-10DDA6H-OY | 714600 | 330356 | Sigma V, AC servo motor, 1 kW, 3000 rpm, 3.18 Nm, 13 bit, with brake
SGMSV-15D3A6F | 824600 | 335757
SGMSV-15D3A6H | 939200 | 335758
SGMSV-15DDA6F-OY | 686200 | 330357 | Sigma V, AC servo motor, 1.5 kW, 3000 rpm, 4.9 Nm, 13 bit
SGMSV-15DDA6H-OY | 795300 | 330358 | Sigma V, AC servo motor, 1.5 kW, 3000 rpm, 4.9 Nm, 13 bit, with brake
SGMSV-20D3A6F | 877400 | 335759
SGMSV-20D3A6H | 1034600 | 335760
SGMSV-20DDA6F-OY | 740700 | 330359 | Sigma V, AC servo motor, 2 kW, 3000 rpm, 6.36 Nm, 13 bit
SGMSV-20DDA6H-OY | 871300 | 330360 | Sigma V, AC servo motor, 2 kW, 3000 rpm, 6.36 Nm, 13 bit, with brake
SGMSV-25DDA6F-OY | 877500 | 342832
SGMSV-30D3A6H | 1260000 | 328322
SGMSV-30DDA6F-OY | 795300 | 330361 | Sigma V, AC servo motor, 3 kW, 3000 rpm, 9.8 Nm, 13 bit
SGMSV-40D3A6F | 1031900 | 335762
SGMSV-40D3A6H | 1370000 | 328652
SGMSV-40DDA6F-OY | 899300 | 330362 | Sigma V, AC servo motor, 4 kW, 3000 rpm, 12.6 Nm, 13 bit
SGMSV-40DDA6H-OY | 1297700 | 330363 | Sigma V, AC servo motor, 4kW, 3000rpm, 12.6Nm, 13 bit, with brake
SGMSV-50DDA6F-OY | 1201900 | 324429 | Sigma V, AC servo motor, 5 kW, 3000 rpm, 15.8 Nm, 13 bit
SHL-D55 | 17170 | 111615 | Subminature enclosed switch, plunger actuator
SHL-D55-01 | 16460 | 111705 | Subminature enclosed switch, plunger actuator, 0.1A micro load
SHL-D55-MR VCTF | 25740 | 111633
SHL-D55-MR VCTF 3M | 20530 | 111616 | Subminature enclosed switch, plunger actuator, standard load, without operation indicator, lead wired on right
SHL-Q2155 | 16230 | 147187 | Enclosed switch, panel mount across roller plunger, SPDT,10A
SHL-Q2155-01 | 16700 | 111610 | Enclosed switch, panel mount across roller plunger, SPDT,10A micro voltage
SHL-Q2155-MR VCTF 5M | 22430 | 157484
SHL-Q2255 | 21150 | 145031 | Enclosed switch, panel mount roller plunger, SPDT,10A
SHL-Q2255-01 | 21150 | 111611 | Enclosed switch, panel mount roller plunger, SPDT,10A micro voltage
SHL-Q2255-01MR VCTF 3M | 21290 | 111612
SHL-Q2255-01MR-N | 18650 | 373429 | Limit Switch, Panel mount roller plunger, Micro load, Without Operation Indicator, Lead Wired on Right 3m, waterproof grease for plunger
SHL-Q2255-MR VCTF | 26430 | 153768
SHL-Q2255-MR VCTF 5M | 22650 | 111640
SHL-Q55 | 17580 | 106139 | Subminature enclosed switch, panel mount plunger
SHL-Q55-01 | 17580 | 157483 | Subminature enclosed switch, panel mount plunger, micro load
SHL-Q55-MD VCTF 3M | 20990 | 111617
SHL-W155 | 16950 | 111621 | Enclosed switch, hinge lever, SPDT, 10A
SHL-W155-01 | 16610 | 157121 | Limit switch, Hinge Lever, For Micro Load
SHL-W155-MR VCTF 3M | 20220 | 111624
SHL-W2155 | 17190 | 153766 | Enclosed switch, hinge roller lever, SPDT, 10A
SHL-W2155-01 | 17360 | 148185 | Enclosed switch, hinge roller lever, SPDT, micro load
SHL-W2155-ML VCTF 3M | 20220 | 111625
SHL-W255 | 17580 | 104735 | Enclosed switch, short hinge roller lever, SPDT, 10A
SHL-W255-01 | 13680 | 149356 | Limit switch, Short Hinge Roller Lever, For Micro Load
SHL-W255-L6MD11 | 44090 | 111630
SHL-W255-L6MD11T | 50650 | 111614
SHL-W255-L6MD9 | 46060 | 111629
SHL-W3155 | 13010 | 111623 | Enclosed switch, one-way action hinge roller lever, SPDT, 10A
SHL-W355 | 16950 | 146140 | Enclosed switch, one-way action short hinge roller lever, SPDT, 10A
SHL-W355-MR VCTF 3M | 21140 | 373430 | Limit Switch, One-way action short hinge roller lever, Without Operation Indicator, Lead Wired on Right, VCTF cable 3m,
SHL-W455 | 16100 | 111656
SHL-W55 | 16950 | 111619 | Enclosed switch, short hinge lever, SPDT, 10A
SHL-W55-01 | 13280 | 111613 | Enclosed switch, short hinge lever, SPDT, 0.1A micro load
SI-232/J | 28450 | 249034 | RS-232C comms interface for use with LED operator JVOP-182
SI-232/JC | 27960 | 249035 | RS-232C communications card for CIMR-J1000 inverter
SI-485/J | 28450 | 251861 | RS-422/485 communications card for CIMR-J1000 inverter
SI-C3 | 132600 | 332274
SI-C3/V | 352700 | 274268 | Accessory inverter, option board
SI-EL3 | 172500 | 394190 | POWERLINK option board for A1000, Q2A and Q2V.
SI-EL3/V | 182000 | 394191 | POWERLINK interface V1000
SI-EM3 | 133700 | 373018 | Modbus TCP/IP option board for A1000 inverter.
SI-EM3/V | 210900 | 354545 | Modbus TCP/IP option board for V1000 inverter
SI-EN3 | 337600 | 330846 | EtherNet/IP option board for A1000, Q2A and Q2V inverters.
SI-EN3/V | 150400 | 264659 | EtherNet/IP option board for V1000 inverter
SI-EN3D | 202100 | 414636 | Dual Port EtherNet IP option board for A1000, Q2A and Q2V inverters.
SI-EN3DV | 215300 | 414637 | EtherNet/IP option board for V1000 inverter (dual)
SI-EP3 | 177000 | 373019 | PROFINET option board for A1000, Q2A and Q2V inverters.
SI-EP3/V | 188800 | 373020 | V1000 option card - PROFINET
SI-ES3 | 272900 | 683366 | EtherCAT option board for A1000, Q2A and Q2V inverters.
SI-ES3/Q2V | 243600 | 695540 | Q2V EtherCAT option board with JOHB-Q2V option card enclosure mounted from factory.
SI-ES3/V | 210000 | 690265 | Ethercat option board for V1000
SI-ES3/V-V1 | 199200 | 700203 | EtherCAT option board for V1000 with v.1.03 firmware version.
SI-N3 | 76750 | 278325 | DeviceNet option board for A1000, Q2A and Q2V inverters.
SI-N3/V | 76900 | 241427 | DeviceNet option board for V1000 inverter
SI-P3 | 139700 | 274269 | PROFIBUS DP option board for A1000, Q2A and Q2V inverters.
SI-P3/V | 119600 | 240836 | PROFIBUS DP option board for V1000 inverter
SI-S3 | 93150 | 274270 | CANopen option board for A1000, Q2A and Q2V inverters.
SI-S3/V | 84000 | 240835 | CANopen option board for V1000 inverter
SI-T3 | 152300 | 258408 | Mechatrolink II option board for A1000 inverter
SI-T3/V | 232700 | 256634 | MECHATROLINK II option board for V1000 inverter
SL10-M1JN-R | 68100 | 708142 | Flashing beacon, dia. 100 mm, 12-24 DC, IP65, red, without buzzer, cable
SL10-M1KTB-R | 74950 | 708140 | Flashing beacon, dia. 100 mm, 12-24 DC, IP66, red, with buzzer, terminal block
SL10-M1KTN-R | 68100 | 708141 | Flashing beacon, dia. 100 mm, 12-24 DC, IP66, red, without buzzer, terminal block
SLEEVES FOR Z-15 | 97.1 | 148548 | Sleeves for Z-15
SLL-05EG | 4113 | 140277 | LED, green, 5v
SLL-05ER | 4113 | 143463
SLL-05EW | 4113 | 242191
SLL-05EY | 4113 | 144506
SLL-12EG | 4221 | 140281
SLL-12ER | 3933 | 156605
SLL-12EW | 4492 | 140276
SLL-24EG | 4825 | 152164 | LED, green, 24v
SLL-24ER | 4825 | 140278 | LED,24DC, Red
SLL-24EW | 4957 | 140280
SLL-24EY | 4957 | 140279
SLP-30-16-W | 284500 | 355718
SPNA-06KFSDN-16900D3 | 13690 | 138476 | Cable
SPNA-17HFRON-16900D3 | 28220 | 138514 | Cable
SPOC-06K-FSDN169 | 15150 | 137635 | Motor power connector (female) for SGMAH (200 V) and SGMPH (200 V). Similar to SPUC-06K-FSDN169, but cable clamp variable from 5.5mm to 12mm
SPOC-17H-FRON169 | 13460 | 156581 | Motor encoder connector (female) for SGMAH and SGMPH. Similar to SPUC-17H-FRON169, but cable clamp variable from 5.5mm to 12mm
SROC06JMSCN169 | 28570 | 685649 | extension, plastic shell, with variable shield connection and variable cable clamp from 5,5mm to 12mm cable diameter
SRS1-T | 6315 | 338264 | CompoBus/S network terminator block, screw terminal
SRS2-1 | 14090 | 152645 | CompoBus/S network connector terminator
SRT2-AD04 | 287600 | 111528 | CompoBus/S analog input terminal, 4 x inputs 0/4 to 20 mA, 0/1 to 5 V, -10 to 10 V
SRT2-ATT02 | 1833 | 338294 | Mounting hook for SRT2 vertical units, when not mounting to a DIN rail
SRT2-DA02 | 329600 | 111529 | CompoBus/S analog output terminal, 2 x outputs 0/4 to 20 mA, 1 to 5 V, -10 to 10 V
SRT2-ID04 | 91900 | 226517 | CompoBus/S digital input terminal, 4x 24 VDC inputs, NPN
SRT2-ID04-1 | 96800 | 226528 | CompoBus/S digital input terminal, 4x 24 VDC inputs, PNP
SRT2-ID04CL | 140500 | 338295 | CompoBus/S IP67 digital input terminal, 4x 24 VDC inputs, NPN
SRT2-ID04CL-1 | 140500 | 338296 | CompoBus/S IP67 digital input terminal, 4x 24 VDC inputs, PNP
SRT2-ID08 | 100200 | 226529 | CompoBus/S digital input terminal, 8x 24 VDC inputs, NPN
SRT2-ID08-1 | 105300 | 226518 | CompoBus/S digital input terminal, 8x 24 VDC inputs, PNP
SRT2-ID08CL | 187600 | 338282 | CompoBus/S IP67 digital input terminal, 8x 24 VDC inputs, NPN
SRT2-ID08CL-1 | 183600 | 338283 | CompoBus/S IP67 digital input terminal, 8x 24 VDC inputs, PNP
SRT2-ID08S | 155600 | 338288 | CompoBus/S digital input terminal, 8x 24 VDC inputs, NPN, sensor connectors (not included)
SRT2-ID16 | 134800 | 226530 | CompoBus/S digital input terminal, 16x 24 VDC inputs, NPN
SRT2-ID16-1 | 141400 | 226519 | CompoBus/S digital input terminal, 16x 24 VDC inputs, PNP
SRT2-ID16P | 87850 | 338291 | CompoBus/S digital input module, 16x 24 VDC inputs, NPN, PCB mounting
SRT2-ID16T | 184700 | 338273 | CompoBus/S digital input terminal, 16x 24 VDC inputs, NPN, 3-tier connection
SRT2-ID16T-1 | 179000 | 338276 | CompoBus/S digital input terminal, 16x 24 VDC inputs, PNP, 3-tier connection
SRT2-ID32ML | 555200 | 338281 | CompoBus/S digital input terminal, 32x 24 VDC inputs, NPN, MIL40 connector (not included)
SRT2-MD16T | 182100 | 338275 | CompoBus/S digital I/O terminal, 8x 24 VDC inputs, 8x NPN transistor outputs
SRT2-MD16T-1 | 182100 | 338278 | CompoBus/S digital I/O terminal, 8x 24 VDC inputs, 8x PNP transistor outputs
SRT2-MD32ML | 574600 | 338279 | CompoBus/S digital I/O terminal, 16x 24 VDC inputs, 16x transistor outputs, NPN, 0.3 A, MIL40 connector (not included)
SRT2-OD04 | 91900 | 226520 | CompoBus/S digital output terminal, 4x transistor outputs, NPN, 0.3 A, 24 VDC
SRT2-OD04-1 | 96800 | 226531 | CompoBus/S digital output terminal, 4x transistor outputs, PNP, 0.3 A, 24 VDC
SRT2-OD04CL | 160200 | 338284 | CompoBus/S IP67 digital output terminal, 4x 24 VDC outputs, NPN
SRT2-OD04CL-1 | 153800 | 338285 | CompoBus/S IP67 digital output terminal, 4x 24 VDC outputs, PNP
SRT2-OD08 | 110100 | 226532 | CompoBus/S digital output terminal, 8x transistor outputs, NPN, 0.3 A, 24 VDC
SRT2-OD08-1 | 105300 | 226521 | CompoBus/S digital output terminal, 8x transistor outputs, PNP, 0.3 A, 24 VDC
SRT2-OD08CL | 196300 | 338286 | CompoBus/S IP67 digital output terminal, 8x 24 VDC outputs, NPN
SRT2-OD08CL-1 | 192600 | 338287 | CompoBus/S IP67 digital output terminal, 8x 24 VDC outputs, PNP
SRT2-OD08S | 155600 | 338290 | CompoBus/S digital output terminal, 8x transistor outputs, NPN, sensor connectors (not included)
SRT2-OD16 | 135200 | 226533 | CompoBus/S digital output terminal, 16x transistor outputs, NPN, 0.3 A, 24 VDC
SRT2-OD16-1 | 140700 | 226534 | CompoBus/S digital output terminal, 16x transistor outputs, PNP, 0.3 A, 24 VDC
SRT2-OD16P | 107500 | 338292 | CompoBus/S digital output module, 16x transistor outputs, PNP, 0.3 A, 24 VDC, for PCB mounting
SRT2-OD16T | 203300 | 338274 | CompoBus/S digital output terminal, 16x transistor outputs, NPN, 0.5 A, 24 VDC
SRT2-OD16T-1 | 185300 | 338277 | CompoBus/S digital output terminal, 16x transistor outputs, PNP, 0.5 A, 24 VDC
SRT2-OD32ML | 631300 | 338280 | CompoBus/S digital output terminal, 32x transistor outputs, NPN, 0.3 A, MIL40 connector (not included)
SRT2-ROC08 | 181900 | 226535 | CompoBus/S digital output terminal, 8x relay outputs, 3 A, max. 3 A per common
SRT2-ROC16 | 270600 | 226536 | CompoBus/S digital output terminal, 16x relay outputs, 3 A, max. 3 A per common
SRT2-ROF08 | 305700 | 226537 | CompoBus/S digital output terminal, 8x MOSFET outputs, 0.3 A
SRT2-ROF16 | 462600 | 226538 | CompoBus/S digital output terminal, 16x MOSFET outputs, 0.3 A, 3-264 VAC / 3-125 VDC
SRT2-VID08S | 157600 | 338265 | CompoBus/S digital input terminal, 8x 24 VDC inputs, NPN, vertical model, sensor connectors (not included)
SRT2-VID08S-1 | 157600 | 338266 | CompoBus/S digital input terminal, 8x 24 VDC inputs, PNP, vertical model, sensor connectors (not included)
SRT2-VID16ML | 155600 | 338269 | CompoBus/S digital input terminal, 16x 24 VDC inputs, NPN, vertical model, MIL20 connector (not included)
SRT2-VID16ML-1 | 155600 | 338270 | CompoBus/S digital input terminal, 16x 24 VDC inputs, PNP, vertical model, MIL20 (not included)
SRT2-VOD08S | 170600 | 338267 | CompoBus/S digital output terminal, 8x transistor outputs, NPN, 0.3 A, 24 VDC, vertical model, sensor connectors (not included)
SRT2-VOD08S-1 | 166400 | 338268 | CompoBus/S digital output terminal, 8x transistor outputs, PNP, 0.3 A, 24 VDC, vertical model, sensor connectors (not included)
SRT2-VOD16ML | 156500 | 338271 | CompoBus/S digital output terminal, 16x transistor outputs, NPN, 0.3 A, 24 VDC, vertical model, MIL20 connector (not included)
SRT2-VOD16ML-1 | 156500 | 338272 | CompoBus/S digital output terminal, 16x transistor outputs, PNP, 0.3 A, 24 VDC, vertical model, MIL20 connector (not included)
SRUC-06J-MSCN236 | 8915 | 137636 | Smart Step IP67 motor power connector, male (used by the motor)
SRUC-17G-MRWN087 | 8915 | 175766 | Smart Step IP67 motor encoder connector, male (used by the motor)
SS-01GL | 694.5 | 111257 | Switch
SS-01GL13 | 660 | 111259 | Miniature Basic Switch, Simulated Roller Lever, SPDT, 0.1 A AT 30 VDC, OF:0.49N, Solder Terminal
SS-01GL2 | 938 | 111181 | Subminiature basic switch, Hinge roller lever, SPDT, 0.1A, Solder terminals
SS-10GL | 678.5 | 231164 | Miniature Basic Switch, Hinge Lever, SPDT, 10.1 A AT 125 VAC, OF:1.47N, Solder Terminal
SS-10GL2 | 1096 | 143148 | Subminiature basic switch, Hinge roller lever, SPDT, 10A, Solder terminals
SS-10GL2T | 1248 | 111471 | Miniature Basic Switch, Hinge Roller Lever, SPDT, 10.1 A AT 125 VAC, OF:1.47N, Quick-Connect Terminal(#110)
SS-5 | 396.7 | 150073 | Subminiature basic switch, Pin plunger,SPDT, 5A, Solder terminals
SS-5-F | 521 | 156777 | Subminiature basic switch
SS-5-FT | 554 | 111433 | Economical sub-miniature basic switch, 125VAC/5A, pin plunger, op. force 0,49 N, quick connect terminals
SS-5GL | 452.6 | 111423 | Subminiature basic switch, hinge lever,SPDT, 5A
SS-5GL02 | 678.5 | 111376
SS-5GL111 | 526.5 | 150075 | Subminiature basic switch, Long hinge lever, SPDT, 5A, Solder terminals
SS-5GL13 | 452.6 | 146954 | Subminiature basic switch, Simulated roller lever, SPDT, 5A, Solder terminals
SS-5GL13D | 555.5 | 105943 | Subminiature basic switch
SS-5GL13D1 | 760.5 | 142546
SS-5GL13T | 555.5 | 111425 | Subminiature basic switch
SS-5GL2 | 452.6 | 111428 | Subminiature basic switch, hinge roller lever,SPDT, 5A
SS-5GL-2 | 530.5 | 111443 | Subminiature basic switch, hinge lever, SPST-N, 5A
SS-5GL2-F | 627.5 | 111463 | Subminiature basic switch
SS-5GL2T | 569.5 | 111429 | Subminiature basic switch, Hinge roller lever, SPDT, 5A, Quick connect terminals
SS-5GL-2T | 477.7 | 148035 | Subminiature basic switch, Hinge lever, SPST-NC, 5A, Quick connect terminals
SS-5T | 452.6 | 154686 | Subminiature basic switch, Pin plunger, SPDT, 5A, Quick connect terminals
SSG-01L1H | 925 | 156059 | asic Switch, Hinge Lever, Solder Terminals
SSG-5L1T | 769.5 | 111317 | Subminiature basic switch
SSG-5T-5 | 597.5 | 111231
STC-FDR-SW01 | 483200 | 702966 | Factory drive recorder for SENTECH cameras
STO-CMT-JDA | 35650 | 708463 | C mount adapter for F-Mount Linescan Cameras
SWIVEL-MOUNT | 45370 | 700812 | Swivel mount 0-180° for BAR illuminators
SX-A4011-EFA4 | 880300 | 692958 | SX inverter IP20, 11 kW, 3~ 400 VAC, direct torque control, built-in filter, max. output freq. 400 Hz
SX-A4011-EVA4 | 800100 | 692944 | SX inverter IP20, 11 kW, 3~ 400 VAC, V/f drive, built-in filter, max. output freq. 400 Hz
SX-A4011-EVA4-Z5 | 769200 | 702044 | SX inverter IP20, 11 kW, 3~ 400 VAC, V/f drive, built-in filter, max. output freq. 400 Hz with Fire Mode.
SX-A4015-EFA4 | 1066000 | 692959 | SX inverter IP20, 15 kW, 3~ 400 VAC, direct torque control, built-in filter, max. output freq. 400 Hz
SX-A4015-EVA4 | 968200 | 692945 | SX inverter IP20, 15 kW, 3~ 400 VAC, V/f drive, built-in filter, max. output freq. 400 Hz
SX-A4015-EVA4-Z5 | 930900 | 702045 | SX inverter IP20, 15 kW, 3~ 400 VAC, V/f drive, built-in filter, max. output freq. 400 Hz with Fire Mode.
SX-A4018-EFA4 | 1273100 | 692960 | SX inverter IP20, 18.5 kW, 3~ 400 VAC, direct torque control, built-in filter, max. output freq. 400 Hz
SX-A4018-EVA4 | 1157800 | 692946 | SX inverter IP20, 18.5 kW, 3~ 400 VAC, V/f drive, built-in filter, max. output freq. 400 Hz
SX-A4018-EVA4-Z5 | 1113100 | 702046 | SX inverter IP20, 18.5 kW, 3~ 400 VAC, V/f drive, built-in filter, max. output freq. 400 Hz with Fire Mode.
SX-A4022-EFA4 | 1427600 | 692961 | SX inverter IP20, 22 kW, 3~ 400 VAC, direct torque control, built-in filter, max. output freq. 400 Hz
SX-A4022-EVA4 | 1296600 | 692947 | SX inverter IP20, 22 kW, 3~ 400 VAC, V/f drive, built-in filter, max. output freq. 400 Hz
SX-A4022-EVA4-Z5 | 1246700 | 702047 | SX inverter IP20, 22 kW, 3~ 400 VAC, V/f drive, built-in filter, max. output freq. 400 Hz with Fire Mode.
SX-A4030-EFA4 | 1832400 | 692962 | SX inverter IP20, 30 kW, 3~ 400 VAC, direct torque control, built-in filter, max. output freq. 400 Hz
SX-A4030-EVA4 | 1664200 | 692948 | SX inverter IP20, 30 kW, 3~ 400 VAC, V/f drive, built-in filter, max. output freq. 400 Hz
SX-A4030-EVA4-Z5 | 1600200 | 702048 | SX inverter IP20, 30 kW, 3~ 400 VAC, V/f drive, built-in filter, max. output freq. 400 Hz with Fire Mode.
SX-A4037-EFA4 | 2147000 | 692963 | SX inverter IP20, 37 kW, 3~ 400 VAC, direct torque control, built-in filter, max. output freq. 400 Hz
SX-A4037-EVA4 | 1951700 | 692949 | SX inverter IP20, 37 kW, 3~ 400 VAC, V/f drive, built-in filter, max. output freq. 400 Hz
SX-A4037-EVA4-Z5 | 1876500 | 702050 | SX inverter IP20, 37 kW, 3~ 400 VAC, V/f drive, built-in filter, max. output freq. 400 Hz with Fire Mode.
SX-A4045-EFA4 | 2467800 | 692964 | SX inverter IP20, 45 kW, 3~ 400 VAC, direct torque control, built-in filter, max. output freq. 400 Hz
SX-A4045-EVA4 | 2243100 | 692950 | SX inverter IP20, 45 kW, 3~ 400 VAC, V/f drive, built-in filter, max. output freq. 400 Hz
SX-A4045-EVA4-Z5 | 2156600 | 702049 | SX inverter IP20, 45 kW, 3~ 400 VAC, V/f drive, built-in filter, max. output freq. 400 Hz with Fire Mode.
SX-A4055-EFA4 | 2790100 | 692965 | SX inverter IP20, 55 kW, 3~ 400 VAC, direct torque control, built-in filter, max. output freq. 400 Hz
SX-A4055-EVA4 | 2536000 | 692951 | SX inverter IP20, 55 kW, 3~ 400 VAC, V/f drive, built-in filter, max. output freq. 400 Hz
SX-A4075-EFA4 | 3738500 | 692966 | SX inverter IP20, 75 kW, 3~ 400 VAC, direct torque control, built-in filter, max. output freq. 400 Hz
SX-A4075-EVA4 | 3400200 | 692952 | SX inverter IP20, 75 kW, 3~ 400 VAC, V/f drive, built-in filter, max. output freq. 400 Hz
SX-A4090-EFA4 | 4383700 | 692967 | SX inverter IP20, 90 kW, 3~ 400 VAC, direct torque control, built-in filter, max. output freq. 400 Hz
SX-A4090-EVA4 | 3988600 | 692953 | SX inverter IP20, 90 kW, 3~ 400 VAC, V/f drive, built-in filter, max. output freq. 400 Hz
SX-A4110-EFA4 | 5040600 | 692968 | SX inverter IP20, 110 kW, 3~ 400 VAC, direct torque control, built-in filter, max. output freq. 400 Hz
SX-A4110-EVA4 | 4580900 | 692954 | SX inverter IP20, 110 kW, 3~ 400 VAC, V/f drive, built-in filter, max. output freq. 400 Hz
SX-A4132-EFA4 | 5697300 | 692969 | SX inverter IP20, 132 kW, 3~ 400 VAC, direct torque control, built-in filter, max. output freq. 400 Hz
SX-A4132-EVA4 | 5179100 | 692955 | SX inverter IP20, 132 kW, 3~ 400 VAC, V/f drive, built-in filter, max. output freq. 400 Hz
SX-A4160-E3FA4 | 7077600 | 692970 | SX inverter IP20, 160 kW, 3~ 400 VAC, direct torque control, built-in filter, max. output freq. 400 Hz
SX-A4160-E3VA4 | 6432400 | 692956 | SX inverter IP20, 160 kW, 3~ 400 VAC, V/f drive, built-in filter, max. output freq. 400 Hz
SX-A4200-E3FA4 | 7931900 | 692971 | SX inverter IP20, 200 kW, 3~ 400 VAC, direct torque control, built-in filter, max. output freq. 400 Hz
SX-A4200-E3VA4 | 7286700 | 692957 | SX inverter IP20, 200 kW, 3~ 400 VAC, V/f drive, built-in filter, max. output freq. 400 Hz
SX-A4220-EFA4 | 11509400 | 693408 | SX inverter IP20, 220 kW, 3~ 400 VAC, direct torque control, built-in filter, max. output freq. 400 Hz
SX-A4220-EVA4 | 10698000 | 693409 | SX inverter IP20, 220 kW, 3~ 400 VAC, V/f drive, built-in filter, max. output freq. 400 Hz
SX-A4250-EFA4 | 13392300 | 693410 | SX inverter IP20, 250 kW, 3~ 400 VAC, direct torque control, built-in filter, max. output freq. 400 Hz
SX-A4250-EVA4 | 12173600 | 693411 | SX inverter IP20, 250 kW, 3~ 400 VAC, V/f drive, built-in filter, max. output freq. 400 Hz
SX-A4315-EFA4 | 15419500 | 693395 | SX inverter IP20, 315 kW, 3~ 400 VAC, direct torque control, built-in filter, max. output freq. 400 Hz
SX-A4315-EVA4 | 14017600 | 693396 | SX inverter IP20, 315 kW, 3~ 400 VAC, V/f drive, built-in filter, max. output freq. 400 Hz
SX-A4355-EFA4 | 17042600 | 693397 | SX inverter IP20, 355 kW, 3~ 400 VAC, direct torque control, built-in filter, max. output freq. 400 Hz
SX-A4355-EVA4 | 15493300 | 693398 | SX inverter IP20, 355 kW, 3~ 400 VAC, V/f drive, built-in filter, max. output freq. 400 Hz
SX-A4400-EFA4 | 19884500 | 693399 | SX inverter IP20, 400 kW, 3~ 400 VAC, direct torque control, built-in filter, max. output freq. 400 Hz
SX-A4400-EVA4 | 18075300 | 693400 | SX inverter IP20, 400 kW, 3~ 400 VAC, V/f drive, built-in filter, max. output freq. 400 Hz
SX-A4450-EFA4 | 22318800 | 693401 | SX Inverter IP20, 450 kW, 3~ 400 VAC, direct torque control, built in filter, max. output freq. 400 Hz
SX-A4450-EVA4 | 20288500 | 693402 | SX inverter IP20, 450 kW, 3~ 400 VAC, V/f drive, built-in filter, max. output freq. 400 Hz
SX-A4450-EVA4-V | 16350400 | 702823 | SX inverter IP20, 450 kW, 3~ 400 VAC, V/f drive, built-in filter, max. output freq. 400 Hz with dV/dt filter included.
SX-A4500-EFA4 | 23938700 | 693403 | SX inverter IP20, 500 kW, 3~ 400 VAC, direct torque control, built-in filter, max. output freq. 400 Hz
SX-A4500-EVA4 | 21764200 | 693404 | SX inverter IP20, 500 kW, 3~ 400 VAC, V/f drive, built-in filter, max. output freq. 400 Hz
SX-A4500-EVA4-V | 17747100 | 702824 | SX inverter IP20, 500 kW, 3~ 400 VAC, V/f drive, built-in filter, max. output freq. 400 Hz with dV/dt filter included.
SX-A4630-EFA4 | 27999600 | 693405 | SX inverter IP20, 630 kW, 3~ 400 VAC, direct torque control, built-in filter, max. output freq. 400 Hz
SX-A4630-EVA4 | 25452500 | 693406 | SX inverter IP20, 630 kW, 3~ 400 VAC, V/f drive, built-in filter, max. output freq. 400 Hz
SX-A4800-EFA4 | 34895700 | 693407 | SX inverter IP20, 800 kW, 3~ 400 VAC, direct torque control, built-in filter, max. output freq. 400 Hz
SX-A4800-EVA4 | 31723300 | 693383 | SX inverter IP20, 800 kW, 3~ 400 VAC, V/f drive, built-in filter, max. output freq. 400 Hz
SX-A6011-EFA4 | 2456000 | 693007 | SX inverter IP20, 11 kW, 3~ 690 VAC, direct torque control, built-in filter, max. output freq. 400 Hz
SX-A6011-EVA4 | 2236900 | 692978 | SX inverter IP20, 11 kW, 3~ 690 VAC, V/f drive, built-in filter, max. output freq. 400 Hz
SX-A6015-EFA4 | 2768800 | 693008 | SX inverter IP20, 15 kW, 3~ 690 VAC, direct torque control, built-in filter, max. output freq. 400 Hz
SX-A6015-EVA4 | 2518600 | 692979 | SX inverter IP20, 15 kW, 3~ 690 VAC, V/f drive, built-in filter, max. output freq. 400 Hz
SX-A6018-EFA4 | 3206700 | 693009 | SX inverter IP20, 18.5 kW, 3~ 690 VAC, direct torque control, built-in filter, max. output freq. 400 Hz
SX-A6018-EVA4 | 2917300 | 692980 | SX inverter IP20, 18.5 kW, 3~ 690 VAC, V/f drive, built-in filter, max. output freq. 400 Hz
SX-A6022-EFA4 | 3626900 | 693010 | SX inverter IP20, 22 kW, 3~ 690 VAC, direct torque control, built-in filter, max. output freq. 400 Hz
SX-A6022-EVA4 | 3300600 | 692981 | SX inverter IP20, 22 kW, 3~ 690 VAC, V/f drive, built-in filter, max. output freq. 400 Hz
SX-A6030-EFA4 | 4268200 | 693011 | SX inverter IP20, 30 kW, 3~ 690 VAC, direct torque control, built-in filter, max. output freq. 400 Hz
SX-A6030-EVA4 | 3885100 | 692982 | SX inverter IP20, 30 kW, 3~ 690 VAC, V/f drive, built-in filter, max. output freq. 400 Hz
SX-A6037-EFA4 | 4940900 | 693012 | SX inverter IP20, 37 kW, 3~ 690 VAC, direct torque control, built-in filter, max. output freq. 400 Hz
SX-A6037-EVA4 | 4495100 | 692983 | SX inverter IP20, 37 kW, 3~ 690 VAC, V/f drive, built-in filter, max. output freq. 400 Hz
SX-A6045-EFA4 | 5550600 | 693013 | SX inverter IP20, 45 kW, 3~ 690 VAC, direct torque control, built-in filter, max. output freq. 400 Hz
SX-A6045-EVA4 | 5050200 | 692984 | SX inverter IP20, 45 kW, 3~ 690 VAC, V/f drive, built-in filter, max. output freq. 400 Hz
SX-A6055-EFA4 | 6231100 | 693014 | SX inverter IP20, 55 kW, 3~ 690 VAC, direct torque control, built-in filter, max. output freq. 400 Hz
SX-A6055-EVA4 | 5668000 | 692985 | SX inverter IP20, 55 kW, 3~ 690 VAC, V/f drive, built-in filter, max. output freq. 400 Hz
SX-A61K0-EFA4 | 48550800 | 693384 | SX inverter IP20, 1000 kW, 3~ 690 VAC, direct torque control, built-in filter, max. output freq. 400 Hz
SX-A61K0-EVA4 | 46208000 | 693385 | SX Inverter IP20, 1000kW, 3~ 690VAC, V/f drive, built in filter, max. output freq. 400 Hz
SX-A61P5-EFA4 | 1947600 | 693001 | SX inverter IP20, 1.5 kW, 3~ 690 VAC, direct torque control, built-in filter, max. output freq. 400 Hz
SX-A61P5-EVA4 | 1775700 | 692972 | SX inverter IP20, 1.5 kW, 3~ 690 VAC, V/f drive, built-in filter, max. output freq. 400 Hz
SX-A6250-EFA4 | 14003100 | 693386 | SX inverter IP20, 250 kW, 3~ 690 VAC, direct torque control, built-in filter, max. output freq. 400 Hz
SX-A6250-EVA4 | 13329700 | 693387 | SX inverter IP20, 250 kW, 3~ 690 VAC, V/f drive, built-in filter, max. output freq. 400 Hz
SX-A62P2-EFA4 | 1994600 | 693002 | SX inverter IP20, 2.2 kW, 3~ 690 VAC, direct torque control, built-in filter, max. output freq. 400 Hz
SX-A62P2-EVA4 | 1814800 | 692973 | SX inverter IP20, 2.2 kW, 3~ 690 VAC, V/f drive, built-in filter, max. output freq. 400 Hz
SX-A6315-EFA4 | 17734300 | 693388 | SX inverter IP20, 315 kW, 3~ 690 VAC, direct torque control, built-in filter, max. output freq. 400 Hz
SX-A6315-EVA4 | 16884200 | 693389 | SX inverter IP20, 315 kW, 3~ 690 VAC, V/f drive, built-in filter, max. output freq. 400 Hz
SX-A6355-EFA4 | 19619600 | 693390 | SX inverter IP20, 355 kW, 3~ 690 VAC, direct torque control, built-in filter, max. output freq. 400 Hz
SX-A6355-EVA4 | 18661300 | 693391 | SX inverter IP20, 355 kW, 3~ 690 VAC, V/f drive, built-in filter, max. output freq. 400 Hz
SX-A63P0-EFA4 | 2049300 | 693003 | SX inverter IP20, 3 kW, 3~ 690 VAC, direct torque control, built-in filter, max. output freq. 400 Hz
SX-A63P0-EVA4 | 1861500 | 692974 | SX inverter IP20, 3 kW, 3~ 690 VAC, V/f drive, built-in filter, max. output freq. 400 Hz
SX-A6450-EFA4 | 24235600 | 693392 | SX inverter IP20, 450 kW, 3~ 690 VAC, direct torque control, built-in filter, max. output freq. 400 Hz
SX-A6450-EVA4 | 23023600 | 693393 | SX inverter IP20, 450 kW, 3~ 690 VAC, V/f drive, built-in filter, max. output freq. 400 Hz
SX-A64P0-EFA4 | 2104100 | 693004 | SX inverter IP20, 4 kW, 3~ 690 VAC, direct torque control, built-in filter, max. output freq. 400 Hz
SX-A64P0-EVA4 | 1916400 | 692975 | SX inverter IP20, 4 kW, 3~ 690 VAC, V/f drive, built-in filter, max. output freq. 400 Hz
SX-A6500-EFA4 | 27466900 | 693394 | SX inverter IP20, 500 kW, 3~ 690 VAC, direct torque control, built-in filter, max. output freq. 400 Hz
SX-A6500-EVA4 | 26216400 | 693382 | SX inverter IP20, 500 kW, 3~ 690 VAC, V/f drive, built-in filter, max. output freq. 400 Hz
SX-A65P5-EFA4 | 2166500 | 693005 | SX inverter IP20, 5.5 kW, 3~ 690 VAC, direct torque control, built-in filter, max. output freq. 400 Hz
SX-A65P5-EVA4 | 1971300 | 692976 | SX inverter IP20, 5.5 kW, 3~ 690 VAC, V/f drive, built-in filter, max. output freq. 400 Hz
SX-A6600-EFA4 | 29236100 | 693381 | SX inverter IP20, 600 kW, 3~ 690 VAC, direct torque control, built-in filter, max. output freq. 400 Hz
SX-A6600-EVA4 | 28032300 | 693380 | SX inverter IP20, 600 kW, 3~ 690 VAC, V/f drive, built-in filter, max. output freq. 400 Hz
SX-A6630-EFA4 | 32313700 | 693379 | SX inverter IP20, 630 kW, 3~ 690 VAC, direct torque control, built-in filter, max. output freq. 400 Hz
SX-A6630-EVA4 | 30659400 | 693378 | SX inverter IP20, 630 kW, 3~ 690 VAC, V/f drive, built-in filter, max. output freq. 400 Hz
SX-A6710-EFA4 | 36160300 | 693377 | SX inverter IP20, 710 kW, 3~ 690 VAC, direct torque control, built-in filter, max. output freq. 400 Hz
SX-A6710-EVA4 | 34333200 | 693376 | SX inverter IP20, 710 kW, 3~ 690 VAC, V/f drive, built-in filter, max. output freq. 400 Hz
SX-A67P5-EFA4 | 2244700 | 693006 | SX inverter IP20, 7.5 kW, 3~ 690 VAC, direct torque control, built-in filter, max. output freq. 400 Hz
SX-A67P5-EVA4 | 2041600 | 692977 | SX inverter IP20, 7.5 kW, 3~ 690 VAC, V/f drive, built-in filter, max. output freq. 400 Hz
SX-A6800-EFA4 | 40107300 | 693375 | SX inverter IP20, 800 kW, 3~ 690 VAC, direct torque control, built-in filter, max. output freq. 400 Hz
SX-A6800-EVA4 | 38210600 | 693374 | SX inverter IP20, 800 kW, 3~ 690 VAC, V/f drive, built-in filter, max. output freq. 400 Hz
SX-A6900-EFA4 | 44353700 | 693373 | SX inverter IP20, 900 kW, 3~ 690 VAC, direct torque control, built-in filter, max. output freq. 400 Hz
SX-A6900-EVA4 | 42249800 | 693372 | SX inverter IP20, 900 kW, 3~ 690 VAC, V/f drive, built-in filter, max. output freq. 400 Hz
SX-D4011-EFA4 | 1437400 | 693371 | SX inverter IP54, 11 kW, 3~ 400 VAC, direct torque control, built-in filter, max. output freq. 400 Hz
SX-D4011-EVA4 | 1246200 | 693447 | SX inverter IP54, 11 kW, 3~ 400 VAC, V/f drive, built-in filter, max. output freq. 400 Hz
SX-D4011-EVA4-Z5 | 1198100 | 702034 | SX inverter IP54, 11 kW, 3~ 400 VAC, V/f drive, built-in filter, max. output freq. 400 Hz with Fire Mode.
SX-D4015-EFA4 | 1628900 | 693448 | SX inverter IP54, 15 kW, 3~ 400 VAC, direct torque control, built-in filter, max. output freq. 400 Hz
SX-D4015-EVA4 | 1316400 | 693449 | SX inverter IP54, 15 kW, 3~ 400 VAC, V/f drive, built-in filter, max. output freq. 400 Hz
SX-D4015-EVA4-BEFGO1R-Y56-1 | 1744600 | 693450 | SX inverter IP54, 15 kW ND, 3~ 400 VAC, V/f drive, built-in filter, max. output freq. 400 Hz
SX-D4015-EVA4-Z5 | 1316400 | 700914 | SX inverter IP54, 15 kW, 3~ 400 VAC, V/f drive, built-in filter, max. output freq. 400 Hz with fire mode function.
SX-D4018-EFA4 | 1815400 | 693451 | SX inverter IP54, 18.5 kW, 3~ 400 VAC, direct torque control, built-in filter, max. output freq. 400 Hz
SX-D4018-EVA4 | 1565900 | 693452 | SX inverter IP54, 18.5 kW, 3~ 400 VAC, V/f drive, built-in filter, max. output freq. 400 Hz
SX-D4018-EVA4-BEFGJO1QR | 2542800 | 695844 | SX inverter IP54, 18.5 kW, 3~ 400 VAC, V/f drive, built-in filter, max. output freq. 400 Hz with IT-Net filter configuration, standby power supply, safe stop included, Coated boards, PTC/PT100, EtherCAT, UL and Marine option included.
SX-D4018-EVA4-EFGJO1 | 2201500 | 693840 | SX inverter IP54, 18.5 kW, 3~ 400 VAC, V/f drive, built-in filter, max. output freq. 400 Hz
SX-D4018-EVA4-Z5 | 1565900 | 700915 | SX inverter IP54, 18.5 kW, 3~ 400 VAC, V/f drive, built-in filter, max. output freq. 400 Hz with fire mode function.
SX-D4022-EFA4 | 2270400 | 693453 | SX inverter IP54, 22 kW, 3~ 400 VAC, direct torque control, built-in filter, max. output freq. 400 Hz
SX-D4022-EFA4-BEFGO1R | 3010000 | 693454 | SX inverter IP54, 22 kW, 3~ 400 VAC, direct torque control, built-in filter, max. output freq. 400 Hz
SX-D4022-EFA4-CEFG | 2901200 | 700771 | SX inverter IP54, 22 kW, 3~ 400 VAC, direct torque control, built-in filter, max. output freq. 400 Hz with Brake option, Standby power supply, Safe stop and coated boards options.
SX-D4022-EVA4 | 1746500 | 693455 | SX inverter IP54, 22 kW, 3~ 400 VAC, V/f drive, built-in filter, max. output freq. 400 Hz
SX-D4022-EVA4-Z5 | 1679300 | 702035 | SX inverter IP54, 22 kW, 3~ 400 VAC, V/f drive, built-in filter, max. output freq. 400 Hz with Fire Mode.
SX-D4030-EFA4 | 2624400 | 693457 | SX inverter IP54, 30 kW, 3~ 400 VAC, direct torque control, built-in filter, max. output freq. 400 Hz
SX-D4030-EVA4 | 2164600 | 693441 | SX Inverter IP54, 30kW, 3~ 400VAC, V/f drive, built in filter, max. output freq. 400 Hz
SX-D4030-EVA4-EFGJO1 | 2975000 | 693839 | SX inverter IP54, 30 kW, 3~ 400 VAC, V/f drive, built-in filter, max. output freq. 400 Hz
SX-D4030-EVA4-Z5 | 2081500 | 702036 | SX Inverter IP54, 30kW, 3~ 400VAC, V/f drive, built in filter, max. output freq. 400 Hz with Fire Mode.
SX-D4037-EFA4 | 2810600 | 693442 | SX inverter IP54, 37 kW, 3~ 400 VAC, direct torque control, built-in filter, max. output freq. 400 Hz
SX-D4037-EVA4 | 2527200 | 693443 | SX Inverter IP54, 37kW, 3~ 400VAC, V/f drive, built in filter, max. output freq. 400 Hz
SX-D4037-EVA4-BEFGO1R-Y56-1 | 3433800 | 693446 | SX inverter IP54, 37 kW ND, 3~ 400 VAC, V/f drive, built-in filter, max. output freq. 400 Hz
SX-D4037-EVA4-EFGJO1R | 3968500 | 703075 | SX Inverter IP54, 37kW, 3~ 400VAC, V/f drive, built in filter, max. output freq. 400 Hz with standby power supply, Safe stop, Coated boards, PTC/PT100, EtherCAT option board and Marine option included.
SX-D4037-EVA4-Z5 | 2429900 | 702037 | SX Inverter IP54, 37kW, 3~ 400VAC, V/f drive, built in filter, max. output freq. 400 Hz with Fire Mode.
SX-D4045-EFA4 | 3246800 | 693440 | SX inverter IP54, 45 kW, 3~ 400 VAC, direct torque control, built-in filter, max. output freq. 400 Hz
SX-D4045-EVA4 | 2951700 | 693439 | SX inverter IP54, 45 kW, 3~ 400 VAC, V/f drive, built-in filter, max. output freq. 400 Hz
SX-D4045-EVA4-Z5 | 2838100 | 702038 | SX inverter IP54, 45 kW, 3~ 400 VAC, V/f drive, built-in filter, max. output freq. 400 Hz
SX-D4055-E1FLA4-U | 10505100 | 693438 | Low harmonic SX, 55 kW, 400 V, IP54, DTC, with main switch and contactor, max. output freq. 400 Hz
SX-D4055-E1FRA4-U | 11513100 | 693437 | Regenerative SX, 55 kW, 400 V, DTC, with main switch and contactor, max. output freq. 400 Hz
SX-D4055-E1VLA4-U | 10005200 | 693436 | Low harmonic SX, 55 kW, 400 V, IP54, V/f, with main switch and contactor, max. output freq. 400 Hz
SX-D4055-E1VRA4-U | 10965100 | 693435 | Regenerative SX, 55 kW, 400 V, V/f, with main switch and contactor, max. output freq. 400 Hz
SX-D4055-EFA4 | 3654300 | 693434 | SX inverter IP54, 55 kW, 3~ 400 VAC, direct torque control, built-in filter, max. output freq. 400 Hz
SX-D4055-EVA4 | 3320400 | 693433 | SX inverter IP54, 55 kW, 3~ 400 VAC, V/f drive, built-in filter, max. output freq. 400 Hz
SX-D4055-EVA4-BEFGO1R-Y56-1 | 4210400 | 693432 | SX inverter IP54, 55 kW ND, 3~ 400 VAC, V/f drive, built-in filter, max. output freq. 400 Hz
SX-D4055-EVA4-EFGO1 | 4403100 | 703076 | SX inverter IP54, 55 kW, 3~ 400 VAC, V/f drive, built-in filter, max. output freq. 400 Hz with standby power supply, Safe stock, Coated boards and EtherCAT option board.
SX-D4055-EVA4-G | 3240900 | 693430 | Variable Frequency Drive, max. output freq. 400 Hz
SX-D4075-E1FLA4-U | 11116500 | 693429 | Low harmonic SX, 75 kW, 400 V, IP54, DTC, with main switch and contactor, max. output freq. 400 Hz
SX-D4075-E1FRA4-U | 12177800 | 693428 | Regenerative SX, 75 kW, 400 V, DTC, with main and contactor, max. output freq. 400 Hz
SX-D4075-E1VLA4-U | 10587300 | 693427 | Low harmonic SX, 75 kW, 400 V, IP54, V/f, with main switch and contactor, max. output freq. 400 Hz
SX-D4075-E1VRA4-U | 11597700 | 693426 | Regenerative SX, 75 kW, 400 V, V/f, with main and contactor, max. output freq. 400 Hz
SX-D4075-EFA4 | 4869500 | 693425 | SX inverter IP54, 75 kW, 3~ 400 VAC, direct torque control, built-in filter, max. output freq. 400 Hz
SX-D4075-EVA4 | 4427000 | 693424 | SX inverter IP54, 75 kW, 3~ 400 VAC, V/f drive, built-in filter, max. output freq. 400 Hz
SX-D4075-EVA4-BEFGO1R | 5455300 | 699139 | SX inverter IP54, 75 kW, 3~ 400 VAC, V/f drive, built-in filter, max. output freq. 400 Hz with IT-Net filter configuration, Standby power supply, Safe stop, Coated boards, EtherCAT and Marine execution.
SX-D4090-E1FLA4-U | 11514000 | 693422 | Low harmonic SX, 90 kW, 400 V, IP54, DTC, with main switch and contactor, max. output freq. 400 Hz
SX-D4090-E1FRA4-U | 12604100 | 693421 | Regenerative SX, 90 kW, 400 V, DTC, with main switch and contactor, max. output freq. 400 Hz
SX-D4090-E1VLA4-U | 10965800 | 693420 | Low harmonic SX, 90 kW, 400 V, IP54, V/f, with main switch and contactor, max. output freq. 400 Hz
SX-D4090-E1VRA4-U | 12003600 | 693419 | Regenerative SX, 90 kW, 400 V, V/f, with main switch and contactor, max. output freq. 400 Hz
SX-D4090-EFA4 | 4915700 | 693418 | SX inverter IP54, 90 kW, 3~ 400 VAC, direct torque control, built-in filter, max. output freq. 400 Hz
SX-D4090-EVA4 | 4468900 | 693417 | SX inverter IP54, 90 kW, 3~ 400 VAC, V/f drive, built-in filter, max. output freq. 400 Hz
SX-D4090-EVA4-BEFGJO1R | 6305900 | 699598 | SX inverter IP54, 90 kW, 3~ 400 VAC, V/f drive, built-in filter, max. output freq. 400 Hz with IT-net filter configuration, Standby power supply, Safe stop, Coated boards, PTC/PT100, EtherCAT.
SX-D4090-EVA4-BEFGO1R-Y56-1 | 4852100 | 693416 | SX inverter IP54, 90 kW ND, 3~ 400 VAC, V/f drive, built-in filter, max. output freq. 400 Hz
SX-D40P7-EFA4 | 861500 | 693415 | SX inverter IP54, 0.75 kW, 3~ 400 VAC, direct torque control, built-in filter, max. output freq. 400 Hz
SX-D40P7-EVA4 | 782100 | 693414 | SX inverter IP54, 0.75 kW, 3~ 400 VAC, V/f drive, built-in filter, max. output freq. 400 Hz
SX-D40P7-EVA4-Z5 | 752000 | 702039 | SX inverter IP54, 0.75 kW, 3~ 400 VAC, V/f drive, built-in filter, max. output freq. 400 Hz with Fire Mode.
SX-D4110-E1FLA4-U | 13589100 | 693413 | Low harmonic SX, 110 kW, 400 V, IP54, DTC, with main switch and contactor, max. output freq. 400 Hz
SX-D4110-E1FRA4-U | 14886700 | 693412 | Regenerative SX, 110 kW, 400 V, DTC, with main switch and contactor, max. output freq. 400 Hz
SX-D4110-E1VLA4-U | 12941600 | 693462 | Low harmonic SX, 110 kW, 400 V, IP54, V/f, with main switch and contactor, max. output freq. 400 Hz
SX-D4110-E1VRA4-U | 14177500 | 693463 | Regenerative SX, 110 kW, 400 V, V/f, with main switch and contactor, max. output freq. 400 Hz
SX-D4110-EFA4 | 5617400 | 693464 | SX inverter IP54, 110 kW, 3~ 400 VAC, direct torque control, built-in filter, max. output freq. 400 Hz
SX-D4110-EVA4 | 5161400 | 693465 | SX inverter IP54, 110 kW, 3~ 400 VAC, V/f drive, built-in filter, max. output freq. 400 Hz
SX-D4115-E1ALA4-U | 8218000 | 693467 | Low harmonic SX DC bus supply, 115kW, 400V, IP54, with main switch and contactor, max. output freq. 400Hz
SX-D4115-E1ARA4-U | 8547500 | 693468 | Regenerative SX DC bus supply, 115kW, 400V, IP54, with main switch and contactor, max. output freq. 400Hz
SX-D4132-E1FLA4-U | 15593900 | 693469 | Low harmonic SX, 132 kW, 400 V, IP54, DTC, with main switch and contactor, max. output freq. 400 Hz
SX-D4132-E1FRA4-U | 17092100 | 693470 | Regenerative SX, 132 kW, 400 V, DTC, with main switch and contactor, max. output freq. 400 Hz
SX-D4132-E1VLA4-U | 14851400 | 693471 | Low harmonic SX, 132 kW, 400 V, IP54, V/f, with main switch and contactor, max. output freq. 400 Hz
SX-D4132-E1VRA4-U | 16278400 | 693472 | Regenerative SX, 132 kW, 400 V, V/f, with main switch and contactor, max. output freq. 400 Hz
SX-D4132-EFA4 | 7304700 | 693473 | SX inverter IP54, 132 kW, 3~ 400 VAC, direct torque control, built-in filter, max. output freq. 400 Hz
SX-D4132-EVA4 | 6640400 | 693474 | SX inverter IP54, 132 kW, 3~ 400 VAC, V/f drive, built-in filter, max. output freq. 400 Hz
SX-D4160-E1FLA4-U | 20406500 | 693475 | Low harmonic SX, 160 kW, 400 V, IP54, DTC, with main switch and contactor, max. output freq. 400 Hz
SX-D4160-E1FRA4-U | 22373500 | 693476 | Regenerative SX, 160 kW, 400 V, DTC, with main switch and contactor, max. output freq. 400 Hz
SX-D4160-E1VA4-GJOW | 14376400 | 703194 | SX inverter IP54, 160 kW, 3~ 400 VAC, V/f drive, built-in filter, max. output freq. 400 Hz with Coating board, PTC card, Modbus/TCP card and Output coils with overshoot clamp.
SX-D4160-E1VLA4-U | 19435400 | 693477 | Low harmonic SX, 160 kW, 400 V, IP54, V/f, with main switch and contactor, max. output freq. 400 Hz
SX-D4160-E1VRA4-U | 21308200 | 693478 | Regenerative SX, 160 kW, 400 V, V/f, with main switch and contactor, max. output freq. 400 Hz
SX-D4165-E1ALA4-U | 10120800 | 693479 | Low harmonic SX DC bus supply, 165kW, 400V, IP54, with main switch and contactor, max. output freq. 400Hz
SX-D4165-E1ARA4-U | 10525900 | 693480 | Regenerative SX DC bus supply, 165kW, 400V, IP54, with main switch and contactor, max. output freq. 400Hz
SX-D41P5-EFA4 | 905400 | 693481 | SX inverter IP54, 1.5 kW, 3~ 400 VAC, direct torque control, built-in filter, max. output freq. 400 Hz
SX-D41P5-EVA4 | 822800 | 693482 | SX inverter IP54, 1.5 kW, 3~ 400 VAC, V/f drive, built-in filter, max. output freq. 400 Hz
SX-D41P5-EVA4-Z5 | 791100 | 702040 | SX inverter IP54, 1.5 kW, 3~ 400 VAC, V/f drive, built-in filter, max. output freq. 400 Hz with Fire Mode.
SX-D4200-E1FLA4-U | 22279400 | 693483 | Low harmonic SX, 200 kW, 400 V, IP54, DTC, with main switch and contactor, max. output freq. 400 Hz
SX-D4200-E1FRA4-U | 24385100 | 693484 | Regenerative SX, 200 kW, 400 V, DTC, with main switch and contactor, max. output freq. 400 Hz
SX-D4200-E1VA4-Z5 | 12557900 | 700957 | SX inverter IP54, 200 kW, 3~ 400 VAC, V/f drive, built-in filter, max. output freq. 400 Hz with fire mode function.
SX-D4200-E1VLA4-U | 21217700 | 693486 | Low harmonic SX, 200 kW, 400 V, IP54, V/f, with main switch and contactor, max. output freq. 400 Hz
SX-D4200-E1VRA4-U | 23223600 | 693487 | Regenerative SX, 200 kW, 400 V, V/f, with main switch and contactor, max. output freq. 400 Hz
SX-D4220-E1FA4 | 15602400 | 693489 | SX inverter IP54, 220 kW, 3~ 400 VAC, direct torque control, built-in filter, max. output freq. 400 Hz
SX-D4220-E1FLA4-U | 23090000 | 693490 | Low harmonic SX, 220 kW, 400 V, IP54, DTC, with main switch and contactor, max. output freq. 400 Hz
SX-D4220-E1FRA4-U | 25275600 | 693491 | Regenerative SX, 220 kW, 400 V, DTC, with main and contactor, max. output freq. 400 Hz
SX-D4220-E1VA4 | 14810700 | 693492 | SX inverter IP54, 220 kW, 3~ 400 VAC, V/f drive, built-in filter, max. output freq. 400 Hz
SX-D4220-E1VA4-Z5 | 14810700 | 700956 | SX inverter IP54, 220 kW, 3~ 400 VAC, V/f drive, built-in filter, max. output freq. 400 Hz with fire mode function.
SX-D4220-E1VLA4-U | 21989600 | 693493 | Low harmonic SX, 220 kW, 400 V, IP54, V/f, with main switch and contactor, max. output freq. 400 Hz
SX-D4220-E1VRA4-U | 24072500 | 693494 | Regenerative SX, 220 kW, 400 V, V/f, with main and contactor, max. output freq. 400 Hz
SX-D4250-E1ALA4-U | 13118000 | 693495 | Low harmonic SX DC bus supply, 250kW, 400V, IP54, with main switch and contactor, max. output freq. 400Hz
SX-D4250-E1ARA4-U | 13642800 | 693496 | Regenerative SX DC bus supply, 250kW, 400V, IP54, with main switch and contactor, max. output freq. 400Hz
SX-D4250-E1FA4 | 17448800 | 693497 | SX inverter IP54, 250 kW, 3~ 400 VAC, direct torque control, built-in filter, max. output freq. 400 Hz
SX-D4250-E1FLA4-U | 24771600 | 693498 | Low harmonic SX, 250 kW, 400 V, IP54, DTC, with main switch and contactor, max. output freq. 400 Hz
SX-D4250-E1FRA4-U | 27126300 | 693499 | Regenerative SX, 250 kW, 400 V, DTC, with main switch and contactor, max. output freq. 400 Hz
SX-D4250-E1VA4 | 16253700 | 693500 | SX inverter IP54, 250 kW, 3~ 400 VAC, V/f drive, built-in filter, max. output freq. 400 Hz
SX-D4250-E1VLA4-U | 23591400 | 693501 | Low harmonic SX, 250 kW, 400 V, IP54, V/f, with main switch and contactor, max. output freq. 400 Hz
SX-D4250-E1VRA4-U | 25833900 | 693502 | Regenerative SX, 250 kW, 400 V, V/f, with main switch and contactor, max. output freq. 400 Hz
SX-D42P2-EFA4 | 1081000 | 693503 | SX inverter IP54, 2.2 kW, 3~ 400 VAC, direct torque control, built-in filter, max. output freq. 400 Hz
SX-D42P2-EVA4 | 980700 | 693504 | SX inverter IP54, 2.2 kW, 3~ 400 VAC, V/f drive, built-in filter, max. output freq. 400 Hz
SX-D42P2-EVA4-Z5 | 943100 | 702041 | SX inverter IP54, 2.2 kW, 3~ 400 VAC, V/f drive, built-in filter, max. output freq. 400 Hz with Fire Mode.
SX-D4315-E1FA4 | 21209700 | 693505 | SX inverter IP54, 315 kW, 3~ 400 VAC, direct torque control, built-in filter, max. output freq. 400 Hz
SX-D4315-E1FLA4-U | 33158200 | 693506 | Low harmonic SX, 315 kW, 400 V, IP54, DTC, with main switch and contactor, max. output freq. 400 Hz
SX-D4315-E1FRA4-U | 36290600 | 693507 | Regenerative SX, 315 kW, 400 V, DTC, with main switch and contactor, max. output freq. 400 Hz
SX-D4315-E1VA4 | 19832100 | 693508 | SX inverter IP54, 315 kW, 3~ 400 VAC, V/f drive, built-in filter, max. output freq. 400 Hz
SX-D4315-E1VLA4-U | 31580000 | 693509 | Low harmonic SX, 315 kW, 400 V, IP54, V/f, with main switch and contactor, max. output freq. 400 Hz
SX-D4315-E1VRA4-U | 34562300 | 693510 | Regenerative SX, 315 kW, 400 V, V/f, with main switch and contactor, max. output freq. 400 Hz
SX-D4330-E1ALA4-U | 17357500 | 693511 | Low harmonic SX DC bus supply, 330kW, 400V, IP54, with main switch and contactor, max. output freq. 400Hz
SX-D4330-E1ARA4-U | 18051800 | 693512 | Regenerative SX DC bus supply, 330kW, 400V, IP54, with main switch and contactor, max. output freq. 400Hz
SX-D4355-E1FA4 | 22801000 | 693513 | SX inverter IP54, 355 kW, 3~ 400 VAC, direct torque control, built-in filter, max. output freq. 400 Hz
SX-D4355-E1FLA4-U | 37866600 | 693514 | Low harmonic SX, 355 kW, 400 V, IP54, DTC, with main switch and contactor, max. output freq. 400 Hz
SX-D4355-E1FRA4-U | 41469100 | 693515 | Regenerative SX, 355 kW, 400 V, DTC, with main switch and contactor, max. output freq. 400 Hz
SX-D4355-E1VA4 | 21278700 | 693516 | SX inverter IP54, 355 kW, 3~ 400 VAC, V/f drive, built-in filter, max. output freq. 400 Hz
SX-D4355-E1VLA4-U | 36062900 | 693517 | Low harmonic SX, 355 kW, 400 V, IP54, V/f, with main switch and contactor, max. output freq. 400 Hz
SX-D4355-E1VRA4-U | 39494600 | 693518 | Regenerative SX, 355 kW, 400 V, V/f, with main switch and contactor, max. output freq. 400 Hz
SX-D43P0-EFA4 | 1116300 | 693519 | SX inverter IP54, 3 kW, 3~ 400 VAC, direct torque control, built-in filter, max. output freq. 400 Hz
SX-D43P0-EVA4 | 1019500 | 693520 | SX inverter IP54, 3 kW, 3~ 400 VAC, V/f drive, built-in filter, max. output freq. 400 Hz
SX-D43P0-EVA4-Z5 | 980400 | 702042 | SX inverter IP54, 3 kW, 3~ 400 VAC, V/f drive, built-in filter, max. output freq. 400 Hz with Fire Mode.
SX-D4400-E1FA4 | 25583600 | 693521 | SX inverter IP54, 400 kW, 3~ 400 VAC, direct torque control, built-in filter, max. output freq. 400 Hz
SX-D4400-E1FLA4-U | 39667500 | 693522 | Low harmonic SX, 400 kW, 400 V, IP54, DTC, with main switch and contactor, max. output freq. 400 Hz
SX-D4400-E1FRA4-U | 43450900 | 693523 | Regenerative SX, 400 kW, 400 V, DTC, with main switch and contactor, max. output freq. 400 Hz
SX-D4400-E1VA4 | 23813300 | 693524 | SX inverter IP54, 400 kW, 3~ 400 VAC, V/f drive, built-in filter, max. output freq. 400 Hz
SX-D4400-E1VLA4-U | 37779100 | 693525 | Low harmonic SX, 400 kW, 400 V, IP54, V/f, with main switch and contactor, max. output freq. 400 Hz
SX-D4400-E1VRA4-U | 41381700 | 693526 | Regenerative SX, 400 kW, 400 V, V/f, with main switch and contactor, max. output freq. 400 Hz
SX-D4450-E1FA4 | 29861400 | 693527 | SX inverter IP54, 450 kW, 3~ 400 VAC, direct torque control, built-in filter, max. output freq. 400 Hz
SX-D4450-E1FLA4-U | 42884300 | 693528 | Low harmonic SX, 450 kW, 400 V, IP54, DTC, with main switch and contactor, max. output freq. 400 Hz
SX-D4450-E1FRA4-U | 46927800 | 693529 | Regenerative SX, 450 kW, 400 V, DTC, with main switch and contactor, max. output freq. 400 Hz
SX-D4450-E1VA4 | 27884400 | 693530 | SX inverter IP54, 450 kW, 3~ 400 VAC, V/f drive, built-in filter, max. output freq. 400 Hz
SX-D4450-E1VA4-V | 30822000 | 702825 | SX inverter IP54, 450 kW, 3~ 400 VAC, V/f drive, built-in filter, max. output freq. 400 Hz with dV/dt filter included.
SX-D4450-E1VLA4-U | 40842700 | 693531 | Low harmonic SX, 450 kW, 400 V, IP54, V/f, with main switch and contactor, max. output freq. 400 Hz
SX-D4450-E1VRA4-U | 44693300 | 693532 | Regenerative SX, 450 kW, 400 V, V/f, with main switch and contactor, max. output freq. 400 Hz
SX-D44P0-EFA4 | 1156700 | 693533 | SX inverter IP54, 4 kW, 3~ 400 VAC, direct torque control, built-in filter, max. output freq. 400 Hz
SX-D44P0-EVA4 | 1045700 | 693534 | SX inverter IP54, 4 kW, 3~ 400 VAC, V/f drive, built-in filter, max. output freq. 400 Hz
SX-D44P0-EVA4-Z5 | 1005300 | 702043 | SX inverter IP54, 4 kW, 3~ 400 VAC, V/f drive, built-in filter, max. output freq. 400 Hz with Fire Mode.
SX-D4500-E1ALA4-U | 22829700 | 693535 | Low harmonic SX DC bus supply, 500kW, 400V, IP54, with main switch and contactor, max. output freq. 400Hz
SX-D4500-E1ARA4-U | 23743300 | 693536 | Regenerative SX DC bus supply, 500kW, 400V, IP54, with main switch and contactor, max. output freq. 400Hz
SX-D4500-E1FA4 | 31455900 | 693537 | SX inverter IP54, 500 kW, 3~ 400 VAC, direct torque control, built-in filter, max. output freq. 400 Hz
SX-D4500-E1FRA4-U | 49151300 | 693538 | Regenerative SX, 500 kW, 400 V, DTC, with main switch and contactor, max. output freq. 400 Hz
SX-D4500-E1VA4 | 29330900 | 693539 | SX inverter IP54, 500 kW, 3~ 400 VAC, V/f drive, built-in filter, max. output freq. 400 Hz
SX-D4500-E1VA4-V | 33388300 | 702826 | SX inverter IP54, 500 kW, 3~ 400 VAC, V/f drive, built-in filter, max. output freq. 400 Hz with dV/dt filter included
SX-D4500-E1VRA4-U | 46810800 | 693540 | Regenerative SX, 500 kW, 400 V, V/f, with main switch and contactor, max. output freq. 400 Hz
SX-D45P5-EFA4 | 1204200 | 693541 | SX inverter IP54, 5.5 kW, 3~ 400 VAC, direct torque control, built-in filter, max. output freq. 400 Hz
SX-D45P5-EVA4 | 1107600 | 693542 | SX inverter IP54, 5.5 kW, 3~ 400 VAC, V/f drive, built-in filter, max. output freq. 400 Hz
SX-D45P5-EVA4-GR | 1316700 | 695319 | SX inverter IP54, 5.5 kW, 3~ 400 VAC, V/f drive, built-in filter, max. output freq. 400 Hz with coated board and marine option.
SX-D45P5-EVA4-Z5 | 1065000 | 702032 | SX inverter IP54, 5.5 kW, 3~ 400 VAC, V/f drive, built-in filter, max. output freq. 400 Hz with Fire Mode function.
SX-D4630-E1FA4 | 37951500 | 693543 | SX inverter IP54, 630 kW, 3~ 400 VAC, direct torque control, built-in filter, max. output freq. 400 Hz
SX-D4630-E1VA4 | 35475700 | 693544 | SX inverter IP54, 630 kW, 3~ 400 VAC, V/f drive, built-in filter, max. output freq. 400 Hz
SX-D47P5-EFA4 | 1265500 | 693545 | SX inverter IP54, 7.5 kW, 3~ 400 VAC, direct torque control, built-in filter, max. output freq. 400 Hz
SX-D47P5-EVA4 | 1079400 | 693546 | SX inverter IP54, 7.5 kW, 3~ 400 VAC, V/f drive, built-in filter, max. output freq. 400 Hz
SX-D47P5-EVA4-BEFGO1R | 2060700 | 702662 | SX inverter IP54, 7.5 kW, 3~ 400 VAC, V/f drive, built-in filter, max. output freq. 400 Hz with IT-Net filter configuration, standby power supply, Safe Stop, Coated boards, EtherCAT and Marine execution.
SX-D47P5-EVA4-Z5 | 1037700 | 702033 | SX inverter IP54, 7.5 kW, 3~ 400 VAC, V/f drive, built-in filter, max. output freq. 400 Hz with Fire Mode.
SX-D4800-E1FA4 | 44712600 | 693547 | SX inverter IP54, 800 kW, 3~ 400 VAC, direct torque control, built-in filter, max. output freq. 400 Hz
SX-D4800-E1VA4 | 41605900 | 693548 | SX inverter IP54, 800 kW, 3~ 400 VAC, V/f drive, built-in filter, max. output freq. 400 Hz
SX-D6011-EFA4 | 2637600 | 693021 | SX inverter IP54, 11 kW, 3~ 690 VAC, direct torque control, built-in filter, max. output freq. 400 Hz
SX-D6011-EVA4 | 2463700 | 692992 | SX inverter IP54, 11 kW, 3~ 690 VAC, V/f drive, built-in filter, max. output freq. 400 Hz
SX-D6015-EFA4 | 3026700 | 693022 | SX inverter IP54, 15 kW, 3~ 690 VAC, direct torque control, built-in filter, max. output freq. 400 Hz
SX-D6015-EVA4 | 2823600 | 692993 | SX inverter IP54, 15 kW, 3~ 690 VAC, V/f drive, built-in filter, max. output freq. 400 Hz
SX-D6015-EVA4-BEFGO1RW | 7194900 | 695869 | SX inverter IP54, 15 kW, 3~ 690 VAC, V/f drive, built-in filter, max. output freq. 400 Hz with IT-Net filter configuration, standby power supply, safe stop included, Coated boards, EtherCAT, Marine option included and du/dt filter.
SX-D6018-EFA4 | 3386500 | 693023 | SX inverter IP54, 18.5 kW, 3~ 690 VAC, direct torque control, built-in filter, max. output freq. 400 Hz
SX-D6018-EVA4 | 3159800 | 692994 | SX inverter IP54, 18.5 kW, 3~ 690 VAC, V/f drive, built-in filter, max. output freq. 400 Hz
SX-D6022-EFA4 | 3881100 | 693024 | SX inverter IP54, 22 kW, 3~ 690 VAC, direct torque control, built-in filter, max. output freq. 400 Hz
SX-D6022-EVA4 | 3621100 | 692995 | SX inverter IP54, 22 kW, 3~ 690 VAC, V/f drive, built-in filter, max. output freq. 400 Hz
SX-D6030-EFA4 | 4498900 | 693025 | SX inverter IP54, 30 kW, 3~ 690 VAC, direct torque control, built-in filter, max. output freq. 400 Hz
SX-D6030-EVA4 | 4199600 | 692996 | SX inverter IP54, 30 kW, 3~ 690 VAC, V/f drive, built-in filter, max. output freq. 400 Hz
SX-D6030-EVA4-BEFGO1RW | 4923200 | 695934 | SX inverter IP54, 30 kW, 3~ 690 VAC, V/f drive, built-in filter, max. output freq. 400 Hz, with IT-Net filter configuration, standby power supply, safe stop included, Coated boards, EtherCAT, Marine option included and du/dt filter.
SX-D6037-EFA4 | 5224200 | 693026 | SX inverter IP54, 37 kW, 3~ 690 VAC, direct torque control, built-in filter, max. output freq. 400 Hz
SX-D6037-EVA4 | 4872300 | 692997 | SX inverter IP54, 37 kW, 3~ 690 VAC, V/f drive, built-in filter, max. output freq. 400 Hz
SX-D6045-EFA4 | 6000400 | 693027 | SX inverter IP54, 45 kW, 3~ 690 VAC, direct torque control, built-in filter, max. output freq. 400 Hz
SX-D6045-EVA4 | 5599500 | 692998 | SX inverter IP54, 45 kW, 3~ 690 VAC, V/f drive, built-in filter, max. output freq. 400 Hz
SX-D6055-EFA4 | 6657200 | 692942 | SX inverter IP54, 55 kW, 3~ 690 VAC, direct torque control, built-in filter, max. output freq. 400 Hz
SX-D6055-EVA4 | 6209500 | 692999 | SX inverter IP54, 55 kW, 3~ 690 VAC, V/f drive, built-in filter, max. output freq. 400 Hz
SX-D6055-EVA4-BEFGO1R-Y56-1 | 6189700 | 693549 | SX inverter IP54, 55 kW, 3~ 690 VAC, V/f drive, built-in filter, max. output freq. 400 Hz
SX-D6075-EFA4 | 6817400 | 692943 | SX inverter IP54, 75 kW, 3~ 690 VAC, direct torque control, built-in filter, max. output freq. 400 Hz
SX-D6075-EVA4 | 6422900 | 693000 | SX inverter IP54, 75 kW, 3~ 690 VAC, V/f drive, built-in filter, max. output freq. 400 Hz
SX-D6090-EFA4 | 6540200 | 693550 | SX inverter IP54, 90 kW, 3~ 690 VAC, direct torque control, built-in filter, max. output freq. 400 Hz
SX-D6090-EVA4 | 6221000 | 693551 | SX inverter IP54, 90 kW, 3~ 690 VAC, V/f drive, built-in filter, max. output freq. 400 Hz
SX-D6090-EVA4-BEFGO1R | 7156600 | 695848 | SX inverter IP54, 90 kW, 3~ 690 VAC, V/f drive, built-in filter, max. output freq. 400 Hz with IT-Net filter configuration, Standby power supply, Safe stop, Coated boards, EtherCAT and Marine option.
SX-D6110-E1FLA4-U | 17766000 | 693552 | Low harmonic SX, 110 kW, 690 V, IP54, DTC, with main switch and contactor, max. output freq. 400 Hz
SX-D6110-E1FRA4-U | 19500200 | 693553 | Regenerative SX, 110 kW, 690 V, IP54, DTC, with main switch and contactor, max. output freq. 400 Hz
SX-D6110-E1VLA4-U | 16920000 | 693554 | Low harmonic SX, 110 kW, 690 V, IP54, V/f, with main switch and contactor, max. output freq. 400 Hz
SX-D6110-E1VRA4-U | 18571600 | 693555 | Regenerative SX, 110 kW, 690 V, IP54, V/f, with main switch and contactor, max. output freq. 400 Hz
SX-D6110-EFA4 | 7463500 | 693556 | SX inverter IP54, 110 kW, 3~ 690 VAC, direct torque control, built-in filter, max. output freq. 400 Hz
SX-D6110-EVA4 | 7109700 | 693557 | SX inverter IP54, 110 kW, 3~ 690 VAC, V/f drive, built-in filter, max. output freq. 400 Hz
SX-D6132-E1FLA4-U | 19168200 | 693558 | Low harmonic SX, 132 kW, 690 V, IP54, DTC, with main switch and contactor, max. output freq. 400 Hz
SX-D6132-E1FRA4-U | 21042300 | 693559 | Regenerative SX, 132 kW, 690 V, IP54, DTC, with main switch and contactor, max. output freq. 400 Hz
SX-D6132-E1VLA4-U | 18255800 | 693560 | Low harmonic SX, 132 kW, 690 V, IP54, V/f, with main switch and contactor, max. output freq. 400 Hz
SX-D6132-E1VRA4-U | 20040800 | 693561 | Regenerative SX, 132 kW, 690 V, IP54, V/f, with main switch and contactor, max. output freq. 400 Hz
SX-D6132-EFA4 | 8386700 | 693562 | SX inverter IP54, 132 kW, 3~ 690 VAC, direct torque control, built-in filter, max. output freq. 400 Hz
SX-D6132-EVA4 | 7997900 | 693563 | SX inverter IP54, 132 kW, 3~ 690 VAC, V/f drive, built-in filter, max. output freq. 400 Hz
SX-D6160-E1FLA4-U | 21177800 | 693564 | Low harmonic SX, 160 kW, 690 V, IP54, DTC, with main switch and contactor, max. output freq. 400 Hz
SX-D6160-E1FRA4-U | 23245700 | 693565 | Regenerative SX, 160 kW, 690 V, IP54, DTC, with main switch and contactor, max. output freq. 400 Hz
SX-D6160-E1VLA4-U | 20169800 | 693566 | Low harmonic SX, 160 kW, 690 V, IP54, V/f, with main switch and contactor, max. output freq. 400 Hz
SX-D6160-E1VRA4-U | 22138100 | 693567 | Regenerative SX, 160 kW, 690 V, IP54, V/f, with main switch and contactor, max. output freq. 400 Hz
SX-D6160-EFA4 | 9810100 | 693568 | SX Inverter IP54, 160kW, 3~ 690VAC, direct torque control, built in filter, max. output freq. 400 Hz
SX-D6160-EFA4-C | 10071400 | 693569 | SX Inverter IP54, 160kW, 3~ 690VAC, direct torque control, built in filter, max. output freq. 400 Hz
SX-D61P5-EFA4 | 2082500 | 693015 | SX inverter IP54, 1.5 kW, 3~ 690 VAC, direct torque control, built-in filter, max. output freq. 400 Hz
SX-D61P5-EVA4 | 1947600 | 692986 | SX inverter IP54, 1.5 kW, 3~ 690 VAC, V/f drive, built-in filter, max. output freq. 400 Hz
SX-D6200-E1ALA4-U | 11969100 | 693571 | Low harmonic SX DC bus supply, 200kW, 690V, IP54, with main switch and contactor, max. output freq. 400Hz
SX-D6200-E1ARA4-U | 12447600 | 693572 | Regenerative SX DC bus supply, 200kW, 690V, IP54, with main switch and contactor, max. output freq. 400Hz
SX-D6200-EFA4 | 15479900 | 693573 | SX inverter IP54, 200 kW, 3~ 690 VAC, direct torque control, built-in filter, max. output freq. 400 Hz
SX-D6200-EVA4 | 14991600 | 693574 | SX inverter IP54, 200 kW, 3~ 690 VAC, V/f drive, built-in filter, max. output freq. 400 Hz
SX-D6250-E1FA4 | 17982500 | 693575 | SX inverter IP54, 250 kW, 3~ 690 VAC, direct torque control, built-in filter, max. output freq. 400 Hz
SX-D6250-E1FLA4-U | 34697900 | 693576 | Low harmonic SX, 250 kW, 690 V, IP54, DTC, with main switch and contactor, max. output freq. 400 Hz
SX-D6250-E1FRA4-U | 38045500 | 693577 | Regenerative SX, 250 kW, 690 V, IP54, DTC, with main switch and contactor, max. output freq. 400 Hz
SX-D6250-E1VA4 | 17311300 | 693578 | SX inverter IP54, 250 kW, 3~ 690 VAC, V/f drive, built-in filter, max. output freq. 400 Hz
SX-D6250-E1VLA4-U | 33045700 | 693579 | Low harmonic SX, 250 kW, 690 V, IP54, V/f, with main switch and contactor, max. output freq. 400 Hz
SX-D6250-E1VRA4-U | 36234200 | 693580 | Regenerative SX, 250 kW, 690 V, IP54, V/f, with main switch and contactor, max. output freq. 400 Hz
SX-D62P2-EFA4 | 2127500 | 693016 | SX inverter IP54, 2.2 kW, 3~ 690 VAC, direct torque control, built-in filter, max. output freq. 400 Hz
SX-D62P2-EVA4 | 1986800 | 692987 | SX inverter IP54, 2.2 kW, 3~ 690 VAC, V/f drive, built-in filter, max. output freq. 400 Hz
SX-D6315-E1FA4 | 21625500 | 693581 | SX inverter IP54, 315 kW, 3~ 690 VAC, direct torque control, built-in filter, max. output freq. 400 Hz
SX-D6315-E1FLA4-U | 37126500 | 693582 | Low harmonic SX, 315 kW, 690 V, IP54, DTC, with main switch and contactor, max. output freq. 400 Hz
SX-D6315-E1FRA4-U | 40716400 | 693583 | Regenerative SX, 315 kW, 690 V, IP54, DTC, with main switch and contactor, max. output freq. 400 Hz
SX-D6315-E1VA4 | 20788300 | 693584 | SX inverter IP54, 315 kW, 3~ 690 VAC, V/f drive, built-in filter, max. output freq. 400 Hz
SX-D6315-E1VLA4-U | 35359000 | 693585 | Low harmonic SX, 315 kW, 690 V, IP54, V/f, with main switch and contactor, max. output freq. 400 Hz
SX-D6315-E1VRA4-U | 38778100 | 693586 | Regenerative SX, 315 kW, 690 V, IP54, V/f, with main switch and contactor, max. output freq. 400 Hz
SX-D6355-E1FA4 | 23390600 | 693587 | SX inverter IP54, 355 kW, 3~ 690 VAC, direct torque control, built-in filter, max. output freq. 400 Hz
SX-D6355-E1FLA4-U | 39029000 | 693588 | Low harmonic SX, 355 kW, 690 V, IP54, DTC, with main switch and contactor, max. output freq. 400 Hz
SX-D6355-E1FRA4-U | 42809600 | 693589 | Regenerative SX, 355 kW, 690 V, IP54, DTC, with main switch and contactor, max. output freq. 400 Hz
SX-D6355-E1VA4 | 22530500 | 693590 | SX inverter IP54, 355 kW, 3~ 690 VAC, V/f drive, built-in filter, max. output freq. 400 Hz
SX-D6355-E1VLA4-U | 37170300 | 693591 | Low harmonic SX, 355 kW, 690 V, IP54, V/f, with main switch and contactor, max. output freq. 400 Hz
SX-D6355-E1VRA4-U | 40770600 | 693592 | Regenerative SX, 355 kW, 690 V, IP54, V/f, with main switch and contactor, max. output freq. 400 Hz
SX-D63P0-EFA4 | 2188100 | 693017 | SX inverter IP54, 3 kW, 3~ 690 VAC, direct torque control, built-in filter, max. output freq. 400 Hz
SX-D63P0-EVA4 | 2041600 | 692988 | SX inverter IP54, 3 kW, 3~ 690 VAC, V/f drive, built-in filter, max. output freq. 400 Hz
SX-D6400-E1ALA4-U | 20781800 | 693593 | Low harmonic SX DC bus supply, 400kW, 690V, IP54, with main switch and contactor, max. output freq. 400Hz
SX-D6400-E1ARA4-U | 21613200 | 693594 | Regenerative SX DC bus supply, 400kW, 690V, IP54, with main switch and contactor, max. output freq. 400Hz
SX-D6450-E1FA4 | 28436800 | 693595 | SX inverter IP54, 450 kW, 3~ 690 VAC, direct torque control, built-in filter, max. output freq. 400 Hz
SX-D6450-E1FLA4-U | 52204500 | 693596 | Low harmonic SX, 450 kW, 690 V, IP54, DTC, with main switch and contactor, max. output freq. 400 Hz
SX-D6450-E1FRA4-U | 57241500 | 693597 | Regenerative SX, 450 kW, 690 V, IP54, DTC, with main switch and contactor, max. output freq. 400 Hz
SX-D6450-E1VA4 | 27324200 | 693598 | SX inverter IP54, 450 kW, 3~ 690 VAC, V/f drive, built-in filter, max. output freq. 400 Hz
SX-D6450-E1VLA4-U | 49718700 | 693599 | Low harmonic SX, 450 kW, 690 V, IP54, V/f, with main switch and contactor, max. output freq. 400 Hz
SX-D6450-E1VRA4-U | 54515500 | 693600 | Regenerative SX, 450 kW, 690 V, IP54, V/f, with main switch and contactor, max. output freq. 400 Hz
SX-D64P0-EFA4 | 2264300 | 693018 | SX inverter IP54, 4 kW, 3~ 690 VAC, direct torque control, built-in filter, max. output freq. 400 Hz
SX-D64P0-EVA4 | 2111800 | 692989 | SX inverter IP54, 4 kW, 3~ 690 VAC, V/f drive, built-in filter, max. output freq. 400 Hz
SX-D6500-E1FA4 | 31642600 | 693601 | SX inverter IP54, 500 kW, 3~ 690 VAC, direct torque control, built-in filter, max. output freq. 400 Hz
SX-D6500-E1VA4 | 30492200 | 693602 | SX inverter IP54, 500 kW, 3~ 690 VAC, V/f drive, built-in filter, max. output freq. 400 Hz
SX-D6560-E1FLA4-U | 54723000 | 693603 | Low harmonic SX, 560 kW, 690 V, IP54, DTC, with main switch and contactor, max. output freq. 400 Hz
SX-D6560-E1FRA4-U | 60011700 | 693604 | Regenerative SX, 560 kW, 690 V, IP54, DTC, with main switch and contactor, max. output freq. 400 Hz
SX-D6560-E1VLA4-U | 52117800 | 693605 | Low harmonic SX, 560 kW, 690 V, IP54, V/f, with main switch and contactor, max. output freq. 400 Hz
SX-D6560-E1VRA4-U | 57154000 | 693606 | Regenerative SX, 560 kW, 690 V, IP54, V/f, with main switch and contactor, max. output freq. 400 Hz
SX-D65P5-EFA4 | 2356200 | 693019 | SX inverter IP54, 5.5 kW, 3~ 690 VAC, direct torque control, built-in filter, max. output freq. 400 Hz
SX-D65P5-EVA4 | 2197900 | 692990 | SX inverter IP54, 5.5 kW, 3~ 690 VAC, V/f drive, built-in filter, max. output freq. 400 Hz
SX-D6600-E1ALA4-U | 29670200 | 693607 | Low harmonic SX DC bus supply, 600kW, 690V, IP54, with main switch and contactor, max. output freq. 400Hz
SX-D6600-E1ARA4-U | 30856900 | 693608 | Regenerative SX DC bus supply, 600kW, 690V, IP54, with main switch and contactor, max. output freq. 400Hz
SX-D6600-E1FA4 | 35481500 | 693609 | SX inverter IP54, 600 kW, 3~ 690 VAC, direct torque control, built-in filter, max. output freq. 400 Hz
SX-D6600-E1VA4 | 34134900 | 693610 | SX inverter IP54, 600 kW, 3~ 690 VAC, V/f drive, built-in filter, max. output freq. 400 Hz
SX-D6630-E1FA4 | 38215700 | 693611 | SX inverter IP54, 630 kW, 3~ 690 VAC, direct torque control, built-in filter, max. output freq. 400 Hz
SX-D6630-E1VA4 | 36748700 | 693612 | SX inverter IP54, 630 kW, 3~ 690 VAC, V/f drive, built-in filter, max. output freq. 400 Hz
SX-D6710-E1FA4 | 41975800 | 693613 | SX inverter IP54, 710 kW, 3~ 690 VAC, direct torque control, built-in filter, max. output freq. 400 Hz
SX-D6710-E1VA4 | 40312300 | 693614 | SX inverter IP54, 710 kW, 3~ 690 VAC, V/f drive, built-in filter, max. output freq. 400 Hz
SX-D67P5-EFA4 | 2403100 | 693020 | SX inverter IP54, 7.5 kW, 3~ 690 VAC, direct torque control, built-in filter, max. output freq. 400 Hz
SX-D67P5-EVA4 | 2244700 | 692991 | SX inverter IP54, 7.5 kW, 3~ 690 VAC, V/f drive, built-in filter, max. output freq. 400 Hz
SX-D6800-E1FA4 | 48074000 | 693615 | SX inverter IP54, 800 kW, 3~ 690 VAC, direct torque control, built-in filter, max. output freq. 400 Hz
SX-D6800-E1VA4 | 46214800 | 693616 | SX inverter IP54, 800 kW, 3~ 690 VAC, V/f drive, built-in filter, max. output freq. 400 Hz
SX-D6900-E1FA4 | 52233900 | 693617 | SX inverter IP54, 900 kW, 3~ 690 VAC, direct torque control, built-in filter, max. output freq. 400 Hz
SX-D6900-E1VA4 | 50174800 | 693370 | SX inverter IP54, 900 kW, 3~ 690 VAC, V/f drive, built-in filter, max. output freq. 400 Hz
SX-OP01-00-E | 68000 | 374849 | Accessory inverter, SX, digital operator
SX-OP01-11-E | 39320 | 374850 | Operator panel blank cover
SX-OP02-00-E | 137600 | 358163 | Accessory inverter, SX, panel kit incl operator
SX-OP02-51-E | 104200 | 361773 | Accessory inverter, SX, programming cable for SX-D4030 and higher
SX-OP04-00-E | 137600 | 694164 | Accessory inverter, SX, Inverter digital 4-lines operator.
Sysdrive Selector CD | 3925 | 139363
SYSMAC-AICMSENGE01L | 795400 | 703170 | AI Controller Data Mining, Model setting edition license only, single user (requires SYSMAC-AICSTENGE00D download or installation DVD, available separately)
SYSMAC-AICMSENGE10L | 3183000 | 703171 | AI Controller Data Mining, Model setting edition license only, 10 users (requires SYSMAC-AICSTENGE00D download or installation DVD, available separately)
SYSMAC-AICMSENGE30L | 6343700 | 703172 | AI Controller Data Mining, Model setting edition license only, 30 users (requires SYSMAC-AICSTENGE00D download or installation DVD, available separately)
SYSMAC-AICMSENGE50L | 8728900 | 703173 | AI Controller Data Mining, Model setting edition license only, 50 users (requires SYSMAC-AICSTENGE00D download or installation DVD, available separately)
SYSMAC-AICSTE00D | 19550 | 685589 | AI Controller Standard Software Tool, Media only
SYSMAC-AICSTE01L | 926600 | 685590 | AI Controller Standard Software Tool, 1 Licence
SYSMAC-AICSTE10L | 3412900 | 685591 | AI Controller Standard Software Tool 10 Licence
SYSMAC-AICSTE30L | 7215600 | 685592 | AI Controller Standard Software Tool 30 Licence
SYSMAC-AICSTE50L | 9750400 | 685593 | AI Controller Standard Software Tool 50 Licence
SYSMAC-AICSTENGE01L | 2030700 | 693649 | AI Controller Data Mining license only, single user (requires SYSMAC-AICSTENGE00D download or installation DVD, available separately)
SYSMAC-AICSTENGE10L | 8136800 | 703167 | AI Controller Data Mining license only, 10 users (requires SYSMAC-AICSTENGE00D download or installation DVD, available separately)
SYSMAC-AICSTENGE30L | 16268500 | 703168 | AI Controller Data Mining license only, 30 users (requires SYSMAC-AICSTENGE00D download or installation DVD, available separately)
SYSMAC-AICSTENGE50L | 22372200 | 703169 | AI Controller Data Mining license only, 50 users (requires SYSMAC-AICSTENGE00D download or installation DVD, available separately)
SYSMAC-AICSTEXXL | 15112900 | 685594 | AI Controller Standard Software Tool Site Licence
SYSMAC-AL0100D | 14190 | 382783 | Sysmac controller NJ software, rotating knives application library, installation DVD
SYSMAC-AL0101L | 203100 | 382784 | Sysmac controller NJ software, rotating knives application library, 1 licence
SYSMAC-DE001L | 76750 | 673372 | Sysmac Studio Drive Edition
SYSMACDEMOCASEV4 | 6138500 | 672495 | Sysmac Demo Case Version 4
SYSMAC-FE001L | 315900 | 684740 | Sysmac Studio Safety Edition is a license including necessary setting functions for the safety control system. (license only, you need the Sysmac Studio Standard Edition DVD media to install it)
SYSMAC-GATEWAY-RUN-V1 | 176300 | 330816 | Communications middleware for PC's. Supports CIP communications and tag data links (EtherNet/IP) in addition to FinsGateway functions 1 license version
SYSMAC-HE001L | 166800 | 410040 | Software, Sysmac studio, HMI edition
SYSMAC-HE001L-CC | 172500 | 659567 | Sysmac Studio HMI Edition for CX-One customers
SYSMAC-LE201L | 562700 | 672883 | Sysmac Studio Lite license only, single user (requires SYSMAC-SE200D download or installation DVD, available separately)
SYSMAC-LE203L | 1274500 | 672793 | Sysmac Studio Lite license only, 3 user (requires SYSMAC-SE200D download or installation DVD, available separately)
SYSMAC-LE210L | 2604500 | 672792 | Sysmac Studio Lite license only, 10 users (requires SYSMAC-SE200D download or installation DVD, available separately)
SYSMAC-LU501L | 682500 | 673371 | Sysmac Studio Lite to Sysmac Studio Standard upgrade, 1-user licence only
SYSMAC-LU503L | 1364700 | 673374 | Sysmac Studio Lite to Sysmac Studio Standard upgrade, 3-user licence only
SYSMAC-LU510L | 2728500 | 673373 | 10-user licence only, upgrade version, for Sysmac Studio Lite to Sysmac Studio Standard
SYSMAC-ME001L | 220700 | 377593 | Sysmac Studio Measurement Edition 1 User Licence
SYSMAC-ME003L | 550300 | 377594 | Sysmac Studio Measurement Edition 3 User Licence
SYSMAC-NE001L | 166800 | 410039 | Sysmac Studio NX I/O Edition
SYSMAC-NE001L-CC | 172500 | 659566 | Sysmac Studio I/O Edition for CX-One customers
SYSMAC-RA401L | 651800 | 669799 | Sysmac Studio Vision and Delta Robots Integrated Simulation
SYSMAC-RTNC0000D | 22270 | 679805 | CNC operator DVD
SYSMAC-RTNC0001L | 661800 | 679804 | CNC operator Additional license
SYSMAC-RTNC0101D | 1163100 | 679803 | CNC operator SDK DVD
SYSMAC-SA401L-64 | 243600 | 695814 | Sysmac Studio 3D Simulation Option (64 bit) 1 User License
SYSMAC-SA403L-64 | 924500 | 695813 | Sysmac Studio 3D Simulation Option (64 bit) 3 Users License
SYSMAC-SA410L-64 | 1848700 | 695812 | Sysmac Studio 3D Simulation Option (64 bit) 10 Users License
SYSMAC-SA430L-64 | 3881700 | 695811 | Sysmac Studio 3D Simulation Option (64 bit) 30 Users License
SYSMAC-SA450L-64 | 5360100 | 695810 | Sysmac Studio 3D Simulation Option (64 bit) 50 Users License
SYSMAC-SA4XXL-64 | 8317500 | 695809 | Sysmac Studio 3D Simulation Option (64 bit) Site User License
SYSMAC-SE200D | 18270 | 355294 | Sysmac Studio installation DVD only, for Windows XP or Windows 7/8, 32 or 64-bit versions (requires SYSMAC-SE2**L license)
SYSMAC-SE201L | 1188400 | 355295 | Sysmac Studio license only, single user (requires SYSMAC-SE200D download or installation DVD, available separately)
SYSMAC-SE203L | 2402100 | 355296 | Sysmac Studio license only, 3 user (requires SYSMAC-SE200D installation DVD, available separately)
SYSMAC-SE210L | 4663200 | 355297 | Sysmac Studio license only, 10 user (requires SYSMAC-SE200D installation DVD, available separately)
SYSMAC-SE230L | 9795100 | 355298 | Sysmac Studio license only, 30 user (requires SYSMAC-SE200D installation DVD, available separately)
SYSMAC-SE250L | 13522300 | 355299 | Sysmac Studio license only, 50 user (requires SYSMAC-SE200D installation DVD, available separately)
SYSMAC-SE2XXL | 21075500 | 355300 | Sysmac Studio license only, site license (requires SYSMAC-SE200D installation DVD, available separately)
SYSMAC-SE2XXL-ED | 1170900 | 659565 | Sysmac Studio Educational Edition site license
SYSMAC-TA401L | 274800 | 680950 | Sysmac Studio Team Option 1 User License
SYSMAC-TA403L | 558500 | 680952 | Sysmac Studio Team Option 3 Users License
SYSMAC-TA410L | 1088800 | 680951 | Sysmac Studio Team Option 10 Users License
SYSMAC-TA430L | 2291100 | 680954 | Sysmac Studio Team Option 30 Users License
SYSMAC-TA450L | 3168000 | 680953 | Sysmac Studio Team Option 50 Users License
SYSMAC-TA4XXL | 4940100 | 680955 | Sysmac Studio Team Option Site License
SYSMAC-VE001L | 220700 | 356659 | Sysmac Studion license, vision editor only (requires SYSMAC-SE200D installation DVD, available separately)
SYSMAC-ZPA001005L | 371100 | 685580 | AI Predictive Maintenance Library (Cylinder), 5 Licence
SYSMAC-ZPA001010L | 595300 | 685581 | AI Predictive Maintenance Library (Cylinder), 10 Licence
SYSMAC-ZPA001050L | 1638500 | 685582 | AI Predictive Maintenance Library (Cylinder), 50 Licence
SYSMAC-ZPA002005L | 371100 | 685583 | AI Predictive Maintenance Library (Ball Screw), 5 Licence
SYSMAC-ZPA002010L | 595300 | 685584 | AI Predictive Maintenance Library (Ball Screw), 10 Licence
SYSMAC-ZPA002050L | 1638500 | 685585 | AI Predictive Maintenance Library (Ball Screw), 50 Licence
SYSMAC-ZPA003005L | 371100 | 685586 | AI Predictive Maintenance Library (Belt & Pulley), 5 Licence
SYSMAC-ZPA003010L | 595300 | 685587 | AI Predictive Maintenance Library (Belt & Pulley), 10 Licence
SYSMAC-ZPA003050L | 1638500 | 685588 | AI Predictive Maintenance Library (Belt & Pulley), 50 Licence
SYSMACSAFETYEXTDEMO1 | 2612700 | 392535 | Sysmac Safety Demo Case, Aditional to the EtherCat case or can be used as standAlone.
SZ-010 | 8940 | 692748 | Surface-mounting Bracket for LR Signal Tower, Aluminium
SZ-016A | 9285 | 226896 | Signal tower, lower pole mounting bracket
SZ-310AR | 6360 | 351449 | CLA bracket, standard, with screw, 2 pcs
SZ-70L | 20100 | 682619 | Pre-assembled mounting set with 'L' bracket for model LME-W
SZK-001U | 12620 | 678267 | Wall-mount Bracket for N Type Aluminum Pole
SZK-002K | 7430 | 681962 | Wall mounting bracket Signal Tower, black
SZK-002U | 5995 | 678249 | Wall-mount Bracket for LR4/LR5, Silver
SZK-002W | 5995 | 678268 | Wall-mount Bracket for LR4/LR5, Off-white
SZK-003K | 8600 | 681961 | Wall mounting bracket Signal Tower, black
SZK-003U | 5995 | 678308 | Wall-mount Bracket for LR6/LR7, Silver
SZK-003W | 5995 | 678287 | Wall-mount Bracket for LR6/LR7, Off-white
SZK-004W | 11870 | 685895 | Wall-mount Bracket for LR6/LR7, Off-white
SZL-001 | 3603 | 678254 | L Bracket for T Type Aluminum Pole
SZP-001W | 8305 | 675483 | Circular Multi-pitch Bracket for N Type Aluminum Pole
SZP-002U | 8600 | 675485 | Circular Bracket for N Type Aluminum Pole
SZP-003K | 6295 | 681979 | Circular Bracket diameter 40 mm with 3 mounting holes 5 mm
SZP-003U | 6295 | 679424 | Circular bracket, Silver
SZP-003W | 6300 | 675484 | Circular Bracket for N Type Aluminum Pole
SZP-004K | 13500 | 685805 | Pole bracket, Color Black
SZP-004W | 13500 | 685806 | Pole bracket, Color Off-white
SZP-090U | 25820 | 682620 | Circular Bracket for N Type Aluminum Pole
SZP-091U | 25240 | 682621 | Circular Bracket for N Type Aluminum Pole
SZP-092D | 11490 | 690237 | NPT 1/2" Bracket for NE-24A and NE-M1
SZQ-001W | 16840 | 678278 | Angle Bracket for N Type Aluminum Pole
SZW-001W | 4808 | 678248 | Circular Bracket
TB-MA-19P-A7 | 9270 | 365589 | OUTPUT TERMINAL for CP1L-M30DR-A
TB-MA-19P-A8 | 9270 | 365591 | OUTPUT TERMINAL for CP1L-M30DT_-D, CP1L-EM30DR-D and CP1L-EM30DT_-D
TB-MA-24P-A5 | 11100 | 365588 | INPUT TERMINAL for CP1L-M30DT-A
TB-MA-24P-A6 | 11100 | 365590 | INPUT TERMINAL for CP1L-M30DR-D
TB-MA-24P-A7 | 11160 | 365593 | OUTPUT TERMINAL for CP1L-M40DR-A
TB-MA-24P-A8 | 11160 | 365595 | OUTPUT TERMINAL for CP1L-M40DT_-D, CP1L-EM40DR-D and CP1L-EM40DT_-D
TB-MA-24P-AS2 | 7240 | 365600 | OUTPUT TERMINAL for CP1H-X40DR-A
TB-MA-24P-AS3 | 7240 | 365602 | OUTPUT TERMINAL for CP1H-XA40DT1-D, CP1H-X40DT_-D
TB-MA-24P-AS4 | 7240 | 365604 | OUTPUT TERMINAL for CP1H-Y20DT-D
TB-MA-29P-A5 | 13150 | 365592 | INPUT TERMINAL for CP1L-M40DT-A
TB-MA-29P-A6 | 13190 | 365594 | INPUT TERMINAL for CP1L-M40DR-D
TB-MA-29P-AS2 | 8715 | 365599 | INPUT TERMINAL for CP1H-XA40DR-A
TB-MA-29P-AS3 | 8715 | 365601 | INPUT TERMINAL for CP1H-XA40DT-D
TB-MA-29P-AS4 | 8715 | 365603 | INPUT TERMINAL for CP1H-Y20DT-D
TB-MA-34P-A7 | 15710 | 365597 | OUTPUT TERMINAL for CP1L-M60DR-A
TB-MA-34P-A8 | 15710 | 365598 | OUTPUT TERMINAL for CP1L-M60DT_-D
TB-MA-41P-A5 | 17970 | 365596 | INPUT TERMINAL for CP1L-M60DT-A
TB-MA-41P-A6 | 15830 | 365406 | INPUT TERMINAL for CP1L-M60DR-D
TBW18N | 948600 | 374646 | Moving Coil TBW18, fn = 1140 N, vmax = 3 m/s
TBW18S | 948600 | 374647 | Moving Coil TBW18, fn = 1140 N, vmax = 6 m/s
TBW30N | 1236100 | 374648
TBW30S | 1236100 | 374649
TBW45N | 1875900 | 379014
TBW45S | 1664100 | 356846
TC12016 | 451700 | 690159 | High resolution telecentric lens for 1/2" detectors, magnification 0.385x, C-Mount
TC12024 | 488700 | 680723 | High resolution telecentric lens for 1/2" detectors, magnification 0.255 x, C-Mount
TC12036 | 601400 | 680192 | High resolution telecentric lens for 1/2" detectors, magnification 0.177 x, C-Mount
TC12048 | 628400 | 677810 | High resolution telecentric lens for 1/2" detectors, magnification 0.134x, C-Mount
TC12056 | 724200 | 686050 | High resolution telecentric lens for 1/2" detectors, magnification 0.114x, C-Mount
TC12064 | 827800 | 690470 | High resolution telecentric lens for 1/2" detectors, magnification 0.100x, C-Mount
TC12080 | 1111700 | 683786 | High resolution telecentric lens for 1/2" detectors, magnification 0.068x, C-Mount
TC12096 | 1354700 | 680428 | High resolution telecentric lens for 1/2" detectors, magnification 0.068x, C-Mount
TC12120 | 1757000 | 708271 | Bi-telecentric lens for 1/2″ sensors, magnification 0.052 x, C-mount
TC12144 | 2339900 | 707316 | Bi-telecentric lens for 1/2″ detectors, magnification 0.044 x, C-mount
TC13024 | 488700 | 680033 | High resolution telecentric lens for 1/3" detectors, magnification 0.192 x, C-Mount
TC13036 | 610000 | 690307 | High resolution telecentric lens for 1/3" detectors, magnification 0.133x, C-Mount
TC13048 | 628400 | 677811 | High resolution telecentric lens for 1/3" detectors, magnification 0.098x, C-Mount
TC13056 | 724200 | 679199 | High resolution telecentric lens for 1/3" detectors, magnification 0.084x, C-Mount
TC1MHR024-C | 961600 | 702470 | High resolution telecentric lens for 1/1.2" detectors, magnification 0.424x, C-mount
TC1MHR056-C | 1097100 | 707351 | High resolution telecentric lens for 1/1.2" detectors, magnification 0.190x, C-mount
TC1MHR064-C | 1220200 | 702469 | High resolution telecentric lens for 1/1.2" detectors, magnification 0.166x, C-mount
TC1MHR120-C | 2392900 | 707317 | High resolution telecentric lens for 1/1.2" detectors, magnification 0.087x, C-mount
TC23004 | 304400 | 696437 | High resolution telecentric lens for 2/3" detectors, magnification 2.0x, C-Mount
TC23007 | 304400 | 695402 | High resolution telecentric lens for 2/3" detectors, magnification 1.33x, C-Mount
TC23009 | 300700 | 683882 | High resolution telecentric lens for 2/3" detectors, magnification 1.000x, C-Mount
TC23012 | 405000 | 688646 | High resolution telecentric lens for 2/3" detectors, magnification 0.735x, C-Mount
TC23016 | 451700 | 685428 | High resolution telecentric lens for 2/3" detectors, magnification 0.528x, C-Mount
TC23024 | 488700 | 685138 | High resolution telecentric lens for 2/3" detectors, magnification 0.350x, C-Mount
TC23036 | 614500 | 684825 | High resolution telecentric lens for 2/3" detectors, magnification 0.243x, C-Mount
TC23048 | 628400 | 684110 | High resolution telecentric lens for 2/3" detectors, magnification 0.184x, C-Mount
TC23056 | 734400 | 688671 | High resolution telecentric lens for 2/3" detectors, magnification 0.157x, C-Mount
TC23064 | 828000 | 682236 | High resolution telecentric lens for 2/3" detectors, magnification 0.138x, C-Mount
TC23072 | 1127000 | 690582 | High resolution telecentric lens for 2/3" detectors, magnification 0.122x, C-Mount
TC23080 | 1127000 | 690567 | High resolution telecentric lens for 2/3" detectors, magnification 0.110x, C-Mount
TC23110 | 1733800 | 690273 | High resolution telecentric lens for 2/3" detectors, magnification 0.079x, C-Mount
TC23144 | 2315200 | 688574 | High resolution telecentric lens for 2/3" detectors, magnification 0.061x, C-Mount
TC23172 | 3764700 | 702844 | High resolution telecentric lens for 2/3" detectors, magnification 0.051x, C-Mount
TC23192 | 3847200 | 683881 | High resolution telecentric lens for 2/3" detectors, magnification 0.046x, C-Mount
TC23240 | 5680300 | 708959 | Bi-telecentric lens for 2/3" sensors, magnification 0.037 x, C-mount
TC2MHR024-C | 945300 | 684778 | High resolution telecentric lens for 1" detectors, magnification 0.508x, C-mount
TC2MHR036-C | 1016400 | 685696 | High resolution telecentric lens for 1" detectors, magnification 0.353x, C-mount
TC2MHR048-C | 1075600 | 683823 | High resolution telecentric lens for 1" detectors, magnification 0.268x, C Mount
TC2MHR056-C | 1155500 | 707126 | High resolution telecentric lens for 1″ detectors, magnification 0.228x, C-mount
TC2MHR064-C | 1216900 | 681982 | High resolution telecentric lens for 1" detectors, magnification 0.200x, C Mount
TC2MHR080-C | 1416200 | 692924 | High resolution telecentric lens for 1" detectors, magnification 0.160x, C Mount
TC2MHR096-C | 1521700 | 689466 | High resolution telecentric lens for 1" detectors, magnification 0.137x, C Mount
TC2MHR120-C | 2303000 | 702979 | High resolution telecentric lens for 1″ detectors, magnification 0.104x, C-mount.
TC2MHR240 | 6574100 | 690223 | High resolution telecentric lens for 1" detectors, magnification 0.053x, C Mount
TC2MHRP240-C | 6568400 | 708031 | High resolution bi-telecentric lens for 1″ detectors, magnification 0.053x, C-mount
TC3MHR024-C | 958800 | 689166 | High resolution telecentric lens for 1.2" detectors, magnification 0.564x, C-Mount
TC3MHR036-C | 1030300 | 688915 | High resolution telecentric lens for 1.2" detectors, magnification 0.392x, C-Mount
TC3MHR048-C | 1088900 | 699558 | High resolution telecentric lens for 1.1" detectors, magnification 0.303x, C-Mount
TC3MHR064-C | 1237600 | 702578 | High resolution telecentric lens for 1.1" detectors, magnification 0.227x, C-Mount
TC3MHR096-C | 1521700 | 689116 | High resolution telecentric lens for 1.1" detectors, magnification 0.153x, C-Mount
TC3MHR120-C | 2274500 | 689964 | High resolution telecentric lens for 1.1" detectors, magnification 0.118x, C-Mount
TC3MHR192-C | 4355000 | 700927 | High resolution telecentric lens for 1.1" detectors, magnification 0.75x, C-Mount
TC3MHR240-C | 6563000 | 700952 | High resolution telecentric lens for 1.1" detectors, magnification 0.059x, C-Mount
TC4MHR016-C | 923500 | 689581 | High resolution telecentric lens for 1.2" detectors, image circle 21.6 mm, magnification 1.055x, C-Mount
TC4MHR024-C | 945300 | 680686 | High resolution telecentric lens for 1.2" detectors, magnification 0.700x, C Mount
TC4MHR024-E | 945300 | 685431 | High resolution telecentric lens for 1.2" detectors, image circle 21.6 mm, magnification 0.700x, M42x1 mount, Flange distance 16 mm
TC4MHR048-E | 1075600 | 681090 | High resolution telecentric lens for 1.2" detectors, magnification 0.369x, M42x1 mount, Flange distance 16 mm
TC4MHR056-C | 1105300 | 701263 | High resolution telecentric lens for 1.2" detectors, magnification 0.314x, C-Mount
TC4MHR056-E | 1107300 | 689251 | High resolution telecentric lens for 1.2" detectors, magnification 0.317x, M42x1 mount, Flange distance 16 mm
TC4MHR064-E | 1233600 | 689115 | High resolution telecentric lens for 1.2" detectors, magnification 0.275x, M42x1 mount, Flange distance 16 mm
TC4MHR080-E | 1416200 | 692824 | High resolution telecentric lens for 1.2" detectors, magnification 0.221x, M42x1 mount, Flange distance 16 mm
TCBENCH056 | 2550000 | 707405 | Telecentric optical bench, magnification 0.157x
TCBENCH064 | 3083700 | 707406 | Telecentric optical bench, magnification 0.138x
TCCAGE23096 | 2982800 | 686056 | Telecentric Optical System for 360° inspection, integrated Illuminator, white, 24 VDC, image circle up to 2/3
TCCP12260 | 7373200 | 707141 | Ultra compact bi-telecentric lens for matrix detectors up to 1/1.8”, magnification 0.027x
TCCP23260 | 6177400 | 708958 | Ultra compact bi-telecentric lens for matrix detectors up to 2/3", magnification 0.036, C mount
TCCR12048 | 998100 | 690487 | Compact High resolution telecentric lens for 1/2" detectors, magnification 0.134x, C-Mount
TCCR12080 | 1629300 | 684918 | Compact High resolution telecentric lens for 1/2" detectors, magnification 0.080x, C-Mount
TCCR23048 | 983800 | 686008 | Compact High resolution telecentric lens for 2/3" detectors, magnification 0.184x, C-Mount
TCCR23064 | 1275400 | 698604 | Compact High resolution telecentric lens for 2/3" detectors, magnification 0.138x, C-Mount
TCCR2M080-C | 1988800 | 688647 | High resolution compact telecentric lens for 1" detectors, magnification 0.160x, C-Mount
TCCR2M120-C | 3640600 | 702978 | Telecentric CORE lens for 1" detectors, magnification 0.104x C-mount
TCCR3M080-C | 1985800 | 700811 | High resolution compact telecentric lens for 1.1" detectors, magnification 0.182x, C-Mount
TCCX050-G | 1105600 | 703538 | Coaxial telecentric lens for 2/3″ detectors, WD 132.3 mm, magnification 0.50x, green
TCCXQ011-G | 2757200 | 703148 | Telecentric assembly with coaxial illumination for 2/3" detectors, magnification 0.11x, green
TCDP23C4MC096 | 2317300 | 703143 | Dual magnification telecentric lens for 2/3",4/3 detectors, magnification 0.093 / 0.186x, C-Mount
TCEL23036 | 1389700 | 708877 | Telecentric lens for 2/3" sensors with integrated liquid lens, mag. 0.243x
TCLWD050 | 683600 | 683984 | High resolution telecentric lens for 2/3" detectors, magnification 0.50x, C-Mount, long working distance
TCLWD066 | 708800 | 683985 | High resolution telecentric lens for 2/3" detectors, magnification 0.66x, C-Mount, long working distance
TCLWD075 | 720400 | 702559 | High resolution telecentric lens for 2/3" detectors, magnification 0.75x, C-Mount, long working distance
TCLWD100 | 890200 | 683910 | High resolution telecentric lens for 2/3" detectors, magnification 1.00x, C-Mount, long working distance
TCLWD150 | 1083000 | 706821 | Long working distance telecentric lens for 2/3″ detectors, WD 132.3 mm, magnification 1.50x, C-mount
TCLWD350 | 1005100 | 703433 | Long working distance telecentric lens for 2/3″ detectors, WD 132.3 mm, magnification 3.50x, C-mount
TERMINAL COVER FOR ZC55 | 336.3 | 106415 | TERMINAL COVER FOR ZC55 and D4MC
TH2-100X100BL | 809100 | 708116 | Flat LED Back light (15 mm), active area 100x100 mm, blue, 24 VDC
TH2-100X100RD | 568100 | 689114 | Flat LED Back light (15 mm), active area 100x100 mm, red, 24 VDC
TH2-100X100RD-PM | 630300 | 690931 | Flat LED Backlight (15 mm), active area 100x100 mm, red, highly directive type, 24 VDC
TH2-100X100RD-PM-M12 | 632000 | 701397 | Flat LED Backlight (15 mm), active area 100x100 mm, red, highly directive type, 24 VDC, M12 connector
TH2-100X100SW | 787500 | 685652 | Flat LED Back light (15 mm), active area 100x100 mm, white, 24 VDC
TH2-100X100SW-FL | 797600 | 696193 | Flat LED Back light (15 mm), active area 100x100 mm, white, 24 VDC, fyling leads
TH2-100X100SW-PM-M12 | 843000 | 707523 | Flat light, white LED, emitting surface 100 x 100mm, M12 connector
TH2-140X105RD-PM-M12 | 861600 | 683434 | Flat LED Back light (15 mm), active area 140x105 mm, red, high directive, 24 VDC
TH2-140X105SW | 972200 | 678224 | Flat LED Back light (15 mm), active area 140x105 mm, white, 24 VDC
TH2-140X105SW-PM-M12 | 1118300 | 707524 | Flat light, white LED, emitting surface 140 x 105 mm, M12 connector
TH2-150X150SW-CR35 | 1370300 | 695923 | Flat LED Back light (15 mm), active area 150x150 mm, camera hole 35 mm, white, 24 VDC
TH2-160X120RD | 937500 | 692823 | Flat LED Back light (15 mm), active area 160x120 mm, red, 24 VDC
TH2-200X150RD-FL | 1238600 | 707004 | Flat LED Back light (15 mm), active area 200 mm x 150 mm, red, 24 VDC, flying leads
TH2-200X150SW | 1509400 | 691070 | Flat LED Backlight (15 mm), active area 200 x 150 mm, white, 24 VDC, M12 connector
TH2-211X200RD-FL | 1420300 | 696410 | Flat LED Back light (15 mm), active area 211 mm x 220 mm, red, 24 VDC, flying leads
TH2-211X200SW | 1754300 | 686053 | Flat LED Back light (15 mm), active area 211 x 200 mm, white, 24 VDC
TH2-211X200SW-CR35 | 2023900 | 678343 | Flat LED Back light (15 mm), active area 211 x 200 mm, camera window 35 mm, white, 24 VDC
TH2-27X27BL | 187200 | 694960 | Flat LED Back light (15 mm), active area 27 x 27 mm, blue, 24 VDC
TH2-27X27BL-PM | 203400 | 681589 | Flat LED Back light (15 mm), active area 27 x 27 mm, blue, 24 VDC
TH2-27X27RD | 137200 | 699508 | Flat LED Back light (15 mm), active area 27 x 27 mm, red, 24 VDC
TH2-27X27RD-M12 | 135700 | 680507 | Flat LED Back light (15 mm), active area 27 x 27 mm, red, 24 VDC, M12 connector
TH2-27X27RD-PM | 154000 | 681591 | Flat LED Back light (15 mm), active area 27 x 27 mm, red, high directive type 24 VDC
TH2-27X27SW-FL | 182900 | 694000 | Flat LED Back light (15 mm), active area 27 x 27 mm, white, 24 VDC, Flying Leads
TH2-27X27SW-PM | 203400 | 681590 | Flat LED Back light (15 mm), active area 27 x 27 mm, white, high directive type, 24 VDC
TH2-280X100RD-PM-M12 | 2112900 | 679694 | Flat LED Back light (15 mm), active area 280x100 mm, red, 24 VDC, M12 Connector
TH2-300X300RD-FL | 2457300 | 687900 | Flat LED Back light (15 mm), active area 300x300 mm, red, 24 VDC, flying leads
TH2-300X300SW | 2701300 | 677447 | Flat LED Back light (15 mm), active area 300x300 mm, white, 24 VDC
TH2-300X75RD | 2190400 | 702187 | Flat LED back light (15 mm), active area 300x75 mm, red, 24 VDC
TH2-380X250RD | 2761400 | 687681 | Flat LED Back light (15 mm), active area 380 x 250 mm, red, 24 VDC
TH2-380X250RD-FL | 2761500 | 687899 | Flat LED Back light (15 mm), active area 380x250 mm, red, 24 VDC, flying leads
TH2-43X35BL-PM | 264900 | 681587 | Flat LED back light (15 mm), active area 43 x 35 mm, blue, high directive type, 24 VDC
TH2-43X35RD | 153600 | 701396 | Flat LED back light (15 mm), active area 43 mm x 35 mm, red, 24 VDC
TH2-43X35RD-PM-M12 | 167600 | 707383 | Flat LED Backlight (18 mm), active area 43x35 mm, red, highly directive type, 24 VDC, M12 connector
TH2-43X35SW-PM | 264900 | 681588 | Flat LED back light (15 mm), active area 43 x 35 mm, white, high directive type, 24 VDC
TH2-500X500RD | 3682600 | 681055 | Flat LED Backlight (15 mm), active area 500 x 500 mm, red, 24 VDC
TH2-500X500SW | 4046700 | 681583 | Flat LED Back light (15 mm), active area 500 x 500 mm, red, 24 VDC
TH2-51X51BL | 326300 | 677944 | Flat LED Back light (15 mm), active area 51x51 mm, blue, 24 VDC
TH2-51X51BL-PM | 363400 | 681585 | Flat LED back light (15 mm), active area 51 x 51 mm, blue, high directive type, 24 VDC
TH2-51X51RD | 231000 | 684712 | Flat LED back light, active area 51 x 51 mm, red, high-luminance, type, 24 VDC
TH2-51X51RD-PM | 258900 | 681586 | Flat LED back light (15 mm), active area 51 x 51 mm, red, high directive type, 24 VD
TH2-51X51SW | 330300 | 699954 | Flat LED Back light (15 mm), active area 51 x 51 mm, white, 24 VDC
TH2-51X51SW-M12 | 326300 | 687030 | Flat LED Back light (15 mm), active area 51 x 51 mm, white, M12 connector, 24 VDC
TH2-51X51SW-PM | 363400 | 680538 | Flat LED Back light (15 mm), active area 51 mm x 51 mm, white, high directive type 24 VDC
TH2-63X60BL | 418500 | 685417 | Flat LED Back light (15 mm), active area 63 x 60 mm, blue, 24 VDC
TH2-63X60RD | 271200 | 680193 | Flat LED Back light (15 mm), active area 63 x 60 mm, red, 24 VDC, M12 connector
TH2-63X60RD-M12 | 279100 | 703520 | Flat LED back light (15 mm), active area 63 x 60 mm, red, 24 VDC, M12 connector
TH2-63X60RD-PM | 305800 | 690153 | Flat LED Back light (15 mm), active area 63x60 mm, red, 24 VDC, high directive type
TH2-63X60SW | 418500 | 684919 | Flat LED Back light (15 mm), active area 63x60 mm, white, 24 VDC
TH2-63X60SW-PM | 455500 | 685082 | Flat LED Back light (15 mm), active area 63x60 mm, white, 24 VDC, high directive type
TH2-83X75RD | 341000 | 707525 | Flat light, red LED, emitting surface 83 x 75 mm
TH2-83X75-RD-M12 | 351000 | 680112 | Flat LED Back light, active area 83 mm x 75 mm, red, 24 VDC, M12 connector
TH2-83X75RD-PM-M12 | 383700 | 679669 | Flat LED Back light, active area 83 mm x 75 mm, red, derective type, 24 VDC, M12 connector
TH2-83X75-SW-FL | 529500 | 680115 | Flat LED Back light, active area 83 x 75 mm, white, 24 VDC, M12 connector
TH2-83X75SW-PM | 578700 | 682591 | Flat LED Back light, active area 83 mm x 75 mm, white, directed type, 24 VDC, M12 connector
THLACCSP1 | 107000 | 707414 | TSPOT1 Diffuser combopackage including diffusors (DO, DS, POL) and fixing unit
TJ1-CORT | 266500 | 239632 | Trajexia CANopen unit
TJ1-FL02 | 550300 | 230523 | Trajexia flexible axis unit (for 2 axes)
TJ1-MC04 | 792000 | 234750 | Trajexia motion controller unit, 4 axes [Trajexia end cover unit TJ1-TER included]
TJ1-MC16 | 1347100 | 223974 | Trajexia motion controller unit [Trajexia end cover unit TJ1-TER included]
TJ1-ML04 | 596100 | 234751 | Trajexia MECHATROLINK II master unit [up to 4 axes]
TJ1-ML16 | 974500 | 223975 | Trajexia MECHATROLINK II master unit [up to 16 axes]
TJ1-STUDIO | 20030 | 352921 | Trajexia Studio, Trajexia programming tool
TJ2-KC01M | 32700 | 372417 | Trajexia cable to G5 servo, 1m
TJ2-KC03M | 34130 | 372418 | G5 Serial cable for KS02 3m
TL18N | 747600 | 382885 | Linear motor Accurax accessories coil
TL-N10MD1 | 52900 | 110588 | Proximity sensor, inductive, unshielded, Rectangular, 10mm, 2 wire DC, NO, 2m cable
TL-N10ME1 2M | 38360 | 110591 | Inductive proximity sensor, 10 mm, unshielded, NPN/NO 2 m cable
TL-N10ME1 5M | 44040 | 110575 | Inductive proximity sensor, 10 mm, unshielded, NPN/NO, 5 m cable
TL-N10ME15 2M | 45240 | 157415 | Inductive proximity sensor, 10 mm, unshielded, NPN/NO, different frequency, 2 m cable
TL-N10ME2 2M | 38370 | 110595 | Inductive proximity sensor, 10 mm, unshielded, NPN/NC, 2 m cable
TL-N10ME2 5M | 43340 | 110576 | Inductive proximity sensor, 10 mm, unshielded, NPN/NC, 5 m cable
TL-N10ME25 2M | 43330 | 110564 | Inductive proximity sensor, 10 mm, unshielded, NPN/NC, different frequency, 2 m cable
TL-N12MD1 2M | 42200 | 110593 | Inductive proximity sensor, 12 mm, unshielded, DC 2-wire NO, 2 m cable
TL-N12MD1 5M | 52400 | 110585 | Inductive proximity sensor, 12 mm, unshielded, DC 2-wire NO, 5 m cable
TL-N12MD15 2M | 40490 | 110586
TL-N12MD2 2M | 47800 | 155686
TL-N12MD25 2M | 41020 | 106113
TL-N20MD1-M1GJ 0.3M | 98200 | 149299 | Proximity sensor, inductive, square heads, 30 cm pig-tail connector
TL-N20ME1 2M | 49900 | 146106 | Inductive proximity sensor, 20 mm, unshielded, NPN/NO, 2 m cable
TL-N20ME1 5M | 66450 | 157079 | Inductive proximity sensor, 20 mm, unshielded, NPN/NO, 5 m cable
TL-N20ME15 2M | 60800 | 110567 | Inductive proximity sensor, 20 mm, unshielded, NPN/NO, different frequency, 2 m cable
TL-N20ME1-M1J 0.3M | 82300 | 110589 | Inductive proximity sensor, 20 mm, unshielded, NPN/NO, 0.3 m cable with M12 connector
TL-N20ME2 2M | 49910 | 229307 | Inductive proximity sensor, 20 mm, unshielded, NPN/NC, 2 m cable
TL-N20ME25 2M | 62150 | 157078 | Inductive proximity sensor, 20 mm, unshielded, NPN/NC, different frequency, 2 m cable
TL-N20ME2-M1J 0.3M | 82300 | 110590 | Inductive proximity sensor, 20 mm, unshielded, NPN/NC, 0.3 m cable with M12 connector
TL-N5ME1 10M | 50800 | 110574 | Inductive proximity sensor, 5 mm, unshielded, NPN/NO, 10 m cable
TL-N5ME1 2M | 34550 | 153722 | Inductive proximity sensor, 5 mm, unshielded, NPN/NO, 2 m cable
TL-N5ME1 5M | 42340 | 110573 | Inductive proximity sensor, 5 mm, unshielded, NPN/NO, 5 m cable
TL-N5ME15 | 36950 | 151478 | Inductive proximity sensor, 5 mm, unshielded, NPN/NO, different frequency, 2 m cable
TL-N5ME1-6 | 53800 | 147134
TL-N5ME2 2M | 34550 | 229309 | Inductive proximity sensor, 5 mm, unshielded, NPN/NC, 2 m cable
TL-N5ME2 5M | 45040 | 143819 | Inductive proximity sensor, 5 mm, unshielded, NPN/NC, 5 m cable
TL-N5ME25 2M | 44580 | 153721 | Inductive proximity sensor, 5 mm, unshielded, NPN/NC, different frequency, 2 m cable
TL-N7MD1 2M | 42220 | 151479 | Inductive proximity sensor, cuboid 25 x 25 mm, 7 mm, unshielded, DC-wire, NO, 2 m cable
TL-N7MD1 5M | 61200 | 110580 | Inductive proximity sensor, cuboid 25 x 25 mm, 7 mm, unshielded, DC-wire, NO, different frequency, 5 m cable
TL-N7MD15 2M | 47380 | 110581 | Inductive proximity sensor, cuboid 25 x 25 mm, 7 mm, unshielded, DC-wire, NO, different frequency, 2 m cable
TL-N7MD15 5M | 53250 | 110582 | Inductive proximity sensor, cuboid 25 x 25 mm, 7 mm, unshielded, DC-wire, NO, different frequency, 5 m cable
TL-N7MD2 2M | 40740 | 110583 | Inductive proximity sensor, cuboid 25 x 25 mm, 7 mm, unshielded, DC-wire, NC, different frequency, 2 m cable
TL-PP283 2M | 126900 | 151432 | Inductive sensor, special shape for welding wire detection, 20 mm, DC-2 wire, NO, 2 m cable
TL-Q2MC1 | 29900 | 153723 | Proximity sensor, inductive, unshielded, 2 mm, 3 wire, NPN, NO, 2 m cable
TL-Q5MB1 2M | 25920 | 110528 | Inductive proximity sensor, 5 mm, PNP, NO, 2 m cable
TL-Q5MC1 2M | 19420 | 110518 | Inductive proximity sensor, unshielded, 5 mm, NPN, NO, 2 m cable
TL-Q5MC1 5M | 13450 | 110519 | Inductive proximity sensor, unshielded, 5 mm, NPN, NO, 5 m cable
TL-Q5MC1-2 2M | 20710 | 110522 | Inductive proximity sensor, 5 mm, NPN, NO
TL-Q5MC1-3 3M | 21520 | 155687
TL-Q5MC15 | 21040 | 110527 | Inductive proximity sensor, unshielded, 5 mm, 3 wire, NPN, NO, 2m cable
TL-Q5MC15-3 3M | 22180 | 110524
TL-Q5MC2 2M | 13450 | 110520 | Inductive proximity sensor, 5 mm, NPN, NC
TL-Q5MC2 5M | 29230 | 110521 | Inductive proximity sensor, unshielded, 5 mm, NPN, NC, 5 m cable
TL-Q5MD1 2M | 23060 | 110526 | Inductive proximity sensor, 5 mm, DC2-wire, NO
TL-Q5MD2 2M | 23080 | 674886 | Inductive proximity sensor, 5 mm, DC2-wire, NC
TL-Q5ME1-3 2M | 35580 | 332671 | Proximity sensor, inductive
TL-W1R5MB1 | 24530 | 110296 | Proximity sensor, inductive, non-shielded, 1.5mm, DC, 3-wire, PNP-NO, 2m cable
TL-W1R5MB1-M1J 2M | 77500 | 355291
TL-W1R5MC1 | 22100 | 110289 | Proximity sensor, inductive, non-shielded, 1.5mm, DC, 3-wire, NPN-NO, 2m cable
TL-W1R5MC15 2M | 26490 | 110290
TL-W1R5MC1-R 2M | 33760 | 110310
TL-W20ME1 | 43000 | 110302 | Proximity sensor, inductive, unshielded, Rectangular, 20mm, 3 wire, NPN, NO, 2m cable
TL-W20ME1 5M | 45540 | 110303 | Proximity sensor, inductive, unshielded, Rectangular, 20mm, 3 wire, NPN, NO, 5m cable
TL-W20ME2 | 42760 | 110304 | Proximity sensor, inductive, non-shielded, Rectangular, 20mm, 3 wire, NPN, NC, 2 m cable
TL-W3MB1 2M | 24530 | 110294 | Proximity sensor, inductive, non-shielded, 3 mm, DC, 3-wire, PNP-NO, 2 m cable
TL-W3MB1 5M | 26670 | 110307 | Proximity sensor, inductive, unshielded, 3 mm, DC, 3-wire, PNP-NO, 5 m cable
TL-W3MB1-8 | 26970 | 106114 | Proximity sensor, inductive, unshielded, 3 mm, DC, 3-wire, PNP-NO, 0.25 m cable (modified)
TL-W3MB1-M1J 0.3M | 37600 | 351594 | Proximity sensor, inductive, non-shielded, 3 mm, DC, 3-wire, PNP-NO, 0.3 m cable with M12 connector
TL-W3MB1-R 2M | 33550 | 110312 | Proximity sensor, inductive, unshielded, 3 mm, DC, 3-wire, PNP-NO, 2 m robotic cable
TL-W3MB1-R 5M | 36150 | 157418 | Proximity sensor, inductive, unshielded, 3 mm, DC, 3-wire, PNP-NO, 5 m robotic cable
TL-W3MB2 | 27560 | 110305 | Proximity sensor, inductive, non-shielded, 3mm, DC, 3-wire, PNP-NC, 2m cable
TL-W3MB2 5M | 26690 | 110293 | Proximity sensor, inductive, non-shielded, 3mm, DC, 3-wire, PNP-NC, 5m cable
TL-W3MB25 | 27380 | 110308 | Proximity sensor, inductive, non-shielded, 3mm, DC, 3-wire, PNP-NC, different frequency, 2m cable
TL-W3MB2-M1J 2M | 53650 | 354102 | Proximity sensor, inductive, non-shielded, 3mm, DC, 3-wire, PNP-NC, 2 m cable with M12 connector
TL-W3MB2-R 5M | 40580 | 110223 | Proximity sensor, inductive, unshielded, 3mm, DC, 3-wire, PNP-NC, 2m robotic cable
TL-W3MC1 2M | 24530 | 110288 | Proximity sensor, inductive, non-shielded, 3mm, DC, 3-wire, NPN-NO, 2m cable
TL-W3MC1 5M | 19170 | 153724 | Proximity sensor, inductive, unshielded, 3mm, DC, 3-wire, NPN-NO, 5m cable
TL-W3MC15 2M | 19130 | 151482 | Proximity sensor, inductive, unshielded, 3mm, DC, 3-wire, NPN-NO, 2m cable, alternative frequency
TL-W3MC1-R 2M | 21110 | 110306 | Proximity sensor, inductive, unshielded, 3 mm, DC, 3-wire, NPN-NO, 2 m robotic cable
TL-W3MC1-R 5M | 26880 | 110309 | Proximity sensor, inductive, unshielded, 3mm, DC, 3-wire, NPN-NO, 5m robotic cable
TL-W3MC2 10M | 59750 | 687630 | Proximity sensor, inductive, unshielded, 3 mm, DC, 3-wire, NPN-NC, 10 m cable
TL-W3MC2 2M | 19130 | 110292 | Proximity sensor, inductive, unshielded, 3mm, DC, 3-wire, NPN-NC, 2m cable
TL-W3MC2 5M | 31580 | 110311 | Proximity sensor, inductive, unshielded, 3mm, DC, 3-wire, NPN-NC, 5m cable
TL-W3MC2-M5J 0.3M | 29850 | 361818 | Proximity sensor, inductive, unshielded, 3mm, DC, 3-wire, NPN-NC, 0.3 m cable with M8-3pin connector
TL-W3MC2-R 5M | 39780 | 110222 | Proximity sensor, inductive, unshielded, 3mm, DC, 3-wire, NPN-NC, 5m robotic cable
TL-W5E1 | 38730 | 110280 | Proximity sensor, inductive, shielded, 5 mm, DC, 3-wire, NPN-NO, 2 m cable
TL-W5E1 5M | 47070 | 110281 | Proximity sensor, inductive, shielded, 5 mm, DC, 3-wire, NPN-NO, 5 m cable
TL-W5E2 | 35230 | 110284 | Proximity sensor, inductive, shielded, 5 mm, DC, 3-wire, NPN-NC, 2 m cable
TL-W5E2 5M | 40610 | 110285 | Proximity sensor, inductive, shielded, 5 mm, DC, 3-wire, NPN-NC, 5 m cable
TL-W5F1 | 38730 | 110282 | Proximity sensor, inductive, shielded, 5mm, DC, 3-wire, PNP-NO, 2m cable
TL-W5F1 5M | 47070 | 110283 | Proximity sensor, inductive, shielded, 5 mm, DC, 3-wire, PNP-NO, 5 m cable
TL-W5F2 | 40890 | 103868 | Proximity sensor, inductive, shielded, 5 mm, DC, 3-wire, PNP-NC, 2 m cable
TL-W5F2 5M | 48170 | 110286 | Proximity sensor, inductive, shielded, 5 mm, DC, 3-wire, PNP-NC, 5 m cable
TL-W5MB1 10M | 23700 | 110221 | Proximity sensor, inductive, unshielded, 5mm, DC, 3-wire, PNP-NO, 10m cable
TL-W5MB1 2M | 19370 | 110295 | Proximity sensor, inductive, non-shielded, 5mm, DC, 3-wire, PNP-NO, 2m cable
TL-W5MB1 5M | 20880 | 110313 | Proximity sensor, inductive, unshielded, 5mm, DC, 3-wire, PNP-NO, 5m cable
TL-W5MB1-M1J 0.3M | 19180 | 236994 | Proximity sensor, inductive, non-shielded, 5 mm, DC, 3-wire, PNP-NO, pig-tail M12 smart-click connector
TL-W5MB1-M5J 0.26M | 20750 | 231966 | Proximity sensor, inductive, non-shielded, 5 mm, DC, 3-wire, PNP-NO, 0.26 m cable with M8 3-pin connector
TL-W5MB2 2M | 19370 | 144995 | Proximity sensor, inductive, unshielded, 5mm, DC, 3-wire, PNP-NC, 2m cable
TL-W5MB2 5M | 20810 | 283238 | Proximity sensor, inductive, non-shielded, 5 mm, DC, 3-wire, PNP-NC, 5 m cable
TL-W5MC1 2M | 19370 | 110287 | Proximity sensor, inductive, unshielded, 5mm, DC, 3-wire, NPN-NO, 2m cable
TL-W5MC1 5M | 25570 | 150373 | Proximity sensor, inductive, unshielded, 5mm, DC, 3-wire, NPN-NO, 5m cable
TL-W5MC15 2M | 19010 | 110291 | Proximity sensor, inductive, unshielded, 5mm, DC, 3-wire, NPN-NO, 2m cable, alternative frequency
TL-W5MC2 2M | 19010 | 104697 | Proximity sensor, inductive, non-shielded, 5mm, DC, 3-wire, NPN-NC, 2 m cable
TL-W5MD1 2M | 24060 | 110298 | Proximity sensor, inductive, unshielded, 5mm, DC, 2-wire DC, NO, 2m cable
TL-W5MD1 5M | 23450 | 110299 | Proximity sensor, inductive, unshielded, 5mm, DC, 2-wire DC, NO, 5m cable
TL-W5MD15 2M | 20930 | 110300 | Proximity sensor, inductive, unshielded, 5mm, DC, 2-wire DC, NO, 2m cable
TL-W5MD1-M1J 0.3M | 22520 | 264856 | Proximity sensor
TL-W5MD2 2M | 20590 | 110301 | Proximity sensor, inductive, non-shielded, 5mm, DC, 2-wire DC, NC, 2 m cable
TMHS-457CGB012 | 53700 | 194770
TP70-1A1 | 98700 | 109862 | Switch with flexible rod, front mounting
TP70-1A2 | 86450 | 109863 | Switch with flexible rod, base mounting
TP-HCA | 6065 | 688946 | Mounting Plate for STC-MCE/MBE132, STC-MBA/MCA5MUSB3, Analogue Cameras
TP-JQA | 14910 | 696469 | Tripod Mount for Cube Camera
TP-JVA | 15870 | 681326 | Tripod Mount for Cube Camera
TP-KWA | 15390 | 696351 | Tripod Mount for M-Series Camera
TP-KWA2 | 14910 | 696470 | Tripod Mount for M-Series Camera
TP-KWA-IEA | 15390 | 696350 | Tripod Mound for M-Series Cameras, Used to set M Series with sensor center at same height as that of S Series
TPL-CMBACK-19A1 | 1826500 | 689180 | Collimated LED Backlight, active area 400x120 mm, IR 850 nm, 24 VDC, M12 connector, overdrive, Modified for special mounting conditions
TPLDRIVE-RGB | 191200 | 673312 | RAIL DIN POWER SUPPLY 3 OUTPUTS FOR RGB PRODUCTS
TPL-HPB-20A6 | 689300 | 694112 | High Power LED Backlight, 300 x 300 mm, white, 2.5m cable, 4x 1.5mm² - in position n°1, 24 VDC
TPL-MOUNT-BAR-H1 | 118400 | 703065 | Mounting kit Bar horizontal version
TPL-MOUNT-BAR-SQUARE1 | 20270 | 689966 | Mounting Bracket for Bar Illuminator
TPL-MOUNT-HPB-SQUARE1 | 49650 | 703159 | Mounting square for HPBACK and MBACK
TPL-MOUNT-HPFD-V1 | 55150 | 702855 | Mounting Bracket for HPFDOME and MFDOME, vertical type
TPL-MOUNT-HPRING-V1 | 97500 | 690225 | Mounting Bracket for HPRING, vertical type
TPL-MOUNT-HPRING-V440 | 72700 | 706937 | Mounting bracket HPRING to V440
TPL-MOUNT-MFDOME-V1 | 47250 | 691179 | Mounting Kit for MF Dome, vertical version
TPL-MOUNT-MR | 28980 | 707387 | Mounting kit, modular ring light
TPL-MOUNT-SBACK-SQUARE1 | 29460 | 702910 | Mounting Square for Sback Iluminator
TPL-MOUNT-TRING-V1 | 99300 | 700659 | Mounting Kit for TRing, vertical
TPL-MOUNT-TRING-V440 | 52250 | 706939 | Mounting bracket TRING to V440
TPL-SBACKII-21A2 | 244800 | 702184 | Flat LED light, active area 51 x 51 mm, infra red, overdrive, 24 V
Trajexia Tools | 94000 | 221306 | Trajexia Motion Perfect and CX-Drive v1.2 or higher
TRING-850-DS | 280400 | 707460 | IR miniature ring light, current controller integrated on cable
TRING-WHI-DO | 315900 | 690030 | LED Ring Illuminator, inner diameter 38 mm, outer diameter 66 mm, white, opaque diffusor, 24 VDC
TRING-WHI-DS | 272300 | 708040 | White LED miniature ring light, current controller integrated on cable
TRING-WHI-POL | 295900 | 706938 | LED Ring Illuminator, inner diameter 38 mm, outer diameter 66 mm, white, polarizer, 24 VDC
TSA52-070-23-NNN | 693200 | 670589 | TSA softstarter 37kW / 70A ND, 200-525V
TSA52-360-23-NNN | 1976400 | 688270 | TSA softstarter 360 A ND / 216 A HD 400 V
TSPOT4-630-9-DS | 218300 | 693813 | LED spot light, 38 x 30 x 28 mm, 4 LED, red, M12 4-pole connector, +/- 9°, 24 VDC
TSPOT4-850-9 | 220900 | 668559 | LED IR spot light, 38 x 30 x 28 mm, 4 LED, 24 VDC, M12 4-pole connector, +/- 9°, IP66, Satin diffuser
TSPOT4-WHI-9-DO | 223000 | 698605 | LED spot light, 38 x 30 x 28 mm, 4 LED, white, M12 4-pole connector, +/- 9°, 24 VDC
TSPOT4-WHI-9-DS | 223700 | 688186 | LED spot light, 38 x 30 x 28 mm, 4 LED, white, M12 4-pole connector, +/- 9°, 24 VDC
TZ-1G | 84000 | 156284 | High temperature basic switch, pin plunger, 1 A
TZ-1GV | 95300 | 156285 | High temperature basic switch, hinge lever, 1 A
TZ-1GV2 | 98700 | 109865 | High temperature basic switch, hinge lever, 1 A
TZ-1GV22 | 98700 | 109866 | High temperature basic switch, short hinge rollor lever, 1 A
TYPE 22 | 689 | 382991 | Module with diode, protection against polarity inversion, 6/230 Vdc
TYPE 42 | 1324 | 382992 | Module with diode and Led, protection against polarity inversion plus signalling through Led, 6/24 Vdc
TYPE 42B | 1169 | 382993 | Module with diode and Led, protection against polarity inversion plus signalling through Led, 24/60 Vdc
TYPE 52C | 1688 | 382994 | Module with "RC" group, without signalling, arc eliminator circuit, 110/230 Vac
TYPE 62C | 2034 | 382996 | Module with signalling Led plus varistor, without protection against polarity inversion, possible feeding DC or AC power supply, 6/24 Vac/Vdc
TYPE 92C | 2257 | 382997 | Module with signalling Led plus varistor, without protection against polarity inversion, possible feeding DC or AC power supply, 110/230 Vac/Vdc
U340-27 | 45550 | 354834 | UV Block filter, M27
U340-30 | 82700 | 384796 | Ultraviolet transmission filter, M30.5 P0.5
U7556KXTP | 207500 | 194773
UMA-24-18-1 | 101400 | 692907 | Safety mat black with 1-cable, 24 x 18 inch dimension
UMA-24-18-2 | 104300 | 692906 | Safety mat black with 2-cables, 24 x 18 inch dimension
UMA-CBL-3PCF-M8-02M | 16370 | 680360 | Single connector 2 m cable to connect a 2-cable Mat (UMMA-2) to a Controller. M8, 3-socket
UMA-CBL-3PCF-M8-05M | 16100 | 678244 | Single connector 5 m cable to connect a 2-cable Mat (UMMA-2) to a Controller. M8, 3-socket
UMA-CBL-3PCF-M8-10M | 18580 | 678245 | Single connector 10 m cable to connect a 2-cable Mat (UMMA-2) to a Controller. M8, 3-socket
UMA-CBL-3PFF-M8-0.15M | 14790 | 680245 | M8, 3-pin male to male extension cable , 0.15 m, to connect the connector plugs of 2-cable UMA Safety Mat together.
UMA-CBL-3PMF-M8-02M | 18990 | 680244 | Extension cable 2 m to connect a 2-cable mat (UMMA-2) to a controller. M8, 3-Pin
UMA-CBL-3PMF-M8-05M | 18580 | 678242 | Extension cable 5 m to connect a 2-cable mat (UMMA-2) to a controller. M8, 3Pin
UMA-CBL-3PMF-M8-10M | 24770 | 680362 | Extension cable 10 m to connect a 2-cable mat (UMMA-2) to a controller. M8, 3-Pin
UMA-CBL-3PMM-M8-0.15M | 12290 | 678243 | M8, 3-pin male to male extension cable , 0.15 m, to connect the connector sockets of 2-cable UMA Safety Mat together.
UMA-CBL-4PCF-M8-02M | 19920 | 678339 | Single connector 2 m cable to connect a 1-cable mat (UMMA-1) to a controller. M8, 4-socket
UMA-CBL-4PCF-M8-05M | 22170 | 679436 | Single connector 5 m cable to connect a 1-cable mat (UMMA-1) to a controller. M8, 4-socket
UMA-CBL-4PCF-M8-10M | 32870 | 677814 | Single connector 10 m cable to connect a 1-cable mat (UMMA-1) to a controller. M8, 4-socket
UMA-CBL-4PMF-M8-02M | 21660 | 680385 | Extension cable 2 m to connect a 1-cable mat (UMMA-1) to a controller. M8, 4-Pin
UMA-CBL-4PMF-M8-05M | 27960 | 680369 | Extension cable 5 m to connect a 1-cable mat (UMMA-1) to a controller. M8, 4-Pin
UMA-CBL-4PMF-M8-10M | 35300 | 680384 | Extension cable 10 m to connect a 1-cable mat (UMMA-1) to a controller. M8, 4-Pin
UMAL | 54150 | 363812 | Aluminium ramp trim, 2.44m
UMA-TRES | 10460 | 687491 | Terminating resistor 8.2 Ohm; to connect 2-cable Mat to a safety Mat Controller
UMIC | 18090 | 363814 | Molded inside corner
UMJS4 | 39100 | 679544 | Safety mat, joining trim, 1.22 m
UMJS8 | 44280 | 363813 | Safety mat, joining trim, 2.44 m
UMMA-0300-0300-1 | 87150 | 678348 | Safety mat black with 1-cable, 300 x 300 mm dimension
UMMA-0300-0300-2 | 97650 | 679690 | Safety mat black with 2-cable, 300 x 300 mm dimension
UMMA-0400-0400-1 | 144400 | 680389 | Safety mat black with 1-cable, 400 x 400 mm dimension
UMMA-0400-0400-2 | 144400 | 680361 | Safety mat black with 2-cable, 400 x 400 mm dimension
UMMA-0500-0250-1 | 94950 | 679659 | Safety mat black with 1-cable, 500 x 250 mm dimension
UMMA-0500-0250-2 | 94950 | 679657 | Safety mat black with 2-cable, 500 x 250 mm dimension
UMMA-0500-0400-1 | 154600 | 680041 | Safety mat black with 1-cable, 500 x 400 mm dimension
UMMA-0500-0400-2 | 154600 | 680046 | Safety mat black with 2-cable, 500 x 400 mm dimension
UMMA-0500-0500-1 | 167500 | 680119 | Safety mat black with 1-cable, 500 x 500 mm dimension
UMMA-0500-0500-2 | 167500 | 678238 | Safety mat black with 2-cable, 500 x 500 mm dimension
UMMA-0500-1500-1 | 334700 | 680366 | Safety mat black with 1-cable, 500 x 1500 mm dimension
UMMA-0500-1500-2 | 334600 | 678239 | Safety mat black with 2-cable, 500 x 1500 mm dimension
UMMA-0600-0400-1 | 161100 | 680042 | Safety mat black with 1-cable, 600 x 400 mm dimension
UMMA-0600-0400-2 | 161100 | 680040 | Safety mat black with 2-cable, 600 x 400 mm dimension
UMMA-0750-0250-1 | 147900 | 679435 | Safety mat black with 1-cable, 750 x 250 mm dimension
UMMA-0750-0250-2 | 154600 | 680388 | Safety mat black with 2-cable, 750 x 250 mm dimension
UMMA-0750-0500-1 | 205800 | 679570 | Safety mat black with 1-cable, 750 x 500 mm dimension
UMMA-0750-0500-2 | 243100 | 680375 | Safety mat black with 2-cable, 750 x 500 mm dimension
UMMA-0750-0750-1 | 305200 | 680179 | Safety mat black with 1-cable, 750 x 750 mm dimension
UMMA-0750-0750-2 | 305200 | 680182 | Safety mat black with 2-cable, 750 x 750 mm dimension
UMMA-0750-1500-1 | 437000 | 680365 | Safety mat black with 1-cable, 750 x 1500 mm dimension
UMMA-0750-1500-2 | 437000 | 680363 | Safety mat black with 2-cable, 750 x 1500 mm dimension
UMMA-1000-0500-1 | 247000 | 680378 | Safety mat black with 1-cable, 1000 x 500 mm dimension
UMMA-1000-0500-2 | 247000 | 678240 | Safety mat black with 2-cable, 1000 x 500 mm dimension
UMMA-1000-0750-1 | 330700 | 679817 | Safety mat black with 1-cable, 1000 x 750 mm dimension
UMMA-1000-0750-2 | 330700 | 679819 | Safety mat black with 2-cable, 1000 x 750 mm dimension
UMMA-1000-1000-1 | 388500 | 680368 | Safety mat black with 1-cable, 1000 x 1000 mm dimension
UMMA-1000-1000-2 | 388200 | 678241 | Safety mat black with 2-cable, 1000 x 1000 mm dimension
UMMA-1000-1250-1 | 425800 | 679486 | Safety mat black with 1-cable, 1000 x 1250 mm dimension
UMMA-1000-1250-2 | 422600 | 680370 | Safety mat black with 2-cable, 1000 x 1250 mm dimension
UMMA-1000-1500-1 | 437800 | 678350 | Safety mat black with 1-cable, 1000 x 1500 mm dimension
UMMA-1000-1500-2 | 454200 | 678351 | Safety mat black with 2-cable, 1000 x 1500 mm dimension
UMMYA-0300-0300-1 | 96050 | 680381 | Safety mat yellow with 1-cable, 300 x 300 mm dimension
UMMYA-0300-0300-2 | 96050 | 680364 | Safety mat yellow with 2-cable, 300 x 300 mm dimension
UMMYA-0400-0400-1 | 87300 | 702454 | Safety mat yellow with 1-cable, 400 x 400 mm dimension
UMMYA-0400-0400-2 | 87050 | 703496 | Safety mat yellow with 2-cable, 400 x 400 mm dimension
UMMYA-0500-0250-1 | 112600 | 680380 | Safety mat yellow with 1-cable, 500 x 250 mm dimension
UMMYA-0500-0250-2 | 112600 | 680371 | Safety mat yellow with 2-cable, 500 x 250 mm dimension
UMMYA-0500-0400-1 | 169800 | 680044 | Safety mat yellow with 1-cable, 500 x 400 mm dimension
UMMYA-0500-0400-2 | 169800 | 680038 | Safety mat yellow with 2-cable , 500 x 400 mm dimension
UMMYA-0500-0500-1 | 175800 | 680118 | Safety mat yellow with 1-cable , 500 x 500 mm dimension
UMMYA-0500-0500-2 | 175800 | 680117 | Safety mat yellow with 2-cable , 500 x 500 mm dimension
UMMYA-0500-1500-1 | 299600 | 677813 | Safety mat yellow with 1-cable , 500 x 1500 mm dimension
UMMYA-0500-1500-2 | 355800 | 680374 | Safety mat yellow with 2-cable , 500 x 1500 mm dimension
UMMYA-0600-0400-1 | 168800 | 680045 | Safety mat yellow with 1-cable , 600 x 400 mm dimension
UMMYA-0600-0400-2 | 168800 | 680047 | Safety mat yellow with 2-cable, 600 x 400 mm dimension
UMMYA-0750-0250-1 | 168800 | 680376 | Safety mat yellow with 1-cable , 750 x 250 mm dimension
UMMYA-0750-0250-2 | 168800 | 680382 | Safety mat yellow with 2-cable , 750 x 250 mm dimension
UMMYA-0750-0500-1 | 257200 | 680373 | Safety mat yellow with 1-cable , 750 x 500 mm dimension
UMMYA-0750-0500-2 | 257200 | 680377 | Safety mat yellow with 2-cable , 750 x 500 mm dimension
UMMYA-0750-0750-1 | 324200 | 680178 | Safety mat yellow with 1-cable , 750 x 750 mm dimension
UMMYA-0750-0750-2 | 324200 | 680180 | Safety mat yellow with 2-cable, 750 x 750 mm dimension
UMMYA-0750-1500-1 | 395100 | 679542 | Safety mat yellow with 1-cable , 750 x 1500 mm dimension
UMMYA-0750-1500-2 | 460700 | 680383 | Safety mat yellow with 2-cable , 750 x 1500 mm dimension
UMMYA-1000-0500-1 | 257200 | 680358 | Safety mat yellow with 1-cable , 1000 x 500 mm dimension
UMMYA-1000-0500-2 | 257200 | 680386 | Safety mat yellow with 2-cable , 1000 x 500 mm dimension
UMMYA-1000-0750-1 | 346500 | 679816 | Safety mat yellow with 1-cable , 1000 x 750 mm dimension
UMMYA-1000-0750-2 | 346500 | 679815 | Safety mat yellow with 2-cable , 1000 x 750 mm dimension
UMMYA-1000-1000-1 | 358500 | 679539 | Safety mat yellow with 1-cable , 1000 x 1000 mm dimension
UMMYA-1000-1000-2 | 409400 | 680372 | Safety mat yellow with 2-cable , 1000 x 1000 mm dimension
UMMYA-1000-1250-1 | 447500 | 680379 | Safety mat yellow with 1-cable , 1000 x 1250 mm dimension
UMMYA-1000-1250-2 | 447500 | 680359 | Safety mat yellow with 2-cable , 1000 x 1250 mm dimension
UMMYA-1000-1500-1 | 476900 | 679541 | Safety mat yellow with 1-cable , 1000 x 1500 mm dimension
UMMYA-1000-1500-2 | 437400 | 679538 | Safety mat yellow with 2-cable , 1000 x 1500 mm dimension
UMOC | 12430 | 354882 | Molded outside corner
UMRT4 | 41890 | 393576 | Ramp trim with yellow PVC cover (1.22 m)
UMRT8 | 71450 | 354881 | Ramp trim, yellow PVC, 2.44 m
US-08 | 1296 | 142438 | Socket, back-connecting, 8-pin, solder terminals
US12D22 | 48540 | 194775
UT797C-TP(B13) | 104500 | 194777
V-10-1A4 | 839.5 | 258049
V-103-1A4 | 1120 | 258053 | Miniature basic switch
V-105-1C5 | 1129 | 258058
V-106-1A4 | 1094 | 258055 | Miniature Basic Switch, Hinge Roller Lever, SPDT, 10 A at 250 VAC, OF:0.98N, Solder Terminal
V-151-1C6 | 791 | 109548 | Basic Micro Switch
V-15-1A5 | 1888 | 258072 | Miniature basic switch, 250VAC/15A, Pin plunger, solder terminals
V-15-1A6 | 944 | 258079 | Miniature basic switch
V-15-1B6 | 1404 | 337872 | Miniature basic switch
V-15-1C5 | 839.5 | 258080 | Miniature basic switch, 250 VAC/15 A, short hinge lever, quick connect terminals, op. force 1,96 N
V-15-1C6 | 839.5 | 258066
V-152-1A5 | 1055 | 293581 | Miniature basic switch
V-152-1A6 | 969.5 | 337873
V-152-1C5 | 882.5 | 278134 | Miniature basic switch
V-153-1A6 | 1052 | 337874
V-153-1C5 | 1120 | 258067 | Miniature basic switch
V-155-1A5 | 1127 | 339415 | Miniature basic switch, 250VAC/15A, Short hinge roller lever, solder terminals, op. force 1.96 N
V-155-1A6 | 1218 | 258068 | Basic Micro Switch
V-155-1C5 | 1024 | 258069 | Miniature basic switch
V-155-1C6 | 1094 | 258070
V-156-1A5 | 1218 | 258073 | Miniature basic switch
V-156-1C5 | 1123 | 258082 | Miniature basic switch
V-161-1C5 | 738 | 153547 | Miniature basic switch, 250VAC/16A, Short hinge lever, solder terminals, op. force 1.96 N
V-16-1A6 | 593.5 | 149015 | Miniature basic switch, 250 VAC/16A, Pin plunger, solder terminals, op. force 3.92 N
V-16-1C24 | 667.5 | 109501 | Basic Micro Switch
V-16-1C26 | 540.5 | 109502 | Basic Micro Switch
V-16-1C5 | 674 | 109504 | Basic Micro Switch
V-162-1A6 | 628 | 109525 | Basic Micro Switch
V-162-1C5 | 738 | 109528 | Basic Micro Switch
V-163-1C25 | 967.5 | 156784 | Basic Micro Switch
V-163-1C5 | 791 | 109534 | Basic Micro Switch
V-165-1A5 | 1087 | 109542 | Basic Micro Switch
V-165-1A6 | 1087 | 109543 | Basic Micro Switch
V-165-1C5 | 847.5 | 109451 | Basic Micro Switch
V-165-1C6 | 979.5 | 148043 | Basic Micro Switch
V-165-1CR5 | 1175 | 258098
V-166-1C25 | 886.5 | 109454 | Basic Micro Switch
V-166-1C5 | 847.5 | 109456 | Basic Micro Switch
V-166-1C6 | 967.5 | 109457 | Basic Micro Switch
V275-ACEAN028-01 | 49110 | 699588 | V275 calibration conformance test card, 4", serialized, undated
V275-ACEAN029-01 | 67150 | 699587 | V275 calibration conformance test card, 6", serialized, undated
V275-ALCBL0ZT | 67150 | 699585 | V275 light tower cable, unterminated, for ZEBRA ZT
V275-ALRYGZZT | 513400 | 699586 | Light tower for use with the V275. Includes light tower and cable for connecting with Zebra printer.
V275-APIQOQ03-01 | 1485300 | 700675 | V275 IQ/OQ/PQ procedure, 300 & 600 DPI printers
V275-P46Z61030-CC | 6582500 | 699594 | V275 print quality inspection system, integrated into a 300-dpi resolution Zebra ZT610 printer. Print and verify labels up to 104mm wide at speeds up to 305mm per second
V275-P46Z6103P-CC | 6917200 | 699593 | V275 print quality inspection system, integrated into a 300-dpi resolution Zebra ZT610 printer. Print and verify labels up to 104mm wide at speeds up to 305mm per second, peel & present capability
V275-P46Z61060-CC | 7921300 | 699592 | V275 print quality inspection system, integrated into a 600 dpi resolution Zebra ZT610 printer. Print and verify labels up to 104mm wide at speeds up to 152mm per second.
V275-P46Z6106P-CC | 8255800 | 699591 | V275 print quality inspection system, integrated into a 600 dpi resolution Zebra ZT610 printer. Print and verify labels up to 104mm wide at speeds up to 152mm per second., peel & present capability
V275-P86Z62030-CC | 8255800 | 699590 | V275 print quality inspection engine, integrated into a 300 dpi resolution Zebra ZT620 printer. Print and verify labels up to 168mm wide at speeds up to 203mm per second.
V275-P86Z6203P-CC | 8590600 | 699589 | V275 print quality inspection engine, integrated into a 300 dpi resolution Zebra ZT620 printer. Print and verify labels up to 168mm wide at speeds up to 203mm per second, peel & present capability
V275-RENC0ZEB | 310600 | 699582 | Kit, V275, ZEBRA ZT encoder replacement
V275-RPPS0ZEB | 310600 | 699581 | Kit, V275, ZEBRA ZT peel & present sensor replacement
V275-RRH04ZEB | 1724900 | 699584 | Kit, V275, 4" read head replacement for ZEBRA ZT
V275-RRH06ZEB | 2421400 | 699583 | Kit, V275, 6" read head replacement for ZEBRA ZT
V275-RRPC0ZEB | 442200 | 699580 | Kit, V275, ZEBRA ZT rear panel cable
V320-F050M03M-NNP | 315200 | 697471 | V320 Code reader, 0.3 MP monochrome, Medium view, Fixed focus 50 mm, No outer light, 1D/2D decoder, RS-232, Ethernet via USB, IP40
V320-F050M03M-NNX | 557800 | 697472 | V320 Code reader, 0.3 MP monochrome, Medium view, Fixed focus 50 mm, No outer light, X-Mode decoder, RS-232, Ethernet via USB, IP40
V320-F050M12M-NNP | 460800 | 697499 | V320 Code reader, 1.2 MP monochrome, Medium view, Fixed focus 50 mm, No outer light, 1D/2D decoder, RS-232, Ethernet via USB, IP40
V320-F050M12M-NNX | 702800 | 697500 | V320 Code reader, 1.2 MP monochrome, Medium view, Fixed focus 50 mm, No outer light, X-Mode decoder, RS-232, Ethernet via USB, IP40
V320-F050M50C-NNP | 363900 | 697527 | V320 Code reader, 5.0 MP color, Medium view, Fixed focus 50 mm, No outer light, 1D/2D decoder, RS-232, Ethernet via USB, IP40
V320-F050M50C-NNX | 606000 | 697528 | V320 Code reader, 5.0 MP color, Medium view, Fixed focus 50 mm, No outer light, X-Mode decoder, RS-232, Ethernet via USB, IP40
V320-F050W03M-NNP | 315200 | 697457 | V320 Code reader, 0.3 MP monochrome, Wide view, Fixed focus 50 mm, No outer light, 1D/2D decoder, RS-232, Ethernet via USB, IP40
V320-F050W03M-NNX | 557800 | 697458 | V320 Code reader, 0.3 MP monochrome, Wide view, Fixed focus 50 mm, No outer light, X-Mode decoder, RS-232, Ethernet via USB, IP40
V320-F050W12M-NNP | 460800 | 697485 | V320 Code reader, 1.2 MP monochrome, Wide view, Fixed focus 50 mm, No outer light, 1D/2D decoder, RS-232, Ethernet via USB, IP40
V320-F050W12M-NNX | 702800 | 697486 | V320 Code reader, 1.2 MP monochrome, Wide view, Fixed focus 50 mm, No outer light, X-Mode decoder, RS-232, Ethernet via USB, IP40
V320-F050W50C-NNP | 363900 | 697513 | V320 Code reader, 5.0 MP color, Wide view, Fixed focus 50 mm, No outer light, 1D/2D decoder, RS-232, Ethernet via USB, IP40
V320-F050W50C-NNX | 606000 | 697514 | V320 Code reader, 5.0 MP color, Wide view, Fixed focus 50 mm, No outer light, X-Mode decoder, RS-232, Ethernet via USB, IP40
V320-F064M03M-NNP | 315200 | 697473 | V320 Code reader, 0.3 MP monochrome, Medium view, Fixed focus 64 mm, No outer light, 1D/2D decoder, RS-232, Ethernet via USB, IP40
V320-F064M03M-NNX | 557800 | 697474 | V320 Code reader, 0.3 MP monochrome, Medium view, Fixed focus 64 mm, No outer light, X-Mode decoder, RS-232, Ethernet via USB, IP40
V320-F064M12M-NNP | 460800 | 697501 | V320 Code reader, 1.2 MP monochrome, Medium view, Fixed focus 64 mm, No outer light, 1D/2D decoder, RS-232, Ethernet via USB, IP40
V320-F064M12M-NNX | 702800 | 697502 | V320 Code reader, 1.2 MP monochrome, Medium view, Fixed focus 64 mm, No outer light, X-Mode decoder, RS-232, Ethernet via USB, IP40
V320-F064M50C-NNP | 363900 | 697529 | V320 Code reader, 5.0 MP color, Medium view, Fixed focus 64 mm, No outer light, 1D/2D decoder, RS-232, Ethernet via USB, IP40
V320-F064M50C-NNX | 606000 | 697530 | V320 Code reader, 5.0 MP color, Medium view, Fixed focus 64 mm, No outer light, X-Mode decoder, RS-232, Ethernet via USB, IP40
V320-F064W03M-NNP | 315200 | 697459 | V320 Code reader, 0.3 MP monochrome, Wide view, Fixed focus 64 mm, No outer light, 1D/2D decoder, RS-232, Ethernet via USB, IP40
V320-F064W03M-NNX | 557800 | 697460 | V320 Code reader, 0.3 MP monochrome, Wide view, Fixed focus 64 mm, No outer light, X-Mode decoder, RS-232, Ethernet via USB, IP40
V320-F064W12M-NNP | 460800 | 697487 | V320 Code reader, 1.2 MP monochrome, Wide view, Fixed focus 64 mm, No outer light, 1D/2D decoder, RS-232, Ethernet via USB, IP40
V320-F064W12M-NNX | 702800 | 697488 | V320 Code reader, 1.2 MP monochrome, Wide view, Fixed focus 64 mm, No outer light, X-Mode decoder, RS-232, Ethernet via USB, IP40
V320-F064W50C-NNP | 363900 | 697515 | V320 Code reader, 5.0 MP color, Wide view, Fixed focus 64 mm, No outer light, 1D/2D decoder, RS-232, Ethernet via USB, IP40
V320-F064W50C-NNX | 606000 | 697516 | V320 Code reader, 5.0 MP color, Wide view, Fixed focus 64 mm, No outer light, X-Mode decoder, RS-232, Ethernet via USB, IP40
V320-F081M03M-NNP | 315200 | 697475 | V320 Code reader, 0.3 MP monochrome, Medium view, Fixed focus 81 mm, No outer light, 1D/2D decoder, RS-232, Ethernet via USB, IP40
V320-F081M03M-NNX | 557800 | 697476 | V320 Code reader, 0.3 MP monochrome, Medium view, Fixed focus 81 mm, No outer light, X-Mode decoder, RS-232, Ethernet via USB, IP40
V320-F081M12M-NNP | 460800 | 697503 | V320 Code reader, 1.2 MP monochrome, Medium view, Fixed focus 81 mm, No outer light, 1D/2D decoder, RS-232, Ethernet via USB, IP40
V320-F081M12M-NNX | 702800 | 697504 | V320 Code reader, 1.2 MP monochrome, Medium view, Fixed focus 81 mm, No outer light, X-Mode decoder, RS-232, Ethernet via USB, IP40
V320-F081M50C-NNP | 363900 | 697531 | V320 Code reader, 5.0 MP color, Medium view, Fixed focus 81 mm, No outer light, 1D/2D decoder, RS-232, Ethernet via USB, IP40
V320-F081M50C-NNX | 606000 | 697532 | V320 Code reader, 5.0 MP color, Medium view, Fixed focus 81 mm, No outer light, X-Mode decoder, RS-232, Ethernet via USB, IP40
V320-F081W03M-NNP | 315200 | 697461 | V320 Code reader, 0.3 MP monochrome, Wide view, Fixed focus 81 mm, No outer light, 1D/2D decoder, RS-232, Ethernet via USB, IP40
V320-F081W03M-NNX | 557800 | 697462 | V320 Code reader, 0.3 MP monochrome, Wide view, Fixed focus 81 mm, No outer light, X-Mode decoder, RS-232, Ethernet via USB, IP40
V320-F081W12M-NNP | 460800 | 697489 | V320 Code reader, 1.2 MP monochrome, Wide view, Fixed focus 81 mm, No outer light, 1D/2D decoder, RS-232, Ethernet via USB, IP40
V320-F081W12M-NNX | 702800 | 697490 | V320 Code reader, 1.2 MP monochrome, Wide view, Fixed focus 81 mm, No outer light, X-Mode decoder, RS-232, Ethernet via USB, IP40
V320-F081W50C-NNP | 363900 | 697517 | V320 Code reader, 5.0 MP color, Wide view, Fixed focus 81 mm, No outer light, 1D/2D decoder, RS-232, Ethernet via USB, IP40
V320-F081W50C-NNX | 606000 | 697518 | V320 Code reader, 5.0 MP color, Wide view, Fixed focus 81 mm, No outer light, X-Mode decoder, RS-232, Ethernet via USB, IP40
V320-F102M03M-NNP | 315200 | 697477 | V320 Code reader, 0.3 MP monochrome, Medium view, Fixed focus 102 mm, No outer light, 1D/2D decoder, RS-232, Ethernet via USB, IP40
V320-F102M03M-NNX | 557800 | 697478 | V320 Code reader, 0.3 MP monochrome, Medium view, Fixed focus 102 mm, No outer light, X-Mode decoder, RS-232, Ethernet via USB, IP40
V320-F102M12M-NNP | 460800 | 697505 | V320 Code reader, 1.2 MP monochrome, Medium view, Fixed focus 102 mm, No outer light, 1D/2D decoder, RS-232, Ethernet via USB, IP40
V320-F102M12M-NNX | 702800 | 697506 | V320 Code reader, 1.2 MP monochrome, Medium view, Fixed focus 102 mm, No outer light, X-Mode decoder, RS-232, Ethernet via USB, IP40
V320-F102M50C-NNP | 363900 | 697533 | V320 Code reader, 5.0 MP color, Medium view, Fixed focus 102 mm, No outer light, 1D/2D decoder, RS-232, Ethernet via USB, IP40
V320-F102M50C-NNX | 606000 | 697534 | V320 Code reader, 5.0 MP color, Medium view, Fixed focus 102 mm, No outer light, X-Mode decoder, RS-232, Ethernet via USB, IP40
V320-F102W03M-NNP | 315200 | 697463 | V320 Code reader, 0.3 MP monochrome, Wide view, Fixed focus 102 mm, No outer light, 1D/2D decoder, RS-232, Ethernet via USB, IP40
V320-F102W03M-NNX | 557800 | 697464 | V320 Code reader, 0.3 MP monochrome, Wide view, Fixed focus 102 mm, No outer light, X-Mode decoder, RS-232, Ethernet via USB, IP40
V320-F102W12M-NNP | 460800 | 697491 | V320 Code reader, 1.2 MP monochrome, Wide view, Fixed focus 102 mm, No outer light, 1D/2D decoder, RS-232, Ethernet via USB, IP40
V320-F102W12M-NNX | 702800 | 697492 | V320 Code reader, 1.2 MP monochrome, Wide view, Fixed focus 102 mm, No outer light, X-Mode decoder, RS-232, Ethernet via USB, IP40
V320-F102W50C-NNP | 363900 | 697519 | V320 Code reader, 5.0 MP color, Wide view, Fixed focus 102 mm, No outer light, 1D/2D decoder, RS-232, Ethernet via USB, IP40
V320-F102W50C-NNX | 606000 | 697520 | V320 Code reader, 5.0 MP color, Wide view, Fixed focus 102 mm, No outer light, X-Mode decoder, RS-232, Ethernet via USB, IP40
V320-F133M03M-NNP | 315200 | 697479 | V320 Code reader, 0.3 MP monochrome, Medium view, Fixed focus 133 mm, No outer light, 1D/2D decoder, RS-232, Ethernet via USB, IP40
V320-F133M03M-NNX | 557800 | 697480 | V320 Code reader, 0.3 MP monochrome, Medium view, Fixed focus 133 mm, No outer light, X-Mode decoder, RS-232, Ethernet via USB, IP40
V320-F133M12M-NNP | 460800 | 697507 | V320 Code reader, 1.2 MP monochrome, Medium view, Fixed focus 133 mm, No outer light, 1D/2D decoder, RS-232, Ethernet via USB, IP40
V320-F133M12M-NNX | 702800 | 697508 | V320 Code reader, 1.2 MP monochrome, Medium view, Fixed focus 133 mm, No outer light, X-Mode decoder, RS-232, Ethernet via USB, IP40
V320-F133M50C-NNP | 363900 | 697535 | V320 Code reader, 5.0 MP color, Medium view, Fixed focus 133 mm, No outer light, 1D/2D decoder, RS-232, Ethernet via USB, IP40
V320-F133M50C-NNX | 606000 | 697536 | V320 Code reader, 5.0 MP color, Medium view, Fixed focus 133 mm, No outer light, X-Mode decoder, RS-232, Ethernet via USB, IP40
V320-F133W03M-NNP | 315200 | 697465 | V320 Code reader, 0.3 MP monochrome, Wide view, Fixed focus 133 mm, No outer light, 1D/2D decoder, RS-232, Ethernet via USB, IP40
V320-F133W03M-NNX | 557800 | 697466 | V320 Code reader, 0.3 MP monochrome, Wide view, Fixed focus 133 mm, No outer light, X-Mode decoder, RS-232, Ethernet via USB, IP40
V320-F133W12M-NNP | 460800 | 697493 | V320 Code reader, 1.2 MP monochrome, Wide view, Fixed focus 133 mm, No outer light, 1D/2D decoder, RS-232, Ethernet via USB, IP40
V320-F133W12M-NNX | 702800 | 697494 | V320 Code reader, 1.2 MP monochrome, Wide view, Fixed focus 133 mm, No outer light, X-Mode decoder, RS-232, Ethernet via USB, IP40
V320-F133W50C-NNP | 363900 | 697521 | V320 Code reader, 5.0 MP color, Wide view, Fixed focus 133 mm, No outer light, 1D/2D decoder, RS-232, Ethernet via USB, IP40
V320-F133W50C-NNX | 606000 | 697522 | V320 Code reader, 5.0 MP color, Wide view, Fixed focus 133 mm, No outer light, X-Mode decoder, RS-232, Ethernet via USB, IP40
V320-F190M03M-NNP | 315200 | 697481 | V320 Code reader, 0.3 MP monochrome, Medium view, Fixed focus 190 mm, No outer light, 1D/2D decoder, RS-232, Ethernet via USB, IP40
V320-F190M03M-NNX | 557800 | 697482 | V320 Code reader, 0.3 MP monochrome, Medium view, Fixed focus 190 mm, No outer light, X-Mode decoder, RS-232, Ethernet via USB, IP40
V320-F190M12M-NNP | 460800 | 697509 | V320 Code reader, 1.2 MP monochrome, Medium view, Fixed focus 190 mm, No outer light, 1D/2D decoder, RS-232, Ethernet via USB, IP40
V320-F190M12M-NNX | 702800 | 697510 | V320 Code reader, 1.2 MP monochrome, Medium view, Fixed focus 190 mm, No outer light, X-Mode decoder, RS-232, Ethernet via USB, IP40
V320-F190M50C-NNP | 363900 | 697537 | V320 Code reader, 5.0 MP color, Medium view, Fixed focus 190 mm, No outer light, 1D/2D decoder, RS-232, Ethernet via USB, IP40
V320-F190M50C-NNX | 606000 | 697538 | V320 Code reader, 5.0 MP color, Medium view, Fixed focus 190 mm, No outer light, X-Mode decoder, RS-232, Ethernet via USB, IP40
V320-F190W03M-NNP | 315200 | 697467 | V320 Code reader, 0.3 MP monochrome, Wide view, Fixed focus 190 mm, No outer light, 1D/2D decoder, RS-232, Ethernet via USB, IP40
V320-F190W03M-NNX | 557800 | 697468 | V320 Code reader, 0.3 MP monochrome, Wide view, Fixed focus 190 mm, No outer light, X-Mode decoder, RS-232, Ethernet via USB, IP40
V320-F190W12M-NNP | 460800 | 697495 | V320 Code reader, 1.2 MP monochrome, Wide view, Fixed focus 190 mm, No outer light, 1D/2D decoder, RS-232, Ethernet via USB, IP40
V320-F190W12M-NNX | 702800 | 697496 | V320 Code reader, 1.2 MP monochrome, Wide view, Fixed focus 190 mm, No outer light, X-Mode decoder, RS-232, Ethernet via USB, IP40
V320-F190W50C-NNP | 363900 | 697523 | V320 Code reader, 5.0 MP color, Wide view, Fixed focus 190 mm, No outer light, 1D/2D decoder, RS-232, Ethernet via USB, IP40
V320-F190W50C-NNX | 606000 | 697524 | V320 Code reader, 5.0 MP color, Wide view, Fixed focus 190 mm, No outer light, X-Mode decoder, RS-232, Ethernet via USB, IP40
V320-F300M03M-NNP | 315200 | 697483 | V320 Code reader, 0.3 MP monochrome, Medium view, Fixed focus 300 mm, No outer light, 1D/2D decoder, RS-232, Ethernet via USB, IP40
V320-F300M03M-NNX | 557800 | 697484 | V320 Code reader, 0.3 MP monochrome, Medium view, Fixed focus 300 mm, No outer light, X-Mode decoder, RS-232, Ethernet via USB, IP40
V320-F300M12M-NNP | 460800 | 697511 | V320 Code reader, 1.2 MP monochrome, Medium view, Fixed focus 300 mm, No outer light, 1D/2D decoder, RS-232, Ethernet via USB, IP40
V320-F300M12M-NNX | 702800 | 697512 | V320 Code reader, 1.2 MP monochrome, Medium view, Fixed focus 300 mm, No outer light, X-Mode decoder, RS-232, Ethernet via USB, IP40
V320-F300M50C-NNP | 363900 | 697539 | V320 Code reader, 5.0 MP color, Medium view, Fixed focus 300 mm, No outer light, 1D/2D decoder, RS-232, Ethernet via USB, IP40
V320-F300M50C-NNX | 606000 | 697540 | V320 Code reader, 5.0 MP color, Medium view, Fixed focus 300 mm, No outer light, X-Mode decoder, RS-232, Ethernet via USB, IP40
V320-F300W03M-NNP | 315200 | 697469 | V320 Code reader, 0.3 MP monochrome, Wide view, Fixed focus 300 mm, No outer light, 1D/2D decoder, RS-232, Ethernet via USB, IP40
V320-F300W03M-NNX | 557800 | 697470 | V320 Code reader, 0.3 MP monochrome, Wide view, Fixed focus 300 mm, No outer light, X-Mode decoder, RS-232, Ethernet via USB, IP40
V320-F300W12M-NNP | 460800 | 697497 | V320 Code reader, 1.2 MP monochrome, Wide view, Fixed focus 300 mm, No outer light, 1D/2D decoder, RS-232, Ethernet via USB, IP40
V320-F300W12M-NNX | 702800 | 697498 | V320 Code reader, 1.2 MP monochrome, Wide view, Fixed focus 300 mm, No outer light, X-Mode decoder, RS-232, Ethernet via USB, IP40
V320-F300W50C-NNP | 363900 | 697525 | V320 Code reader, 5.0 MP color, Wide view, Fixed focus 300 mm, No outer light, 1D/2D decoder, RS-232, Ethernet via USB, IP40
V320-F300W50C-NNX | 606000 | 697526 | V320 Code reader, 5.0 MP color, Wide view, Fixed focus 300 mm, No outer light, X-Mode decoder, RS-232, Ethernet via USB, IP40
V320-W8-3M | 29110 | 697543 | V/F 320-F Cable, RJ50 to flying lead, straight, 3 m
V320-WR-1M | 72800 | 697542 | V/F 320-F Cable, RJ50 to DB15 socket, straight, 1 m
V320-WRX-2M | 97100 | 697541 | V/F 320-F Cable, RJ50 to RS232 and external power, straight, 2 m
V330-AF1 | 14570 | 697628 | V/F 3x0-F Diffuser Kit, Peel and Stick Accessory, Exterior to unit
V330-AF2 | 14570 | 697629 | V/F 3x0-F Polarizer Kit, Peel and Stick Accessory, Exterior to unit
V330-AF3 | 84700 | 708174 | Standard right angle mirror installation kit for V330 and F330 series
V330-F050M03M-NNP | 315200 | 697558 | V330 Code Reader, 0.3 MP monochrome, Medium view, Fixed focus 50 mm, No outer light, 1D/2D decoder, Ethernet TCP/IP, PROFINET, PoE, IP40
V330-F050M03M-NNX | 557800 | 697559 | V330 Code Reader, 0.3 MP monochrome, Medium view, Fixed focus 50 mm, No outer light, X-Mode decoder, Ethernet TCP/IP, PROFINET, PoE, IP40
V330-F050M12M-NNP | 460800 | 697586 | V330 Code Reader, 1.2 MP monochrome, Medium view, Fixed focus 50 mm, No outer light, 1D/2D decoder, Ethernet TCP/IP, PROFINET, PoE, IP40
V330-F050M12M-NNX | 702800 | 697587 | V330 Code Reader, 1.2 MP monochrome, Medium view, Fixed focus 50 mm, No outer light, X-Mode decoder, Ethernet TCP/IP, PROFINET, PoE, IP40
V330-F050M50C-NNP | 363900 | 697614 | V330 Code Reader, 5 MP color, Medium view, Fixed focus 50 mm, No outer light, 1D/2D decoder, Ethernet TCP/IP, PROFINET, PoE, IP40
V330-F050M50C-NNX | 606000 | 697615 | V330 Code Reader, 5 MP color, Medium view, Fixed focus 50 mm, No outer light, X-Mode decoder, Ethernet TCP/IP, PROFINET, PoE, IP40
V330-F050W03M-NNP | 315200 | 697544 | V330 Code Reader, 0.3 MP monochrome, Wide view, Fixed focus 50 mm, No outer light, 1D/2D decoder, Ethernet TCP/IP, PROFINET, PoE, IP40
V330-F050W03M-NNX | 557800 | 697545 | V330 Code Reader, 0.3 MP monochrome, Wide view, Fixed focus 50 mm, No outer light, X-Mode decoder, Ethernet TCP/IP, PROFINET, PoE, IP40
V330-F050W12M-NNP | 460800 | 697572 | V330 Code Reader, 1.2 MP monochrome, Wide view, Fixed focus 50 mm, No outer light, 1D/2D decoder, Ethernet TCP/IP, PROFINET, PoE, IP40
V330-F050W12M-NNX | 702800 | 697573 | V330 Code Reader, 1.2 MP monochrome, Wide view, Fixed focus 50 mm, No outer light, X-Mode decoder, Ethernet TCP/IP, PROFINET, PoE, IP40
V330-F050W50C-NNP | 363900 | 697600 | V330 Code Reader, 5 MP color, Wide view, Fixed focus 50 mm, No outer light, 1D/2D decoder, Ethernet TCP/IP, PROFINET, PoE, IP40
V330-F050W50C-NNX | 606000 | 697601 | V330 Code Reader, 5 MP color, Wide view, Fixed focus 50 mm, No outer light, X-Mode decoder, Ethernet TCP/IP, PROFINET, PoE, IP40
V330-F064M03M-NNP | 315200 | 697560 | V330 Code Reader, 0.3 MP monochrome, Medium view, Fixed focus 64 mm, No outer light, 1D/2D decoder, Ethernet TCP/IP, PROFINET, PoE, IP40
V330-F064M03M-NNX | 557800 | 697561 | V330 Code Reader, 0.3 MP monochrome, Medium view, Fixed focus 64 mm, No outer light, X-Mode decoder, Ethernet TCP/IP, PROFINET, PoE, IP40
V330-F064M12M-NNP | 460800 | 697588 | V330 Code Reader, 1.2 MP monochrome, Medium view, Fixed focus 64 mm, No outer light, 1D/2D decoder, Ethernet TCP/IP, PROFINET, PoE, IP40
V330-F064M12M-NNX | 702800 | 697589 | V330 Code Reader, 1.2 MP monochrome, Medium view, Fixed focus 64 mm, No outer light, X-Mode decoder, Ethernet TCP/IP, PROFINET, PoE, IP40
V330-F064M50C-NNP | 363900 | 697616 | V330 Code Reader, 5 MP color, Medium view, Fixed focus 64 mm, No outer light, 1D/2D decoder, Ethernet TCP/IP, PROFINET, PoE, IP40
V330-F064M50C-NNX | 606000 | 697617 | V330 Code Reader, 5 MP color, Medium view, Fixed focus 64 mm, No outer light, X-Mode decoder, Ethernet TCP/IP, PROFINET, PoE, IP40
V330-F064W03M-NNP | 315200 | 697546 | V330 Code Reader, 0.3 MP monochrome, Wide view, Fixed focus 64 mm, No outer light, 1D/2D decoder, Ethernet TCP/IP, PROFINET, PoE, IP40
V330-F064W03M-NNX | 557800 | 697547 | V330 Code Reader, 0.3 MP monochrome, Wide view, Fixed focus 64 mm, No outer light, X-Mode decoder, Ethernet TCP/IP, PROFINET, PoE, IP40
V330-F064W12M-NNP | 460800 | 697574 | V330 Code Reader, 1.2 MP monochrome, Wide view, Fixed focus 64 mm, No outer light, 1D/2D decoder, Ethernet TCP/IP, PROFINET, PoE, IP40
V330-F064W12M-NNX | 702800 | 697575 | V330 Code Reader, 1.2 MP monochrome, Wide view, Fixed focus 64 mm, No outer light, X-Mode decoder, Ethernet TCP/IP, PROFINET, PoE, IP40
V330-F064W50C-NNP | 363900 | 697602 | V330 Code Reader, 5 MP color, Wide view, Fixed focus 64 mm, No outer light, 1D/2D decoder, Ethernet TCP/IP, PROFINET, PoE, IP40
V330-F064W50C-NNX | 606000 | 697603 | V330 Code Reader, 5 MP color, Wide view, Fixed focus 64 mm, No outer light, X-Mode decoder, Ethernet TCP/IP, PROFINET, PoE, IP40
V330-F081M03M-NNP | 315200 | 697562 | V330 Code Reader, 0.3 MP monochrome, Medium view, Fixed focus 81 mm, No outer light, 1D/2D decoder, Ethernet TCP/IP, PROFINET, PoE, IP40
V330-F081M03M-NNX | 557800 | 697563 | V330 Code Reader, 0.3 MP monochrome, Medium view, Fixed focus 81 mm, No outer light, X-Mode decoder, Ethernet TCP/IP, PROFINET, PoE, IP40
V330-F081M12M-NNP | 460800 | 697590 | V330 Code Reader, 1.2 MP monochrome, Medium view, Fixed focus 81 mm, No outer light, 1D/2D decoder, Ethernet TCP/IP, PROFINET, PoE, IP40
V330-F081M12M-NNX | 702800 | 697591 | V330 Code Reader, 1.2 MP monochrome, Medium view, Fixed focus 81 mm, No outer light, X-Mode decoder, Ethernet TCP/IP, PROFINET, PoE, IP40
V330-F081M50C-NNP | 363900 | 697618 | V330 Code Reader, 5 MP color, Medium view, Fixed focus 81 mm, No outer light, 1D/2D decoder, Ethernet TCP/IP, PROFINET, PoE, IP40
V330-F081M50C-NNX | 606000 | 697619 | V330 Code Reader, 5 MP color, Medium view, Fixed focus 81 mm, No outer light, X-Mode decoder, Ethernet TCP/IP, PROFINET, PoE, IP40
V330-F081W03M-NNP | 315200 | 697548 | V330 Code Reader, 0.3 MP monochrome, Wide view, Fixed focus 81 mm, No outer light, 1D/2D decoder, Ethernet TCP/IP, PROFINET, PoE, IP40
V330-F081W03M-NNX | 557800 | 697549 | V330 Code Reader, 0.3 MP monochrome, Wide view, Fixed focus 81 mm, No outer light, X-Mode decoder, Ethernet TCP/IP, PROFINET, PoE, IP40
V330-F081W12M-NNP | 460800 | 697576 | V330 Code Reader, 1.2 MP monochrome, Wide view, Fixed focus 81 mm, No outer light, 1D/2D decoder, Ethernet TCP/IP, PROFINET, PoE, IP40
V330-F081W12M-NNX | 702800 | 697577 | V330 Code Reader, 1.2 MP monochrome, Wide view, Fixed focus 81 mm, No outer light, X-Mode decoder, Ethernet TCP/IP, PROFINET, PoE, IP40
V330-F081W50C-NNP | 363900 | 697604 | V330 Code Reader, 5 MP color, Wide view, Fixed focus 81 mm, No outer light, 1D/2D decoder, Ethernet TCP/IP, PROFINET, PoE, IP40
V330-F081W50C-NNX | 606000 | 697605 | V330 Code Reader, 5 MP color, Wide view, Fixed focus 81 mm, No outer light, X-Mode decoder, Ethernet TCP/IP, PROFINET, PoE, IP40
V330-F102M03M-NNP | 315200 | 697564 | V330 Code Reader, 0.3 MP monochrome, Medium view, Fixed focus 102 mm, No outer light, 1D/2D decoder, Ethernet TCP/IP, PROFINET, PoE, IP40
V330-F102M03M-NNX | 557800 | 697565 | V330 Code Reader, 0.3 MP monochrome, Medium view, Fixed focus 102 mm, No outer light, X-Mode decoder, Ethernet TCP/IP, PROFINET, PoE, IP40
V330-F102M12M-NNP | 460800 | 697592 | V330 Code Reader, 1.2 MP monochrome, Medium view, Fixed focus 102 mm, No outer light, 1D/2D decoder, Ethernet TCP/IP, PROFINET, PoE, IP40
V330-F102M12M-NNX | 702800 | 697593 | V330 Code Reader, 1.2 MP monochrome, Medium view, Fixed focus 102 mm, No outer light, X-Mode decoder, Ethernet TCP/IP, PROFINET, PoE, IP40
V330-F102M50C-NNP | 363900 | 697620 | V330 Code Reader, 5 MP color, Medium view, Fixed focus 102 mm, No outer light, 1D/2D decoder, Ethernet TCP/IP, PROFINET, PoE, IP40
V330-F102M50C-NNX | 606000 | 697621 | V330 Code Reader, 5 MP color, Medium view, Fixed focus 102 mm, No outer light, X-Mode decoder, Ethernet TCP/IP, PROFINET, PoE, IP40
V330-F102W03M-NNP | 315200 | 697550 | V330 Code Reader, 0.3 MP monochrome, Wide view, Fixed focus 102 mm, No outer light, 1D/2D decoder, Ethernet TCP/IP, PROFINET, PoE, IP40
V330-F102W03M-NNX | 557800 | 697551 | V330 Code Reader, 0.3 MP monochrome, Wide view, Fixed focus 102 mm, No outer light, X-Mode decoder, Ethernet TCP/IP, PROFINET, PoE, IP40
V330-F102W12M-NNP | 460800 | 697578 | V330 Code Reader, 1.2 MP monochrome, Wide view, Fixed focus 102 mm, No outer light, 1D/2D decoder, Ethernet TCP/IP, PROFINET, PoE, IP40
V330-F102W12M-NNX | 702800 | 697579 | V330 Code Reader, 1.2 MP monochrome, Wide view, Fixed focus 102 mm, No outer light, X-Mode decoder, Ethernet TCP/IP, PROFINET, PoE, IP40
V330-F102W50C-NNP | 363900 | 697606 | V330 Code Reader, 5 MP color, Wide view, Fixed focus 102 mm, No outer light, 1D/2D decoder, Ethernet TCP/IP, PROFINET, PoE, IP40
V330-F102W50C-NNX | 606000 | 697607 | V330 Code Reader, 5 MP color, Wide view, Fixed focus 102 mm, No outer light, X-Mode decoder, Ethernet TCP/IP, PROFINET, PoE, IP40
V330-F133M03M-NNP | 315200 | 697566 | V330 Code Reader, 0.3 MP monochrome, Medium view, Fixed focus 133 mm, No outer light, 1D/2D decoder, Ethernet TCP/IP, PROFINET, PoE, IP40
V330-F133M03M-NNX | 557800 | 697567 | V330 Code Reader, 0.3 MP monochrome, Medium view, Fixed focus 133 mm, No outer light, X-Mode decoder, Ethernet TCP/IP, PROFINET, PoE, IP40
V330-F133M12M-NNP | 460800 | 697594 | V330 Code Reader, 1.2 MP monochrome, Medium view, Fixed focus 133 mm, No outer light, 1D/2D decoder, Ethernet TCP/IP, PROFINET, PoE, IP40
V330-F133M12M-NNX | 702800 | 697595 | V330 Code Reader, 1.2 MP monochrome, Medium view, Fixed focus 133 mm, No outer light, X-Mode decoder, Ethernet TCP/IP, PROFINET, PoE, IP40
V330-F133M50C-NNP | 363900 | 697622 | V330 Code Reader, 5 MP color, Medium view, Fixed focus 133 mm, No outer light, 1D/2D decoder, Ethernet TCP/IP, PROFINET, PoE, IP40
V330-F133M50C-NNX | 606000 | 697623 | V330 Code Reader, 5 MP color, Medium view, Fixed focus 133 mm, No outer light, X-Mode decoder, Ethernet TCP/IP, PROFINET, PoE, IP40
V330-F133W03M-NNP | 315200 | 697552 | V330 Code Reader, 0.3 MP monochrome, Wide view, Fixed focus 133 mm, No outer light, 1D/2D decoder, Ethernet TCP/IP, PROFINET, PoE, IP40
V330-F133W03M-NNX | 557800 | 697553 | V330 Code Reader, 0.3 MP monochrome, Wide view, Fixed focus 133 mm, No outer light, X-Mode decoder, Ethernet TCP/IP, PROFINET, PoE, IP40
V330-F133W12M-NNP | 460800 | 697580 | V330 Code Reader, 1.2 MP monochrome, Wide view, Fixed focus 133 mm, No outer light, 1D/2D decoder, Ethernet TCP/IP, PROFINET, PoE, IP40
V330-F133W12M-NNX | 702800 | 697581 | V330 Code Reader, 1.2 MP monochrome, Wide view, Fixed focus 133 mm, No outer light, X-Mode decoder, Ethernet TCP/IP, PROFINET, PoE, IP40
V330-F133W50C-NNP | 363900 | 697608 | V330 Code Reader, 5 MP color, Wide view, Fixed focus 133 mm, No outer light, 1D/2D decoder, Ethernet TCP/IP, PROFINET, PoE, IP40
V330-F133W50C-NNX | 606000 | 697609 | V330 Code Reader, 5 MP color, Wide view, Fixed focus 133 mm, No outer light, X-Mode decoder, Ethernet TCP/IP, PROFINET, PoE, IP40
V330-F190M03M-NNP | 315200 | 697568 | V330 Code Reader, 0.3 MP monochrome, Medium view, Fixed focus 190 mm, No outer light, 1D/2D decoder, Ethernet TCP/IP, PROFINET, PoE, IP40
V330-F190M03M-NNX | 557800 | 697569 | V330 Code Reader, 0.3 MP monochrome, Medium view, Fixed focus 190 mm, No outer light, X-Mode decoder, Ethernet TCP/IP, PROFINET, PoE, IP40
V330-F190M12M-NNP | 460800 | 697596 | V330 Code Reader, 1.2 MP monochrome, Medium view, Fixed focus 190 mm, No outer light, 1D/2D decoder, Ethernet TCP/IP, PROFINET, PoE, IP40
V330-F190M12M-NNX | 702800 | 697597 | V330 Code Reader, 1.2 MP monochrome, Medium view, Fixed focus 190 mm, No outer light, X-Mode decoder, Ethernet TCP/IP, PROFINET, PoE, IP40
V330-F190M50C-NNP | 363900 | 697624 | V330 Code Reader, 5 MP color, Medium view, Fixed focus 190 mm, No outer light, 1D/2D decoder, Ethernet TCP/IP, PROFINET, PoE, IP40
V330-F190M50C-NNX | 606000 | 697625 | V330 Code Reader, 5 MP color, Medium view, Fixed focus 190 mm, No outer light, X-Mode decoder, Ethernet TCP/IP, PROFINET, PoE, IP40
V330-F190W03M-NNP | 315200 | 697554 | V330 Code Reader, 0.3 MP monochrome, Wide view, Fixed focus 190 mm, No outer light, 1D/2D decoder, Ethernet TCP/IP, PROFINET, PoE, IP40
V330-F190W03M-NNX | 557800 | 697555 | V330 Code Reader, 0.3 MP monochrome, Wide view, Fixed focus 190 mm, No outer light, X-Mode decoder, Ethernet TCP/IP, PROFINET, PoE, IP40
V330-F190W12M-NNP | 460800 | 697582 | V330 Code Reader, 1.2 MP monochrome, Wide view, Fixed focus 190 mm, No outer light, 1D/2D decoder, Ethernet TCP/IP, PROFINET, PoE, IP40
V330-F190W12M-NNX | 702800 | 697583 | V330 Code Reader, 1.2 MP monochrome, Wide view, Fixed focus 190 mm, No outer light, X-Mode decoder, Ethernet TCP/IP, PROFINET, PoE, IP40
V330-F190W50C-NNP | 363900 | 697610 | V330 Code Reader, 5 MP color, Wide view, Fixed focus 190 mm, No outer light, 1D/2D decoder, Ethernet TCP/IP, PROFINET, PoE, IP40
V330-F190W50C-NNX | 606000 | 697611 | V330 Code Reader, 5 MP color, Wide view, Fixed focus 190 mm, No outer light, X-Mode decoder, Ethernet TCP/IP, PROFINET, PoE, IP40
V330-F300M03M-NNP | 315200 | 697570 | V330 Code Reader, 0.3 MP monochrome, Medium view, Fixed focus 300 mm, No outer light, 1D/2D decoder, Ethernet TCP/IP, PROFINET, PoE, IP40
V330-F300M03M-NNX | 557800 | 697571 | V330 Code Reader, 0.3 MP monochrome, Medium view, Fixed focus 300 mm, No outer light, X-Mode decoder, Ethernet TCP/IP, PROFINET, PoE, IP40
V330-F300M12M-NNP | 460800 | 697598 | V330 Code Reader, 1.2 MP monochrome, Medium view, Fixed focus 300 mm, No outer light, 1D/2D decoder, Ethernet TCP/IP, PROFINET, PoE, IP40
V330-F300M12M-NNX | 702800 | 697599 | V330 Code Reader, 1.2 MP monochrome, Medium view, Fixed focus 300 mm, No outer light, X-Mode decoder, Ethernet TCP/IP, PROFINET, PoE, IP40
V330-F300M50C-NNP | 363900 | 697626 | V330 Code Reader, 5 MP color, Medium view, Fixed focus 300 mm, No outer light, 1D/2D decoder, Ethernet TCP/IP, PROFINET, PoE, IP40
V330-F300M50C-NNX | 606000 | 697627 | V330 Code Reader, 5 MP color, Medium view, Fixed focus 300 mm, No outer light, X-Mode decoder, Ethernet TCP/IP, PROFINET, PoE, IP40
V330-F300W03M-NNP | 315200 | 697556 | V330 Code Reader, 0.3 MP monochrome, Wide view, Fixed focus 300 mm, No outer light, 1D/2D decoder, Ethernet TCP/IP, PROFINET, PoE, IP40
V330-F300W03M-NNX | 557800 | 697557 | V330 Code Reader, 0.3 MP monochrome, Wide view, Fixed focus 300 mm, No outer light, X-Mode decoder, Ethernet TCP/IP, PROFINET, PoE, IP40
V330-F300W12M-NNP | 460800 | 697584 | V330 Code Reader, 1.2 MP monochrome, Wide view, Fixed focus 300 mm, No outer light, 1D/2D decoder, Ethernet TCP/IP, PROFINET, PoE, IP40
V330-F300W12M-NNX | 702800 | 697585 | V330 Code Reader, 1.2 MP monochrome, Wide view, Fixed focus 300 mm, No outer light, X-Mode decoder, Ethernet TCP/IP, PROFINET, PoE, IP40
V330-F300W50C-NNP | 363900 | 697612 | V330 Code Reader, 5 MP color, Wide view, Fixed focus 300 mm, No outer light, 1D/2D decoder, Ethernet TCP/IP, PROFINET, PoE, IP40
V330-F300W50C-NNX | 606000 | 697613 | V330 Code Reader, 5 MP color, Wide view, Fixed focus 300 mm, No outer light, X-Mode decoder, Ethernet TCP/IP, PROFINET, PoE, IP40
V400-R2CF125 | 704300 | 378759 | Ultra small multicode reader (1D/2D barcodes), working distance 125mm
V400-R2CF65 | 704300 | 378758 | Ultra small multicode reader (1D/2D barcodes), working distance 65mm
V410-AC0-1 | 27300 | 700371 | V410-H AC Power supply 5.2 VDC, 1.1 A
V410-AS0 | 29290 | 699311 | Presentation stand, hands free operation, V410-H
V410-HDS4608HC | 190200 | 699313 | V410-H HC Handheld Reader, white, wired
V410-HDS4608SR | 168000 | 699314 | V410-H SR Handheld Reader, black grey, wired
V410-HDS4608XD | 279400 | 699312 | V410-H XD Handheld Reader, black grey, wired, with X-Mode
V410-WR-2M | 20860 | 699315 | Cable, RS-232, DB9F, TXD-2, 2 m
V410-WUB-2M | 20860 | 699316 | Cable, style 3 USB, Mod plug, 2 m
V420-AC0 | 55800 | 697909 | V/F 420-F Kit; RS-232 Breakout (DB-15) Cable plus Power Supply
V420-AC1 | 55800 | 697910 | V/F 420-F Kit; USB Breakout Cable plus Power Supply
V420-AC2 | 85050 | 697911 | V/F 420-F Kit; USB, IO, and Power Breakout Cable plus Power Supply
V420-F000L12M-NNP | 751200 | 697899 | V420 Code Reader, 1.2 MP Monochrome, Long range, Autofocus 75-1200 mm, No outer light, 1D/2D, Serial RS-232, USB, or Ethernet over USB, IP54
V420-F000L12M-NNX | 993400 | 697900 | V420 Code Reader, 1.2 MP Monochrome, Long range, Autofocus 75-1200 mm, No outer light, X-Mode, Serial RS-232, USB, or Ethernet over USB, IP54
V420-F000L12M-SRP | 799900 | 697901 | V420 Code Reader, 1.2 MP Monochrome, Long range, Autofocus 75-1200 mm, Red light, 1D/2D, Serial RS-232, USB, or Ethernet over USB, IP54
V420-F000L12M-SRX | 920900 | 691402 | V420 Code Reader, 1.2 MP Monochrome, Long range, Autofocus 75-1200 mm, Red light, X-Mode, Serial RS-232, USB, or Ethernet over USB, IP54
V420-F000L12M-SWP | 799900 | 697902 | V420 Code Reader, 1.2 MP Monochrome, Long range, Autofocus 75-1200 mm, White light, 1D/2D, Serial RS-232, USB, or Ethernet over USB, IP54
V420-F000L12M-SWX | 1042000 | 697903 | V420 Code Reader, 1.2 MP Monochrome, Long range, Autofocus 75-1200 mm, White light, X-Mode, Serial RS-232, USB, or Ethernet over USB, IP54
V420-F000M03M-NNP | 606000 | 697860 | V420 Code Reader, 0.3 MP Monochrome, Medium view, Autofocus 50-300 mm, No outer light, 1D/2D, Serial RS-232, USB, or Ethernet over USB, IP54
V420-F000M03M-NNX | 848200 | 697861 | V420 Code Reader, 0.3 MP Monochrome, Medium view, Autofocus 50-300 mm, No outer light, X-Mode, Serial RS-232, USB, or Ethernet over USB, IP54
V420-F000M03M-SRP | 654400 | 697862 | V420 Code Reader, 0.3 MP Monochrome, Medium view, Autofocus 50-300 mm, Red light, 1D/2D, Serial RS-232, USB, or Ethernet over USB, IP54
V420-F000M03M-SRX | 775500 | 691517 | V420 Code Reader, 0.3 MP Monochrome, Medium view, Autofocus 50-300 mm, Red light, X-Mode, Serial RS-232, USB, or Ethernet over USB, IP54
V420-F000M03M-SWP | 654400 | 697863 | V420 Code Reader, 0.3 MP Monochrome, Medium view, Autofocus 50-300 mm, White light, 1D/2D, Serial RS-232, USB, or Ethernet over USB, IP54
V420-F000M03M-SWX | 896600 | 697864 | V420 Code Reader, 0.3 MP Monochrome, Medium view, Autofocus 50-300 mm, White light, X-Mode, Serial RS-232, USB, or Ethernet over USB, IP54
V420-F000M12M-NNP | 751200 | 697870 | V420 Code Reader, 1.2 MP Monochrome, Medium view, Autofocus 50-300 mm, No outer light, 1D/2D, Serial RS-232, USB, or Ethernet over USB, IP54
V420-F000M12M-NNX | 993400 | 697871 | V420 Code Reader, 1.2 MP Monochrome, Medium view, Autofocus 50-300 mm, No outer light, X-Mode, Serial RS-232, USB, or Ethernet over USB, IP54
V420-F000M12M-SRP | 799900 | 702501 | V420 Code Reader, 1.2 MP monochrome, medium view, autofocus 50-300 mm, white light, 1D/2D, Serial RS-232, USB, or Ethernet over USB, IP54
V420-F000M12M-SRX | 920900 | 691331 | V420 Code Reader, 1.2 MP Monochrome, Medium view, Autofocus 50-300 mm, Red light, X-Mode, Serial RS-232, USB, or Ethernet over USB, IP54
V420-F000M12M-SWP | 799900 | 697872 | V420 Code Reader, 1.2 MP Monochrome, Medium view, Autofocus 50-300 mm, White light, 1D/2D, Serial RS-232, USB, or Ethernet over USB, IP54
V420-F000M12M-SWX | 1042000 | 697873 | V420 Code Reader, 1.2 MP Monochrome, Medium view, Autofocus 50-300 mm, White light, X-Mode, Serial RS-232, USB, or Ethernet over USB, IP54
V420-F000M50C-NNP | 654400 | 697878 | V420 Code Reader, 5 MP Color, Medium view, Autofocus 50-300 mm, No outer light, 1D/2D, Serial RS-232, USB, or Ethernet over USB, IP54
V420-F000M50C-NNX | 896600 | 697879 | V420 Code Reader, 5 MP Color, Medium view, Autofocus 50-300 mm, No outer light, X-Mode, Serial RS-232, USB, or Ethernet over USB, IP54
V420-F000M50C-SWP | 702800 | 697880 | V420 Code Reader, 5 MP Color, Medium view, Autofocus 50-300 mm, White light, 1D/2D, Serial RS-232, USB, or Ethernet over USB, IP54
V420-F000M50C-SWX | 945000 | 697881 | V420 Code Reader, 5 MP Color, Medium view, Autofocus 50-300 mm, White light, X-Mode, Serial RS-232, USB, or Ethernet over USB, IP54
V420-F000N12M-NNP | 751200 | 697894 | V420 Code Reader, 1.2 MP Monochrome, Narrow view, Autofocus 40-150 mm, No outer light, 1D/2D, Serial RS-232, USB, or Ethernet over USB, IP54
V420-F000N12M-NNX | 993400 | 697895 | V420 Code Reader, 1.2 MP Monochrome, Narrow view, Autofocus 40-150 mm, No outer light, X-Mode, Serial RS-232, USB, or Ethernet over USB, IP54
V420-F000N12M-SRP | 799900 | 697896 | V420 Code Reader, 1.2 MP Monochrome, Narrow view, Autofocus 40-150 mm, Red light, 1D/2D, Serial RS-232, USB, or Ethernet over USB, IP54
V420-F000N12M-SRX | 1042000 | 691495 | V420 Code Reader, 1.2 MP Monochrome, Narrow view, Autofocus 40-150 mm, Red light, X-Mode, Serial RS-232, USB, or Ethernet over USB, IP54
V420-F000N12M-SWP | 799900 | 697897 | V420 Code Reader, 1.2 MP Monochrome, Narrow view, Autofocus 40-150 mm, White light, 1D/2D, Serial RS-232, USB, or Ethernet over USB, IP54
V420-F000N12M-SWX | 1042000 | 697898 | V420 Code Reader, 1.2 MP Monochrome, Narrow view, Autofocus 40-150 mm, White light, X-Mode, Serial RS-232, USB, or Ethernet over USB, IP54
V420-F000W03M-NNP | 606000 | 697855 | V420 Code Reader, 0.3 MP Monochrome, Wide view, Autofocus 50-300 mm, No outer light, 1D/2D, Serial RS-232, USB, or Ethernet over USB, IP54
V420-F000W03M-NNX | 848200 | 697856 | V420 Code Reader, 0.3 MP Monochrome, Wide view, Autofocus 50-300 mm, No outer light, X-Mode, Serial RS-232, USB, or Ethernet over USB, IP54
V420-F000W03M-SRP | 654400 | 697857 | V420 Code Reader, 0.3 MP Monochrome, Wide view, Autofocus 50-300 mm, Red light, 1D/2D, Serial RS-232, USB, or Ethernet over USB, IP54
V420-F000W03M-SRX | 775500 | 691327 | V420 Code Reader, 0.3 MP Monochrome, Wide view, Autofocus 50-300 mm, Red light, X-Mode, Serial RS-232, USB, or Ethernet over USB, IP54
V420-F000W03M-SWP | 654400 | 697858 | V420 Code Reader, 0.3 MP Monochrome, Wide view, Autofocus 50-300 mm, White light, 1D/2D, Serial RS-232, USB, or Ethernet over USB, IP54
V420-F000W03M-SWX | 896600 | 697859 | V420 Code Reader, 0.3 MP Monochrome, Wide view, Autofocus 50-300 mm, White light, X-Mode, Serial RS-232, USB, or Ethernet over USB, IP54
V420-F000W12M-NNP | 751200 | 697865 | V420 Code Reader, 1.2 MP Monochrome, Wide view, Autofocus 50-300 mm, No outer light, 1D/2D, Serial RS-232, USB, or Ethernet over USB, IP54
V420-F000W12M-NNX | 993400 | 697866 | V420 Code Reader, 1.2 MP Monochrome, Wide view, Autofocus 50-300 mm, No outer light, X-Mode, Serial RS-232, USB, or Ethernet over USB, IP54
V420-F000W12M-SRP | 799900 | 697867 | V420 Code Reader, 1.2 MP Monochrome, Wide view, Autofocus 50-300 mm, Red light, 1D/2D, Serial RS-232, USB, or Ethernet over USB, IP54
V420-F000W12M-SRX | 920900 | 691425 | V420 Code Reader, 1.2 MP Monochrome, Wide view, Autofocus 50-300 mm, Red light, X-Mode, Serial RS-232, USB, or Ethernet over USB, IP54
V420-F000W12M-SWP | 799900 | 697868 | V420 Code Reader, 1.2 MP Monochrome, Wide view, Autofocus 50-300 mm, White light, 1D/2D, Serial RS-232, USB, or Ethernet over USB, IP54
V420-F000W12M-SWX | 1042000 | 697869 | V420 Code Reader, 1.2 MP Monochrome, Wide view, Autofocus 50-300 mm, White light, X-Mode, Serial RS-232, USB, or Ethernet over USB, IP54
V420-F000W50C-NNP | 654400 | 697874 | V420 Code Reader, 5 MP Color, Wide view, Autofocus 50-300 mm, No outer light, 1D/2D, Serial RS-232, USB, or Ethernet over USB, IP54
V420-F000W50C-NNX | 896600 | 697875 | V420 Code Reader, 5 MP Color, Wide view, Autofocus 50-300 mm, No outer light, X-Mode, Serial RS-232, USB, or Ethernet over USB, IP54
V420-F000W50C-SWP | 702800 | 697876 | V420 Code Reader, 5 MP Color, Wide view, Autofocus 50-300 mm, White light, 1D/2D, Serial RS-232, USB, or Ethernet over USB, IP54
V420-F000W50C-SWX | 945000 | 697877 | V420 Code Reader, 5 MP Color, Wide view, Autofocus 50-300 mm, White light, X-Mode, Serial RS-232, USB, or Ethernet over USB, IP54
V420-F050M03M-NNP | 460800 | 697673 | V420 Code Reader, 0.3 MP monochrome, Medium view, Fixed focus 50 mm, No outer light, 1D/2D decoder, Serial RS-232, USB, or Ethernet over USB, IP54
V420-F050M03M-NNX | 702800 | 697674 | V420 Code Reader, 0.3 MP monochrome, Medium view, Fixed focus 50 mm, No outer light, X-Mode decoder, Serial RS-232, USB, or Ethernet over USB, IP54
V420-F050M03M-SRP | 509200 | 697675 | V420 Code Reader, 0.3 MP monochrome, Medium view, Fixed focus 50 mm, Red light, 1D/2D decoder, Serial RS-232, USB, or Ethernet over USB, IP54
V420-F050M03M-SRX | 751200 | 697676 | V420 Code Reader, 0.3 MP monochrome, Medium view, Fixed focus 50 mm, Red light, X-Mode decoder, Serial RS-232, USB, or Ethernet over USB, IP54
V420-F050M03M-SWP | 509200 | 697677 | V420 Code Reader, 0.3 MP monochrome, Medium view, Fixed focus 50 mm, White light, 1D/2D decoder, Serial RS-232, USB, or Ethernet over USB, IP54
V420-F050M03M-SWX | 751200 | 697678 | V420 Code Reader, 0.3 MP monochrome, Medium view, Fixed focus 50 mm, White light, X-Mode decoder, Serial RS-232, USB, or Ethernet over USB, IP54
V420-F050M12M-NNP | 606000 | 697757 | V420 Code Reader, 1.2 MP monochrome, Medium view, Fixed focus 50 mm, No outer light, 1D/2D decoder, Serial RS-232, USB, or Ethernet over USB, IP54
V420-F050M12M-NNX | 848200 | 697758 | V420 Code Reader, 1.2 MP monochrome, Medium view, Fixed focus 50 mm, No outer light, X-Mode decoder, Serial RS-232, USB, or Ethernet over USB, IP54
V420-F050M12M-SRP | 654400 | 697759 | V420 Code Reader, 1.2 MP monochrome, Medium view, Fixed focus 50 mm, Red light, 1D/2D decoder, Serial RS-232, USB, or Ethernet over USB, IP54
V420-F050M12M-SRX | 896600 | 697760 | V420 Code Reader, 1.2 MP monochrome, Medium view, Fixed focus 50 mm, Red light, X-Mode decoder, Serial RS-232, USB, or Ethernet over USB, IP54
V420-F050M12M-SWP | 654400 | 697761 | V420 Code Reader, 1.2 MP monochrome, Medium view, Fixed focus 50 mm, White light, 1D/2D decoder, Serial RS-232, USB, or Ethernet over USB, IP54
V420-F050M12M-SWX | 896600 | 697762 | V420 Code Reader, 1.2 MP monochrome, Medium view, Fixed focus 50 mm, White light, X-Mode decoder, Serial RS-232, USB, or Ethernet over USB, IP54
V420-F050M50C-NNP | 509200 | 697827 | V420 Code Reader, 5 MP color, Medium view, Fixed focus 50 mm, No outer light, 1D/2D decoder, Serial RS-232, USB, or Ethernet over USB, IP54
V420-F050M50C-NNX | 751200 | 697828 | V420 Code Reader, 5 MP color, Medium view, Fixed focus 50 mm, No outer light, X-Mode decoder, Serial RS-232, USB, or Ethernet over USB, IP54
V420-F050M50C-SWP | 557800 | 697829 | V420 Code Reader, 5 MP color, Medium view, Fixed focus 50 mm, White light, 1D/2D decoder, Serial RS-232, USB, or Ethernet over USB, IP54
V420-F050M50C-SWX | 799900 | 697830 | V420 Code Reader, 5 MP color, Medium view, Fixed focus 50 mm, White light, X-Mode decoder, Serial RS-232, USB, or Ethernet over USB, IP54
V420-F050W03M-NNP | 460800 | 697631 | V420 Code Reader, 0.3 MP monochrome, Wide view, Fixed focus 50 mm, No outer light, 1D/2D decoder, Serial RS-232, USB, or Ethernet over USB, IP54
V420-F050W03M-NNX | 702800 | 697632 | V420 Code Reader, 0.3 MP monochrome, Wide view, Fixed focus 50 mm, No outer light, X-Mode decoder, Serial RS-232, USB, or Ethernet over USB, IP54
V420-F050W03M-SRP | 509200 | 697633 | V420 Code Reader, 0.3 MP monochrome, Wide view, Fixed focus 50 mm, Red light, 1D/2D decoder, Serial RS-232, USB, or Ethernet over USB, IP54
V420-F050W03M-SRX | 751200 | 697634 | V420 Code Reader, 0.3 MP monochrome, Wide view, Fixed focus 50 mm, Red light, X-Mode decoder, Serial RS-232, USB, or Ethernet over USB, IP54
V420-F050W03M-SWP | 509200 | 697635 | V420 Code Reader, 0.3 MP monochrome, Wide view, Fixed focus 50 mm, White light, 1D/2D decoder, Serial RS-232, USB, or Ethernet over USB, IP54
V420-F050W03M-SWX | 751200 | 697636 | V420 Code Reader, 0.3 MP monochrome, Wide view, Fixed focus 50 mm, White light, X-Mode decoder, Serial RS-232, USB, or Ethernet over USB, IP54
V420-F050W12M-NNP | 606000 | 697715 | V420 Code Reader, 1.2 MP monochrome, Wide view, Fixed focus 50 mm, No outer light, 1D/2D decoder, Serial RS-232, USB, or Ethernet over USB, IP54
V420-F050W12M-NNX | 848200 | 697716 | V420 Code Reader, 1.2 MP monochrome, Wide view, Fixed focus 50 mm, No outer light, X-Mode decoder, Serial RS-232, USB, or Ethernet over USB, IP54
V420-F050W12M-SRP | 654400 | 697717 | V420 Code Reader, 1.2 MP monochrome, Wide view, Fixed focus 50 mm, Red light, 1D/2D decoder, Serial RS-232, USB, or Ethernet over USB, IP54
V420-F050W12M-SRX | 896600 | 697718 | V420 Code Reader, 1.2 MP monochrome, Wide view, Fixed focus 50 mm, Red light, X-Mode decoder, Serial RS-232, USB, or Ethernet over USB, IP54
V420-F050W12M-SWP | 654400 | 697719 | V420 Code Reader, 1.2 MP monochrome, Wide view, Fixed focus 50 mm, White light, 1D/2D decoder, Serial RS-232, USB, or Ethernet over USB, IP54
V420-F050W12M-SWX | 896600 | 697720 | V420 Code Reader, 1.2 MP monochrome, Wide view, Fixed focus 50 mm, White light, X-Mode decoder, Serial RS-232, USB, or Ethernet over USB, IP54
V420-F050W50C-NNP | 509200 | 697799 | V420 Code Reader, 5 MP color, Wide view, Fixed focus 50 mm, No outer light, 1D/2D decoder, Serial RS-232, USB, or Ethernet over USB, IP54
V420-F050W50C-NNX | 751200 | 697800 | V420 Code Reader, 5 MP color, Wide view, Fixed focus 50 mm, No outer light, X-Mode decoder, Serial RS-232, USB, or Ethernet over USB, IP54
V420-F050W50C-SWP | 557800 | 697801 | V420 Code Reader, 5 MP color, Wide view, Fixed focus 50 mm, White light, 1D/2D decoder, Serial RS-232, USB, or Ethernet over USB, IP54
V420-F050W50C-SWX | 799900 | 697802 | V420 Code Reader, 5 MP color, Wide view, Fixed focus 50 mm, White light, X-Mode decoder, Serial RS-232, USB, or Ethernet over USB, IP54
V420-F064M03M-NNP | 460800 | 697679 | V420 Code Reader, 0.3 MP monochrome, Medium view, Fixed focus 64 mm, No outer light, 1D/2D decoder, Serial RS-232, USB, or Ethernet over USB, IP54
V420-F064M03M-NNX | 702800 | 697680 | V420 Code Reader, 0.3 MP monochrome, Medium view, Fixed focus 64 mm, No outer light, X-Mode decoder, Serial RS-232, USB, or Ethernet over USB, IP54
V420-F064M03M-SRP | 509200 | 697681 | V420 Code Reader, 0.3 MP monochrome, Medium view, Fixed focus 64 mm, Red light, 1D/2D decoder, Serial RS-232, USB, or Ethernet over USB, IP54
V420-F064M03M-SRX | 751200 | 697682 | V420 Code Reader, 0.3 MP monochrome, Medium view, Fixed focus 64 mm, Red light, X-Mode decoder, Serial RS-232, USB, or Ethernet over USB, IP54
V420-F064M03M-SWP | 509200 | 697683 | V420 Code Reader, 0.3 MP monochrome, Medium view, Fixed focus 64 mm, White light, 1D/2D decoder, Serial RS-232, USB, or Ethernet over USB, IP54
V420-F064M03M-SWX | 751200 | 697684 | V420 Code Reader, 0.3 MP monochrome, Medium view, Fixed focus 64 mm, White light, X-Mode decoder, Serial RS-232, USB, or Ethernet over USB, IP54
V420-F064M12M-NNP | 606000 | 697763 | V420 Code Reader, 1.2 MP monochrome, Medium view, Fixed focus 64 mm, No outer light, 1D/2D decoder, Serial RS-232, USB, or Ethernet over USB, IP54
V420-F064M12M-NNX | 848200 | 697764 | V420 Code Reader, 1.2 MP monochrome, Medium view, Fixed focus 64 mm, No outer light, X-Mode decoder, Serial RS-232, USB, or Ethernet over USB, IP54
V420-F064M12M-SRP | 654400 | 697765 | V420 Code Reader, 1.2 MP monochrome, Medium view, Fixed focus 64 mm, Red light, 1D/2D decoder, Serial RS-232, USB, or Ethernet over USB, IP54
V420-F064M12M-SRX | 896600 | 697766 | V420 Code Reader, 1.2 MP monochrome, Medium view, Fixed focus 64 mm, Red light, X-Mode decoder, Serial RS-232, USB, or Ethernet over USB, IP54
V420-F064M12M-SWP | 654400 | 697767 | V420 Code Reader, 1.2 MP monochrome, Medium view, Fixed focus 64 mm, White light, 1D/2D decoder, Serial RS-232, USB, or Ethernet over USB, IP54
V420-F064M12M-SWX | 896600 | 697768 | V420 Code Reader, 1.2 MP monochrome, Medium view, Fixed focus 64 mm, White light, X-Mode decoder, Serial RS-232, USB, or Ethernet over USB, IP54
V420-F064M50C-NNP | 509200 | 697831 | V420 Code Reader, 5 MP color, Medium view, Fixed focus 64 mm, No outer light, 1D/2D decoder, Serial RS-232, USB, or Ethernet over USB, IP54
V420-F064M50C-NNX | 751200 | 697832 | V420 Code Reader, 5 MP color, Medium view, Fixed focus 64 mm, No outer light, X-Mode decoder, Serial RS-232, USB, or Ethernet over USB, IP54
V420-F064M50C-SWP | 557800 | 697833 | V420 Code Reader, 5 MP color, Medium view, Fixed focus 64 mm, White light, 1D/2D decoder, Serial RS-232, USB, or Ethernet over USB, IP54
V420-F064M50C-SWX | 799900 | 697834 | V420 Code Reader, 5 MP color, Medium view, Fixed focus 64 mm, White light, X-Mode decoder, Serial RS-232, USB, or Ethernet over USB, IP54
V420-F064W03M-NNP | 460800 | 697637 | V420 Code Reader, 0.3 MP monochrome, Wide view, Fixed focus 64 mm, No outer light, 1D/2D decoder, Serial RS-232, USB, or Ethernet over USB, IP54
V420-F064W03M-NNX | 702800 | 697638 | V420 Code Reader, 0.3 MP monochrome, Wide view, Fixed focus 64 mm, No outer light, X-Mode decoder, Serial RS-232, USB, or Ethernet over USB, IP54
V420-F064W03M-SRP | 509200 | 697639 | V420 Code Reader, 0.3 MP monochrome, Wide view, Fixed focus 64 mm, Red light, 1D/2D decoder, Serial RS-232, USB, or Ethernet over USB, IP54
V420-F064W03M-SRX | 751200 | 697640 | V420 Code Reader, 0.3 MP monochrome, Wide view, Fixed focus 64 mm, Red light, X-Mode decoder, Serial RS-232, USB, or Ethernet over USB, IP54
V420-F064W03M-SWP | 509200 | 697641 | V420 Code Reader, 0.3 MP monochrome, Wide view, Fixed focus 64 mm, White light, 1D/2D decoder, Serial RS-232, USB, or Ethernet over USB, IP54
V420-F064W03M-SWX | 751200 | 697642 | V420 Code Reader, 0.3 MP monochrome, Wide view, Fixed focus 64 mm, White light, X-Mode decoder, Serial RS-232, USB, or Ethernet over USB, IP54
V420-F064W12M-NNP | 606000 | 697721 | V420 Code Reader, 1.2 MP monochrome, Wide view, Fixed focus 64 mm, No outer light, 1D/2D decoder, Serial RS-232, USB, or Ethernet over USB, IP54
V420-F064W12M-NNX | 848200 | 697722 | V420 Code Reader, 1.2 MP monochrome, Wide view, Fixed focus 64 mm, No outer light, X-Mode decoder, Serial RS-232, USB, or Ethernet over USB, IP54
V420-F064W12M-SRP | 654400 | 697723 | V420 Code Reader, 1.2 MP monochrome, Wide view, Fixed focus 64 mm, Red light, 1D/2D decoder, Serial RS-232, USB, or Ethernet over USB, IP54
V420-F064W12M-SRX | 896600 | 697724 | V420 Code Reader, 1.2 MP monochrome, Wide view, Fixed focus 64 mm, Red light, X-Mode decoder, Serial RS-232, USB, or Ethernet over USB, IP54
V420-F064W12M-SWP | 654400 | 697725 | V420 Code Reader, 1.2 MP monochrome, Wide view, Fixed focus 64 mm, White light, 1D/2D decoder, Serial RS-232, USB, or Ethernet over USB, IP54
V420-F064W12M-SWX | 896600 | 697726 | V420 Code Reader, 1.2 MP monochrome, Wide view, Fixed focus 64 mm, White light, X-Mode decoder, Serial RS-232, USB, or Ethernet over USB, IP54
V420-F064W50C-NNP | 509200 | 697803 | V420 Code Reader, 5 MP color, Wide view, Fixed focus 64 mm, No outer light, 1D/2D decoder, Serial RS-232, USB, or Ethernet over USB, IP54
V420-F064W50C-NNX | 751200 | 697804 | V420 Code Reader, 5 MP color, Wide view, Fixed focus 64 mm, No outer light, X-Mode decoder, Serial RS-232, USB, or Ethernet over USB, IP54
V420-F064W50C-SWP | 557800 | 697805 | V420 Code Reader, 5 MP color, Wide view, Fixed focus 64 mm, White light, 1D/2D decoder, Serial RS-232, USB, or Ethernet over USB, IP54
V420-F064W50C-SWX | 799900 | 697806 | V420 Code Reader, 5 MP color, Wide view, Fixed focus 64 mm, White light, X-Mode decoder, Serial RS-232, USB, or Ethernet over USB, IP54
V420-F081M03M-NNP | 460800 | 697685 | V420 Code Reader, 0.3 MP monochrome, Medium view, Fixed focus 81 mm, No outer light, 1D/2D decoder, Serial RS-232, USB, or Ethernet over USB, IP54
V420-F081M03M-NNX | 702800 | 697686 | V420 Code Reader, 0.3 MP monochrome, Medium view, Fixed focus 81 mm, No outer light, X-Mode decoder, Serial RS-232, USB, or Ethernet over USB, IP54
V420-F081M03M-SRP | 509200 | 697687 | V420 Code Reader, 0.3 MP monochrome, Medium view, Fixed focus 81 mm, Red light, 1D/2D decoder, Serial RS-232, USB, or Ethernet over USB, IP54
V420-F081M03M-SRX | 751200 | 697688 | V420 Code Reader, 0.3 MP monochrome, Medium view, Fixed focus 81 mm, Red light, X-Mode decoder, Serial RS-232, USB, or Ethernet over USB, IP54
V420-F081M03M-SWP | 509200 | 697689 | V420 Code Reader, 0.3 MP monochrome, Medium view, Fixed focus 81 mm, White light, 1D/2D decoder, Serial RS-232, USB, or Ethernet over USB, IP54
V420-F081M03M-SWX | 751200 | 697690 | V420 Code Reader, 0.3 MP monochrome, Medium view, Fixed focus 81 mm, White light, X-Mode decoder, Serial RS-232, USB, or Ethernet over USB, IP54
V420-F081M12M-NNP | 606000 | 697769 | V420 Code Reader, 1.2 MP monochrome, Medium view, Fixed focus 81 mm, No outer light, 1D/2D decoder, Serial RS-232, USB, or Ethernet over USB, IP54
V420-F081M12M-NNX | 848200 | 697770 | V420 Code Reader, 1.2 MP monochrome, Medium view, Fixed focus 81 mm, No outer light, X-Mode decoder, Serial RS-232, USB, or Ethernet over USB, IP54
V420-F081M12M-SRP | 654400 | 697771 | V420 Code Reader, 1.2 MP monochrome, Medium view, Fixed focus 81 mm, Red light, 1D/2D decoder, Serial RS-232, USB, or Ethernet over USB, IP54
V420-F081M12M-SRX | 896600 | 697772 | V420 Code Reader, 1.2 MP monochrome, Medium view, Fixed focus 81 mm, Red light, X-Mode decoder, Serial RS-232, USB, or Ethernet over USB, IP54
V420-F081M12M-SWP | 654400 | 697773 | V420 Code Reader, 1.2 MP monochrome, Medium view, Fixed focus 81 mm, White light, 1D/2D decoder, Serial RS-232, USB, or Ethernet over USB, IP54
V420-F081M12M-SWX | 896600 | 697774 | V420 Code Reader, 1.2 MP monochrome, Medium view, Fixed focus 81 mm, White light, X-Mode decoder, Serial RS-232, USB, or Ethernet over USB, IP54
V420-F081M50C-NNP | 509200 | 697835 | V420 Code Reader, 5 MP color, Medium view, Fixed focus 81 mm, No outer light, 1D/2D decoder, Serial RS-232, USB, or Ethernet over USB, IP54
V420-F081M50C-NNX | 751200 | 697836 | V420 Code Reader, 5 MP color, Medium view, Fixed focus 81 mm, No outer light, X-Mode decoder, Serial RS-232, USB, or Ethernet over USB, IP54
V420-F081M50C-SWP | 557800 | 697837 | V420 Code Reader, 5 MP color, Medium view, Fixed focus 81 mm, White light, 1D/2D decoder, Serial RS-232, USB, or Ethernet over USB, IP54
V420-F081M50C-SWX | 799900 | 697838 | V420 Code Reader, 5 MP color, Medium view, Fixed focus 81 mm, White light, X-Mode decoder, Serial RS-232, USB, or Ethernet over USB, IP54
V420-F081W03M-NNP | 460800 | 697643 | V420 Code Reader, 0.3 MP monochrome, Wide view, Fixed focus 81 mm, No outer light, 1D/2D decoder, Serial RS-232, USB, or Ethernet over USB, IP54
V420-F081W03M-NNX | 702800 | 697644 | V420 Code Reader, 0.3 MP monochrome, Wide view, Fixed focus 81 mm, No outer light, X-Mode decoder, Serial RS-232, USB, or Ethernet over USB, IP54
V420-F081W03M-SRP | 509200 | 697645 | V420 Code Reader, 0.3 MP monochrome, Wide view, Fixed focus 81 mm, Red light, 1D/2D decoder, Serial RS-232, USB, or Ethernet over USB, IP54
V420-F081W03M-SRX | 751200 | 697646 | V420 Code Reader, 0.3 MP monochrome, Wide view, Fixed focus 81 mm, Red light, X-Mode decoder, Serial RS-232, USB, or Ethernet over USB, IP54
V420-F081W03M-SWP | 509200 | 697647 | V420 Code Reader, 0.3 MP monochrome, Wide view, Fixed focus 81 mm, White light, 1D/2D decoder, Serial RS-232, USB, or Ethernet over USB, IP54
V420-F081W03M-SWX | 751200 | 697648 | V420 Code Reader, 0.3 MP monochrome, Wide view, Fixed focus 81 mm, White light, X-Mode decoder, Serial RS-232, USB, or Ethernet over USB, IP54
V420-F081W12M-NNP | 606000 | 697727 | V420 Code Reader, 1.2 MP monochrome, Wide view, Fixed focus 81 mm, No outer light, 1D/2D decoder, Serial RS-232, USB, or Ethernet over USB, IP54
V420-F081W12M-NNX | 848200 | 697728 | V420 Code Reader, 1.2 MP monochrome, Wide view, Fixed focus 81 mm, No outer light, X-Mode decoder, Serial RS-232, USB, or Ethernet over USB, IP54
V420-F081W12M-SRP | 654400 | 697729 | V420 Code Reader, 1.2 MP monochrome, Wide view, Fixed focus 81 mm, Red light, 1D/2D decoder, Serial RS-232, USB, or Ethernet over USB, IP54
V420-F081W12M-SRX | 896600 | 697730 | V420 Code Reader, 1.2 MP monochrome, Wide view, Fixed focus 81 mm, Red light, X-Mode decoder, Serial RS-232, USB, or Ethernet over USB, IP54
V420-F081W12M-SWP | 654400 | 697731 | V420 Code Reader, 1.2 MP monochrome, Wide view, Fixed focus 81 mm, White light, 1D/2D decoder, Serial RS-232, USB, or Ethernet over USB, IP54
V420-F081W12M-SWX | 896600 | 697732 | V420 Code Reader, 1.2 MP monochrome, Wide view, Fixed focus 81 mm, White light, X-Mode decoder, Serial RS-232, USB, or Ethernet over USB, IP54
V420-F081W50C-NNP | 509200 | 697807 | V420 Code Reader, 5 MP color, Wide view, Fixed focus 81 mm, No outer light, 1D/2D decoder, Serial RS-232, USB, or Ethernet over USB, IP54
V420-F081W50C-NNX | 751200 | 697808 | V420 Code Reader, 5 MP color, Wide view, Fixed focus 81 mm, No outer light, X-Mode decoder, Serial RS-232, USB, or Ethernet over USB, IP54
V420-F081W50C-SWP | 557800 | 697809 | V420 Code Reader, 5 MP color, Wide view, Fixed focus 81 mm, White light, 1D/2D decoder, Serial RS-232, USB, or Ethernet over USB, IP54
V420-F081W50C-SWX | 799900 | 697810 | V420 Code Reader, 5 MP color, Wide view, Fixed focus 81 mm, White light, X-Mode decoder, Serial RS-232, USB, or Ethernet over USB, IP54
V420-F102M03M-NNP | 460800 | 697691 | V420 Code Reader, 0.3 MP monochrome, Medium view, Fixed focus 102 mm, No outer light, 1D/2D decoder, Serial RS-232, USB, or Ethernet over USB, IP54
V420-F102M03M-NNX | 702800 | 697692 | V420 Code Reader, 0.3 MP monochrome, Medium view, Fixed focus 102 mm, No outer light, X-Mode decoder, Serial RS-232, USB, or Ethernet over USB, IP54
V420-F102M03M-SRP | 509200 | 697693 | V420 Code Reader, 0.3 MP monochrome, Medium view, Fixed focus 102 mm, Red light, 1D/2D decoder, Serial RS-232, USB, or Ethernet over USB, IP54
V420-F102M03M-SRX | 751200 | 697694 | V420 Code Reader, 0.3 MP monochrome, Medium view, Fixed focus 102 mm, Red light, X-Mode decoder, Serial RS-232, USB, or Ethernet over USB, IP54
V420-F102M03M-SWP | 509200 | 697695 | V420 Code Reader, 0.3 MP monochrome, Medium view, Fixed focus 102 mm, White light, 1D/2D decoder, Serial RS-232, USB, or Ethernet over USB, IP54
V420-F102M03M-SWX | 751200 | 697696 | V420 Code Reader, 0.3 MP monochrome, Medium view, Fixed focus 102 mm, White light, X-Mode decoder, Serial RS-232, USB, or Ethernet over USB, IP54
V420-F102M12M-NNP | 606000 | 697775 | V420 Code Reader, 1.2 MP monochrome, Medium view, Fixed focus 102 mm, No outer light, 1D/2D decoder, Serial RS-232, USB, or Ethernet over USB, IP54
V420-F102M12M-NNX | 848200 | 697776 | V420 Code Reader, 1.2 MP monochrome, Medium view, Fixed focus 102 mm, No outer light, X-Mode decoder, Serial RS-232, USB, or Ethernet over USB, IP54
V420-F102M12M-SRP | 654400 | 697777 | V420 Code Reader, 1.2 MP monochrome, Medium view, Fixed focus 102 mm, Red light, 1D/2D decoder, Serial RS-232, USB, or Ethernet over USB, IP54
V420-F102M12M-SRX | 896600 | 697778 | V420 Code Reader, 1.2 MP monochrome, Medium view, Fixed focus 102 mm, Red light, X-Mode decoder, Serial RS-232, USB, or Ethernet over USB, IP54
V420-F102M12M-SWP | 654400 | 697779 | V420 Code Reader, 1.2 MP monochrome, Medium view, Fixed focus 102 mm, White light, 1D/2D decoder, Serial RS-232, USB, or Ethernet over USB, IP54
V420-F102M12M-SWX | 896600 | 697780 | V420 Code Reader, 1.2 MP monochrome, Medium view, Fixed focus 102 mm, White light, X-Mode decoder, Serial RS-232, USB, or Ethernet over USB, IP54
V420-F102M50C-NNP | 509200 | 697839 | V420 Code Reader, 5 MP color, Medium view, Fixed focus 102 mm, No outer light, 1D/2D decoder, Serial RS-232, USB, or Ethernet over USB, IP54
V420-F102M50C-NNX | 751200 | 697840 | V420 Code Reader, 5 MP color, Medium view, Fixed focus 102 mm, No outer light, X-Mode decoder, Serial RS-232, USB, or Ethernet over USB, IP54
V420-F102M50C-SWP | 557800 | 697841 | V420 Code Reader, 5 MP color, Medium view, Fixed focus 102 mm, White light, 1D/2D decoder, Serial RS-232, USB, or Ethernet over USB, IP54
V420-F102M50C-SWX | 799900 | 697842 | V420 Code Reader, 5 MP color, Medium view, Fixed focus 102 mm, White light, X-Mode decoder, Serial RS-232, USB, or Ethernet over USB, IP54
V420-F102W03M-NNP | 460800 | 697649 | V420 Code Reader, 0.3 MP monochrome, Wide view, Fixed focus 102 mm, No outer light, 1D/2D decoder, Serial RS-232, USB, or Ethernet over USB, IP54
V420-F102W03M-NNX | 702800 | 697650 | V420 Code Reader, 0.3 MP monochrome, Wide view, Fixed focus 102 mm, No outer light, X-Mode decoder, Serial RS-232, USB, or Ethernet over USB, IP54
V420-F102W03M-SRP | 509200 | 697651 | V420 Code Reader, 0.3 MP monochrome, Wide view, Fixed focus 102 mm, Red light, 1D/2D decoder, Serial RS-232, USB, or Ethernet over USB, IP54
V420-F102W03M-SRX | 751200 | 697652 | V420 Code Reader, 0.3 MP monochrome, Wide view, Fixed focus 102 mm, Red light, X-Mode decoder, Serial RS-232, USB, or Ethernet over USB, IP54
V420-F102W03M-SWP | 509200 | 697653 | V420 Code Reader, 0.3 MP monochrome, Wide view, Fixed focus 102 mm, White light, 1D/2D decoder, Serial RS-232, USB, or Ethernet over USB, IP54
V420-F102W03M-SWX | 751200 | 697654 | V420 Code Reader, 0.3 MP monochrome, Wide view, Fixed focus 102 mm, White light, X-Mode decoder, Serial RS-232, USB, or Ethernet over USB, IP54
V420-F102W12M-NNP | 606000 | 697733 | V420 Code Reader, 1.2 MP monochrome, Wide view, Fixed focus 102 mm, No outer light, 1D/2D decoder, Serial RS-232, USB, or Ethernet over USB, IP54
V420-F102W12M-NNX | 848200 | 697734 | V420 Code Reader, 1.2 MP monochrome, Wide view, Fixed focus 102 mm, No outer light, X-Mode decoder, Serial RS-232, USB, or Ethernet over USB, IP54
V420-F102W12M-SRP | 654400 | 697735 | V420 Code Reader, 1.2 MP monochrome, Wide view, Fixed focus 102 mm, Red light, 1D/2D decoder, Serial RS-232, USB, or Ethernet over USB, IP54
V420-F102W12M-SRX | 896600 | 697736 | V420 Code Reader, 1.2 MP monochrome, Wide view, Fixed focus 102 mm, Red light, X-Mode decoder, Serial RS-232, USB, or Ethernet over USB, IP54
V420-F102W12M-SWP | 654400 | 697737 | V420 Code Reader, 1.2 MP monochrome, Wide view, Fixed focus 102 mm, White light, 1D/2D decoder, Serial RS-232, USB, or Ethernet over USB, IP54
V420-F102W12M-SWX | 896600 | 697738 | V420 Code Reader, 1.2 MP monochrome, Wide view, Fixed focus 102 mm, White light, X-Mode decoder, Serial RS-232, USB, or Ethernet over USB, IP54
V420-F102W50C-NNP | 509200 | 697811 | V420 Code Reader, 5 MP color, Wide view, Fixed focus 102 mm, No outer light, 1D/2D decoder, Serial RS-232, USB, or Ethernet over USB, IP54
V420-F102W50C-NNX | 751200 | 697812 | V420 Code Reader, 5 MP color, Wide view, Fixed focus 102 mm, No outer light, X-Mode decoder, Serial RS-232, USB, or Ethernet over USB, IP54
V420-F102W50C-SWP | 557800 | 697813 | V420 Code Reader, 5 MP color, Wide view, Fixed focus 102 mm, White light, 1D/2D decoder, Serial RS-232, USB, or Ethernet over USB, IP54
V420-F102W50C-SWX | 799900 | 697814 | V420 Code Reader, 5 MP color, Wide view, Fixed focus 102 mm, White light, X-Mode decoder, Serial RS-232, USB, or Ethernet over USB, IP54
V420-F133M03M-NNP | 460800 | 697697 | V420 Code Reader, 0.3 MP monochrome, Medium view, Fixed focus 133 mm, No outer light, 1D/2D decoder, Serial RS-232, USB, or Ethernet over USB, IP54
V420-F133M03M-NNX | 702800 | 697698 | V420 Code Reader, 0.3 MP monochrome, Medium view, Fixed focus 133 mm, No outer light, X-Mode decoder, Serial RS-232, USB, or Ethernet over USB, IP54
V420-F133M03M-SRP | 509200 | 697699 | V420 Code Reader, 0.3 MP monochrome, Medium view, Fixed focus 133 mm, Red light, 1D/2D decoder, Serial RS-232, USB, or Ethernet over USB, IP54
V420-F133M03M-SRX | 751200 | 697700 | V420 Code Reader, 0.3 MP monochrome, Medium view, Fixed focus 133 mm, Red light, X-Mode decoder, Serial RS-232, USB, or Ethernet over USB, IP54
V420-F133M03M-SWP | 509200 | 697701 | V420 Code Reader, 0.3 MP monochrome, Medium view, Fixed focus 133 mm, White light, 1D/2D decoder, Serial RS-232, USB, or Ethernet over USB, IP54
V420-F133M03M-SWX | 751200 | 697702 | V420 Code Reader, 0.3 MP monochrome, Medium view, Fixed focus 133 mm, White light, X-Mode decoder, Serial RS-232, USB, or Ethernet over USB, IP54
V420-F133M12M-NNP | 606000 | 697781 | V420 Code Reader, 1.2 MP monochrome, Medium view, Fixed focus 133 mm, No outer light, 1D/2D decoder, Serial RS-232, USB, or Ethernet over USB, IP54
V420-F133M12M-NNX | 848200 | 697782 | V420 Code Reader, 1.2 MP monochrome, Medium view, Fixed focus 133 mm, No outer light, X-Mode decoder, Serial RS-232, USB, or Ethernet over USB, IP54
V420-F133M12M-SRP | 654400 | 697783 | V420 Code Reader, 1.2 MP monochrome, Medium view, Fixed focus 133 mm, Red light, 1D/2D decoder, Serial RS-232, USB, or Ethernet over USB, IP54
V420-F133M12M-SRX | 896600 | 697784 | V420 Code Reader, 1.2 MP monochrome, Medium view, Fixed focus 133 mm, Red light, X-Mode decoder, Serial RS-232, USB, or Ethernet over USB, IP54
V420-F133M12M-SWP | 654400 | 697785 | V420 Code Reader, 1.2 MP monochrome, Medium view, Fixed focus 133 mm, White light, 1D/2D decoder, Serial RS-232, USB, or Ethernet over USB, IP54
V420-F133M12M-SWX | 896600 | 697786 | V420 Code Reader, 1.2 MP monochrome, Medium view, Fixed focus 133 mm, White light, X-Mode decoder, Serial RS-232, USB, or Ethernet over USB, IP54
V420-F133M50C-NNP | 509200 | 697843 | V420 Code Reader, 5 MP color, Medium view, Fixed focus 133 mm, No outer light, 1D/2D decoder, Serial RS-232, USB, or Ethernet over USB, IP54
V420-F133M50C-NNX | 751200 | 697844 | V420 Code Reader, 5 MP color, Medium view, Fixed focus 133 mm, No outer light, X-Mode decoder, Serial RS-232, USB, or Ethernet over USB, IP54
V420-F133M50C-SWP | 557800 | 697845 | V420 Code Reader, 5 MP color, Medium view, Fixed focus 133 mm, White light, 1D/2D decoder, Serial RS-232, USB, or Ethernet over USB, IP54
V420-F133M50C-SWX | 799900 | 697846 | V420 Code Reader, 5 MP color, Medium view, Fixed focus 133 mm, White light, X-Mode decoder, Serial RS-232, USB, or Ethernet over USB, IP54
V420-F133W03M-NNP | 460800 | 697655 | V420 Code Reader, 0.3 MP monochrome, Wide view, Fixed focus 133 mm, No outer light, 1D/2D decoder, Serial RS-232, USB, or Ethernet over USB, IP54
V420-F133W03M-NNX | 702800 | 697656 | V420 Code Reader, 0.3 MP monochrome, Wide view, Fixed focus 133 mm, No outer light, X-Mode decoder, Serial RS-232, USB, or Ethernet over USB, IP54
V420-F133W03M-SRP | 509200 | 697657 | V420 Code Reader, 0.3 MP monochrome, Wide view, Fixed focus 133 mm, Red light, 1D/2D decoder, Serial RS-232, USB, or Ethernet over USB, IP54
V420-F133W03M-SRX | 751200 | 697658 | V420 Code Reader, 0.3 MP monochrome, Wide view, Fixed focus 133 mm, Red light, X-Mode decoder, Serial RS-232, USB, or Ethernet over USB, IP54
V420-F133W03M-SWP | 509200 | 697659 | V420 Code Reader, 0.3 MP monochrome, Wide view, Fixed focus 133 mm, White light, 1D/2D decoder, Serial RS-232, USB, or Ethernet over USB, IP54
V420-F133W03M-SWX | 751200 | 697660 | V420 Code Reader, 0.3 MP monochrome, Wide view, Fixed focus 133 mm, White light, X-Mode decoder, Serial RS-232, USB, or Ethernet over USB, IP54
V420-F133W12M-NNP | 606000 | 697739 | V420 Code Reader, 1.2 MP monochrome, Wide view, Fixed focus 133 mm, No outer light, 1D/2D decoder, Serial RS-232, USB, or Ethernet over USB, IP54
V420-F133W12M-NNX | 848200 | 697740 | V420 Code Reader, 1.2 MP monochrome, Wide view, Fixed focus 133 mm, No outer light, X-Mode decoder, Serial RS-232, USB, or Ethernet over USB, IP54
V420-F133W12M-SRP | 654400 | 697741 | V420 Code Reader, 1.2 MP monochrome, Wide view, Fixed focus 133 mm, Red light, 1D/2D decoder, Serial RS-232, USB, or Ethernet over USB, IP54
V420-F133W12M-SRX | 896600 | 697742 | V420 Code Reader, 1.2 MP monochrome, Wide view, Fixed focus 133 mm, Red light, X-Mode decoder, Serial RS-232, USB, or Ethernet over USB, IP54
V420-F133W12M-SWP | 654400 | 697743 | V420 Code Reader, 1.2 MP monochrome, Wide view, Fixed focus 133 mm, White light, 1D/2D decoder, Serial RS-232, USB, or Ethernet over USB, IP54
V420-F133W12M-SWX | 896600 | 697744 | V420 Code Reader, 1.2 MP monochrome, Wide view, Fixed focus 133 mm, White light, X-Mode decoder, Serial RS-232, USB, or Ethernet over USB, IP54
V420-F133W50C-NNP | 509200 | 697815 | V420 Code Reader, 5 MP color, Wide view, Fixed focus 133 mm, No outer light, 1D/2D decoder, Serial RS-232, USB, or Ethernet over USB, IP54
V420-F133W50C-NNX | 751200 | 697816 | V420 Code Reader, 5 MP color, Wide view, Fixed focus 133 mm, No outer light, X-Mode decoder, Serial RS-232, USB, or Ethernet over USB, IP54
V420-F133W50C-SWP | 557800 | 697817 | V420 Code Reader, 5 MP color, Wide view, Fixed focus 133 mm, White light, 1D/2D decoder, Serial RS-232, USB, or Ethernet over USB, IP54
V420-F133W50C-SWX | 799900 | 697818 | V420 Code Reader, 5 MP color, Wide view, Fixed focus 133 mm, White light, X-Mode decoder, Serial RS-232, USB, or Ethernet over USB, IP54
V420-F190M03M-NNP | 460800 | 697703 | V420 Code Reader, 0.3 MP monochrome, Medium view, Fixed focus 190 mm, No outer light, 1D/2D decoder, Serial RS-232, USB, or Ethernet over USB, IP54
V420-F190M03M-NNX | 702800 | 697704 | V420 Code Reader, 0.3 MP monochrome, Medium view, Fixed focus 190 mm, No outer light, X-Mode decoder, Serial RS-232, USB, or Ethernet over USB, IP54
V420-F190M03M-SRP | 509200 | 697705 | V420 Code Reader, 0.3 MP monochrome, Medium view, Fixed focus 190 mm, Red light, 1D/2D decoder, Serial RS-232, USB, or Ethernet over USB, IP54
V420-F190M03M-SRX | 751200 | 697706 | V420 Code Reader, 0.3 MP monochrome, Medium view, Fixed focus 190 mm, Red light, X-Mode decoder, Serial RS-232, USB, or Ethernet over USB, IP54
V420-F190M03M-SWP | 509200 | 697707 | V420 Code Reader, 0.3 MP monochrome, Medium view, Fixed focus 190 mm, White light, 1D/2D decoder, Serial RS-232, USB, or Ethernet over USB, IP54
V420-F190M03M-SWX | 751200 | 697708 | V420 Code Reader, 0.3 MP monochrome, Medium view, Fixed focus 190 mm, White light, X-Mode decoder, Serial RS-232, USB, or Ethernet over USB, IP54
V420-F190M12M-NNP | 606000 | 697787 | V420 Code Reader, 1.2 MP monochrome, Medium view, Fixed focus 190 mm, No outer light, 1D/2D decoder, Serial RS-232, USB, or Ethernet over USB, IP54
V420-F190M12M-NNX | 848200 | 697788 | V420 Code Reader, 1.2 MP monochrome, Medium view, Fixed focus 190 mm, No outer light, X-Mode decoder, Serial RS-232, USB, or Ethernet over USB, IP54
V420-F190M12M-SRP | 654400 | 697789 | V420 Code Reader, 1.2 MP monochrome, Medium view, Fixed focus 190 mm, Red light, 1D/2D decoder, Serial RS-232, USB, or Ethernet over USB, IP54
V420-F190M12M-SRX | 896600 | 697790 | V420 Code Reader, 1.2 MP monochrome, Medium view, Fixed focus 190 mm, Red light, X-Mode decoder, Serial RS-232, USB, or Ethernet over USB, IP54
V420-F190M12M-SWP | 654400 | 697791 | V420 Code Reader, 1.2 MP monochrome, Medium view, Fixed focus 190 mm, White light, 1D/2D decoder, Serial RS-232, USB, or Ethernet over USB, IP54
V420-F190M12M-SWX | 896600 | 697792 | V420 Code Reader, 1.2 MP monochrome, Medium view, Fixed focus 190 mm, White light, X-Mode decoder, Serial RS-232, USB, or Ethernet over USB, IP54
V420-F190M50C-NNP | 509200 | 697847 | V420 Code Reader, 5 MP color, Medium view, Fixed focus 190 mm, No outer light, 1D/2D decoder, Serial RS-232, USB, or Ethernet over USB, IP54
V420-F190M50C-NNX | 751200 | 697848 | V420 Code Reader, 5 MP color, Medium view, Fixed focus 190 mm, No outer light, X-Mode decoder, Serial RS-232, USB, or Ethernet over USB, IP54
V420-F190M50C-SWP | 557800 | 697849 | V420 Code Reader, 5 MP color, Medium view, Fixed focus 190 mm, White light, 1D/2D decoder, Serial RS-232, USB, or Ethernet over USB, IP54
V420-F190M50C-SWX | 799900 | 697850 | V420 Code Reader, 5 MP color, Medium view, Fixed focus 190 mm, White light, X-Mode decoder, Serial RS-232, USB, or Ethernet over USB, IP54
V420-F190W03M-NNP | 460800 | 697661 | V420 Code Reader, 0.3 MP monochrome, Wide view, Fixed focus 190 mm, No outer light, 1D/2D decoder, Serial RS-232, USB, or Ethernet over USB, IP54
V420-F190W03M-NNX | 702800 | 697662 | V420 Code Reader, 0.3 MP monochrome, Wide view, Fixed focus 190 mm, No outer light, X-Mode decoder, Serial RS-232, USB, or Ethernet over USB, IP54
V420-F190W03M-SRP | 509200 | 697663 | V420 Code Reader, 0.3 MP monochrome, Wide view, Fixed focus 190 mm, Red light, 1D/2D decoder, Serial RS-232, USB, or Ethernet over USB, IP54
V420-F190W03M-SRX | 751200 | 697664 | V420 Code Reader, 0.3 MP monochrome, Wide view, Fixed focus 190 mm, Red light, X-Mode decoder, Serial RS-232, USB, or Ethernet over USB, IP54
V420-F190W03M-SWP | 509200 | 697665 | V420 Code Reader, 0.3 MP monochrome, Wide view, Fixed focus 190 mm, White light, 1D/2D decoder, Serial RS-232, USB, or Ethernet over USB, IP54
V420-F190W03M-SWX | 751200 | 697666 | V420 Code Reader, 0.3 MP monochrome, Wide view, Fixed focus 190 mm, White light, X-Mode decoder, Serial RS-232, USB, or Ethernet over USB, IP54
V420-F190W12M-NNP | 606000 | 697745 | V420 Code Reader, 1.2 MP monochrome, Wide view, Fixed focus 190 mm, No outer light, 1D/2D decoder, Serial RS-232, USB, or Ethernet over USB, IP54
V420-F190W12M-NNX | 848200 | 697746 | V420 Code Reader, 1.2 MP monochrome, Wide view, Fixed focus 190 mm, No outer light, X-Mode decoder, Serial RS-232, USB, or Ethernet over USB, IP54
V420-F190W12M-SRP | 654400 | 697747 | V420 Code Reader, 1.2 MP monochrome, Wide view, Fixed focus 190 mm, Red light, 1D/2D decoder, Serial RS-232, USB, or Ethernet over USB, IP54
V420-F190W12M-SRX | 896600 | 697748 | V420 Code Reader, 1.2 MP monochrome, Wide view, Fixed focus 190 mm, Red light, X-Mode decoder, Serial RS-232, USB, or Ethernet over USB, IP54
V420-F190W12M-SWP | 654400 | 697749 | V420 Code Reader, 1.2 MP monochrome, Wide view, Fixed focus 190 mm, White light, 1D/2D decoder, Serial RS-232, USB, or Ethernet over USB, IP54
V420-F190W12M-SWX | 896600 | 697750 | V420 Code Reader, 1.2 MP monochrome, Wide view, Fixed focus 190 mm, White light, X-Mode decoder, Serial RS-232, USB, or Ethernet over USB, IP54
V420-F190W50C-NNP | 509200 | 697819 | V420 Code Reader, 5 MP color, Wide view, Fixed focus 190 mm, No outer light, 1D/2D decoder, Serial RS-232, USB, or Ethernet over USB, IP54
V420-F190W50C-NNX | 751200 | 697820 | V420 Code Reader, 5 MP color, Wide view, Fixed focus 190 mm, No outer light, X-Mode decoder, Serial RS-232, USB, or Ethernet over USB, IP54
V420-F190W50C-SWP | 557800 | 697821 | V420 Code Reader, 5 MP color, Wide view, Fixed focus 190 mm, White light, 1D/2D decoder, Serial RS-232, USB, or Ethernet over USB, IP54
V420-F190W50C-SWX | 799900 | 697822 | V420 Code Reader, 5 MP color, Wide view, Fixed focus 190 mm, White light, X-Mode decoder, Serial RS-232, USB, or Ethernet over USB, IP54
V420-F300M03M-NNP | 460800 | 697709 | V420 Code Reader, 0.3 MP monochrome, Medium view, Fixed focus 300 mm, No outer light, 1D/2D decoder, Serial RS-232, USB, or Ethernet over USB, IP54
V420-F300M03M-NNX | 702800 | 697710 | V420 Code Reader, 0.3 MP monochrome, Medium view, Fixed focus 300 mm, No outer light, X-Mode decoder, Serial RS-232, USB, or Ethernet over USB, IP54
V420-F300M03M-SRP | 509200 | 697711 | V420 Code Reader, 0.3 MP monochrome, Medium view, Fixed focus 300 mm, Red light, 1D/2D decoder, Serial RS-232, USB, or Ethernet over USB, IP54
V420-F300M03M-SRX | 751200 | 697712 | V420 Code Reader, 0.3 MP monochrome, Medium view, Fixed focus 300 mm, Red light, X-Mode decoder, Serial RS-232, USB, or Ethernet over USB, IP54
V420-F300M03M-SWP | 509200 | 697713 | V420 Code Reader, 0.3 MP monochrome, Medium view, Fixed focus 300 mm, White light, 1D/2D decoder, Serial RS-232, USB, or Ethernet over USB, IP54
V420-F300M03M-SWX | 751200 | 697714 | V420 Code Reader, 0.3 MP monochrome, Medium view, Fixed focus 300 mm, White light, X-Mode decoder, Serial RS-232, USB, or Ethernet over USB, IP54
V420-F300M12M-NNP | 606000 | 697793 | V420 Code Reader, 1.2 MP monochrome, Medium view, Fixed focus 300 mm, No outer light, 1D/2D decoder, Serial RS-232, USB, or Ethernet over USB, IP54
V420-F300M12M-NNX | 848200 | 697794 | V420 Code Reader, 1.2 MP monochrome, Medium view, Fixed focus 300 mm, No outer light, X-Mode decoder, Serial RS-232, USB, or Ethernet over USB, IP54
V420-F300M12M-SRP | 654400 | 697795 | V420 Code Reader, 1.2 MP monochrome, Medium view, Fixed focus 300 mm, Red light, 1D/2D decoder, Serial RS-232, USB, or Ethernet over USB, IP54
V420-F300M12M-SRX | 896600 | 697796 | V420 Code Reader, 1.2 MP monochrome, Medium view, Fixed focus 300 mm, Red light, X-Mode decoder, Serial RS-232, USB, or Ethernet over USB, IP54
V420-F300M12M-SWP | 654400 | 697797 | V420 Code Reader, 1.2 MP monochrome, Medium view, Fixed focus 300 mm, White light, 1D/2D decoder, Serial RS-232, USB, or Ethernet over USB, IP54
V420-F300M12M-SWX | 896600 | 697798 | V420 Code Reader, 1.2 MP monochrome, Medium view, Fixed focus 300 mm, White light, X-Mode decoder, Serial RS-232, USB, or Ethernet over USB, IP54
V420-F300M50C-NNP | 509200 | 697851 | V420 Code Reader, 5 MP color, Medium view, Fixed focus 300 mm, No outer light, 1D/2D decoder, Serial RS-232, USB, or Ethernet over USB, IP54
V420-F300M50C-NNX | 751200 | 697852 | V420 Code Reader, 5 MP color, Medium view, Fixed focus 300 mm, No outer light, X-Mode decoder, Serial RS-232, USB, or Ethernet over USB, IP54
V420-F300M50C-SWP | 557800 | 697853 | V420 Code Reader, 5 MP color, Medium view, Fixed focus 300 mm, White light, 1D/2D decoder, Serial RS-232, USB, or Ethernet over USB, IP54
V420-F300M50C-SWX | 799900 | 697854 | V420 Code Reader, 5 MP color, Medium view, Fixed focus 300 mm, White light, X-Mode decoder, Serial RS-232, USB, or Ethernet over USB, IP54
V420-F300W03M-NNP | 460800 | 697667 | V420 Code Reader, 0.3 MP monochrome, Wide view, Fixed focus 300 mm, No outer light, 1D/2D decoder, Serial RS-232, USB, or Ethernet over USB, IP54
V420-F300W03M-NNX | 702800 | 697668 | V420 Code Reader, 0.3 MP monochrome, Wide view, Fixed focus 300 mm, No outer light, X-Mode decoder, Serial RS-232, USB, or Ethernet over USB, IP54
V420-F300W03M-SRP | 509200 | 697669 | V420 Code Reader, 0.3 MP monochrome, Wide view, Fixed focus 300 mm, Red light, 1D/2D decoder, Serial RS-232, USB, or Ethernet over USB, IP54
V420-F300W03M-SRX | 751200 | 697670 | V420 Code Reader, 0.3 MP monochrome, Wide view, Fixed focus 300 mm, Red light, X-Mode decoder, Serial RS-232, USB, or Ethernet over USB, IP54
V420-F300W03M-SWP | 509200 | 697671 | V420 Code Reader, 0.3 MP monochrome, Wide view, Fixed focus 300 mm, White light, 1D/2D decoder, Serial RS-232, USB, or Ethernet over USB, IP54
V420-F300W03M-SWX | 751200 | 697672 | V420 Code Reader, 0.3 MP monochrome, Wide view, Fixed focus 300 mm, White light, X-Mode decoder, Serial RS-232, USB, or Ethernet over USB, IP54
V420-F300W12M-NNP | 606000 | 697751 | V420 Code Reader, 1.2 MP monochrome, Wide view, Fixed focus 300 mm, No outer light, 1D/2D decoder, Serial RS-232, USB, or Ethernet over USB, IP54
V420-F300W12M-NNX | 848200 | 697752 | V420 Code Reader, 1.2 MP monochrome, Wide view, Fixed focus 300 mm, No outer light, X-Mode decoder, Serial RS-232, USB, or Ethernet over USB, IP54
V420-F300W12M-SRP | 654400 | 697753 | V420 Code Reader, 1.2 MP monochrome, Wide view, Fixed focus 300 mm, Red light, 1D/2D decoder, Serial RS-232, USB, or Ethernet over USB, IP54
V420-F300W12M-SRX | 896600 | 697754 | V420 Code Reader, 1.2 MP monochrome, Wide view, Fixed focus 300 mm, Red light, X-Mode decoder, Serial RS-232, USB, or Ethernet over USB, IP54
V420-F300W12M-SWP | 654400 | 697755 | V420 Code Reader, 1.2 MP monochrome, Wide view, Fixed focus 300 mm, White light, 1D/2D decoder, Serial RS-232, USB, or Ethernet over USB, IP54
V420-F300W12M-SWX | 896600 | 697756 | V420 Code Reader, 1.2 MP monochrome, Wide view, Fixed focus 300 mm, White light, X-Mode decoder, Serial RS-232, USB, or Ethernet over USB, IP54
V420-F300W50C-NNP | 509200 | 697823 | V420 Code Reader, 5 MP color, Wide view, Fixed focus 300 mm, No outer light, 1D/2D decoder, Serial RS-232, USB, or Ethernet over USB, IP54
V420-F300W50C-NNX | 751200 | 697824 | V420 Code Reader, 5 MP color, Wide view, Fixed focus 300 mm, No outer light, X-Mode decoder, Serial RS-232, USB, or Ethernet over USB, IP54
V420-F300W50C-SWP | 557800 | 697825 | V420 Code Reader, 5 MP color, Wide view, Fixed focus 300 mm, White light, 1D/2D decoder, Serial RS-232, USB, or Ethernet over USB, IP54
V420-F300W50C-SWX | 799900 | 697826 | V420 Code Reader, 5 MP color, Wide view, Fixed focus 300 mm, White light, X-Mode decoder, Serial RS-232, USB, or Ethernet over USB, IP54
V420-F400N12M-NNP | 606000 | 697888 | V420 Code Reader, 1.2 MP monochrome, Narrow view, Fixed focus 400 mm, No outer light, 1D/2D decoder, Serial RS-232, USB, or Ethernet over USB, IP54
V420-F400N12M-NNX | 848200 | 697889 | V420 Code Reader, 1.2 MP monochrome, Narrow view, Fixed focus 400 mm, No outer light, X-Mode decoder, Serial RS-232, USB, or Ethernet over USB, IP54
V420-F400N12M-SRP | 654400 | 697890 | V420 Code Reader, 1.2 MP monochrome, Narrow view, Fixed focus 400 mm, Red light, 1D/2D decoder, Serial RS-232, USB, or Ethernet over USB, IP54
V420-F400N12M-SRX | 896600 | 697891 | V420 Code Reader, 1.2 MP monochrome, Narrow view, Fixed focus 400 mm, Red light, X-Mode decoder, Serial RS-232, USB, or Ethernet over USB, IP54
V420-F400N12M-SWP | 654400 | 697892 | V420 Code Reader, 1.2 MP monochrome, Narrow view, Fixed focus 400 mm, White light, 1D/2D decoder, Serial RS-232, USB, or Ethernet over USB, IP54
V420-F400N12M-SWX | 896600 | 697893 | V420 Code Reader, 1.2 MP monochrome, Narrow view, Fixed focus 400 mm, White light, X-Mode decoder, Serial RS-232, USB, or Ethernet over USB, IP54
V420-WRU8X-1M | 85050 | 697908 | V/F 420-F Cable, RS-232, USB, IO, and Power Breakout, 1 m
V420-WRX-1M | 98150 | 697906 | V/F 420-F Cable, RS-232 Breakout (DB-15) and External Power Input, 1 m
V420-WU8X-1M | 77900 | 697907 | V/F 420-F Cable, USB, IO, and Power Breakout, 1 m
V420-WUB-1M | 31290 | 697904 | V/F 420-F Cable, USB Breakout, 1 m
V420-WUX-1M | 40030 | 697905 | V/F 420-F Cable, USB Breakout with External Power Input, 1 m
V430-AF0 | 21850 | 683096 | V/F 4x0-F Standard Window replacement Kit
V430-AF0R | 40030 | 698201 | V/F 430-F Ringlight Front Window Installation Kit
V430-AF1 | 26690 | 683097 | V/F 4x0-F Standard Diffuser Installation Kit
V430-AF10 | 21850 | 693831 | Front Window Installation Kit for V/F4X0-FXXXXXXX-XXX
V430-AF11 | 26690 | 693830 | Diffuser Installation Kit for V/F4X0-FXXXXXXX-XXX
V430-AF12 | 40750 | 693829 | Polarizer Installation Kit for V/F4X0-FXXXXXXX-XXX
V430-AF1R | 88350 | 698202 | V/F 4x0-F Ringlight Diffusor Installation Kit
V430-AF2 | 40030 | 683098 | V/F 4x0-F Standard Polarizer Installation Kit
V430-AF2R | 88350 | 698203 | V/F 4x0-F Ringlight Polarizer Installation Kit
V430-AF3 | 88250 | 702500 | V/F 4x0-F Right angle mirror
V430-AF4 | 129700 | 702585 | Kit, YAG Filter, F/V43XX
V430-AF5 | 42300 | 702586 | Kit, ESD Window, F/V4XX
V430-AF6 | 40030 | 698199 | V/F 4x0-F Standard Red power filter Installation Kit
V430-AF7 | 40030 | 698200 | V/F 4x0-F Standard Blue power filter Installation Kit
V430-ALB | 66550 | 698194 | V/F 4x0-F Blue Standard Light Installation Kit
V430-ALBR | 98550 | 698198 | V/F 430-F Blue Ring Light Installation Kit
V430-ALI | 66550 | 698193 | V/F 4x0-F IR Standard Light Installation Kit
V430-ALIR | 98550 | 698197 | V/F 430-F IR Ring Light Installation Kit
V430-ALR | 66550 | 698191 | V/F 4x0-F Red Standard Light Installation Kit
V430-ALRR | 98550 | 698195 | V/F 430-F Red Ring Light Installation Kit
V430-ALW | 66550 | 698192 | V/F 4x0-F White Standard Light Installation Kit
V430-ALWR | 98550 | 698196 | V/F 430-F White Ring Light Installation Kit
V430-AM0 | 21850 | 683100 | V/F 4x0-F L Bracket Adjustable Angle Mounting Kit
V430-AM1 | 21850 | 683101 | V/F 4x0-F 1/4-20 Camera Mounting Block Kit
V430-AM2 | 44130 | 698204 | V/F 4x0-F 4” (102 mm) Ram Mount Stand
V430-AM3 | 54850 | 698205 | V/F 4x0-F APG Pan and Tilt Camera Mount
V430-AM4 | 16490 | 696575 | V/F 4x0-F Nylon Screw and Washer Electrical Isolation Mounting Kit
V430-AM5 | 50450 | 696576 | V/F 4x0-F MS-4 / MINI to V/F4XX-F Adapter Plate
V430-AM6 | 41220 | 696577 | V/F 4x0-F Smart Ring Light to V/F4XX-F Mounting Bracket
V430-AM7 | 55300 | 696574 | V/F 4x0-F QX / Vision HAWK to V/F4XX-F Adapter Plate
V430-F000L12M-NNP | 896600 | 698178 | V430 Code Reader, 1.2 MP Monochrome, Long range, Autofocus 75-1200 mm, No outer light, 1D/2D, Ethernet TCP/IP, EtherNet/IP, PROFINET, IP65/IP67
V430-F000L12M-NNX | 1138900 | 698179 | V430 Code Reader, 1.2 MP Monochrome, Long range, Autofocus 75-1200 mm, No outer light, X-Mode, Ethernet TCP/IP, EtherNet/IP, PROFINET, IP65/IP67
V430-F000L12M-SRP | 945000 | 698180 | V430 Code Reader, 1.2 MP Monochrome, Long range, Autofocus 75-1200 mm, Red light, 1D/2D, Ethernet TCP/IP, EtherNet/IP, PROFINET, IP65/IP67
V430-F000L12M-SRX | 1066200 | 691738 | V430 Code Reader, 1.2 MP Monochrome, Long range, Autofocus 75-1200 mm, Red light, X-Mode, Ethernet TCP/IP, EtherNet/IP, PROFINET, IP65/IP67
V430-F000L12M-SWP | 945000 | 698181 | V430 Code Reader, 1.2 MP Monochrome, Long range, Autofocus 75-1200 mm, White light, 1D/2D, Ethernet TCP/IP, EtherNet/IP, PROFINET, IP65/IP67
V430-F000L12M-SWX | 1187300 | 691714 | V430 Code Reader, 1.2 MP Monochrome, Long range, Autofocus 75-1200 mm, White light, X-Mode, Ethernet TCP/IP, EtherNet/IP, PROFINET, IP65/IP67
V430-F000M03M-NNP | 751200 | 698140 | V430 Code Reader, 0.3 MP Monochrome, Medium view, Autofocus 50-300 mm, No outer light, 1D/2D, Ethernet TCP/IP, EtherNet/IP, PROFINET, IP65/IP67
V430-F000M03M-NNX | 993400 | 698141 | V430 Code Reader, 0.3 MP Monochrome, Medium view, Autofocus 50-300 mm, No outer light, X-Mode, Ethernet TCP/IP, EtherNet/IP, PROFINET, IP65/IP67
V430-F000M03M-SRP | 799900 | 698142 | V430 Code Reader, 0.3 MP Monochrome, Medium view, Autofocus 50-300 mm, Red light, 1D/2D, Ethernet TCP/IP, EtherNet/IP, PROFINET, IP65/IP67
V430-F000M03M-SRX | 920900 | 691584 | V430 Code Reader, 0.3 MP Monochrome, Medium view, Autofocus 50-300 mm, Red light, X-Mode, Ethernet TCP/IP, EtherNet/IP, PROFINET, IP65/IP67
V430-F000M03M-SWP | 799900 | 698143 | V430 Code Reader, 0.3 MP Monochrome, Medium view, Autofocus 50-300 mm, White light, 1D/2D, Ethernet TCP/IP, EtherNet/IP, PROFINET, IP65/IP67
V430-F000M03M-SWX | 1042000 | 698144 | V430 Code Reader, 0.3 MP Monochrome, Medium view, Autofocus 50-300 mm, White light, X-Mode, Ethernet TCP/IP, EtherNet/IP, PROFINET, IP65/IP67
V430-F000M12M-NNP | 896600 | 698150 | V430 Code Reader, 1.2 MP Monochrome, Medium view, Autofocus 50-300 mm, No outer light, 1D/2D, Ethernet TCP/IP, EtherNet/IP, PROFINET, IP65/IP67
V430-F000M12M-NNX | 1138900 | 698151 | V430 Code Reader, 1.2 MP Monochrome, Medium view, Autofocus 50-300 mm, No outer light, X-Mode, Ethernet TCP/IP, EtherNet/IP, PROFINET, IP65/IP67
V430-F000M12M-RRX | 1308300 | 691702 | V430 Code Reader, 1.2 MP Monochrome, Medium view, Autofocus 50-300 mm, Red ring light, X-Mode, Ethernet TCP/IP, EtherNet/IP, PROFINET, IP65/IP67
V430-F000M12M-RWX | 1429600 | 698182 | V430 Code Reader, 1.2 MP Monochrome, Medium view, Autofocus 50-300 mm, White ring light, X-Mode, Ethernet TCP/IP, EtherNet/IP, PROFINET, IP65/IP67
V430-F000M12M-SRP | 945000 | 698152 | V430 Code Reader, 1.2 MP Monochrome, Medium view, Autofocus 50-300 mm, Red light, 1D/2D, Ethernet TCP/IP, EtherNet/IP, PROFINET, IP65/IP67
V430-F000M12M-SRX | 1066200 | 691678 | V430 Code Reader, 1.2 MP Monochrome, Medium view, Autofocus 50-300 mm, Red light, X-Mode, Ethernet TCP/IP, EtherNet/IP, PROFINET, IP65/IP67
V430-F000M12M-SWP | 945000 | 698153 | V430 Code Reader, 1.2 MP Monochrome, Medium view, Autofocus 50-300 mm, White light, 1D/2D, Ethernet TCP/IP, EtherNet/IP, PROFINET, IP65/IP67
V430-F000M12M-SWX | 1187300 | 698154 | V430 Code Reader, 1.2 MP Monochrome, Medium view, Autofocus 50-300 mm, White light, X-Mode, Ethernet TCP/IP, EtherNet/IP, PROFINET, IP65/IP67
V430-F000M50C-NNP | 799900 | 698158 | V430 Code Reader, 5 MP Color, Medium view, Autofocus 50-300 mm, No outer light, 1D/2D, Ethernet TCP/IP, EtherNet/IP, PROFINET, IP65/IP67
V430-F000M50C-NNX | 1042000 | 698159 | V430 Code Reader, 5 MP Color, Medium view, Autofocus 50-300 mm, No outer light, X-Mode, Ethernet TCP/IP, EtherNet/IP, PROFINET, IP65/IP67
V430-F000M50C-SWP | 848200 | 698160 | V430 Code Reader, 5 MP Color, Medium view, Autofocus 50-300 mm, White light, 1D/2D, Ethernet TCP/IP, EtherNet/IP, PROFINET, IP65/IP67
V430-F000M50C-SWX | 1090600 | 691772 | V430 Code Reader, 5 MP Color, Medium view, Autofocus 50-300 mm, White light, X-Mode, Ethernet TCP/IP, EtherNet/IP, PROFINET, IP65/IP67
V430-F000N12M-NNP | 896600 | 698173 | V430 Code Reader, 1.2 MP Monochrome, Narrow view, Autofocus 40-150 mm, No outer light, 1D/2D, Ethernet TCP/IP, EtherNet/IP, PROFINET, IP65/IP67
V430-F000N12M-NNX | 1138900 | 698174 | V430 Code Reader, 1.2 MP Monochrome, Narrow view, Autofocus 40-150 mm, No outer light, X-Mode, Ethernet TCP/IP, EtherNet/IP, PROFINET, IP65/IP67
V430-F000N12M-RRX | 1429600 | 691671 | V430 Code Reader, 1.2 MP Monochrome, Narrow view, Autofocus 40-150 mm, Red ring light, X-Mode, Ethernet TCP/IP, EtherNet/IP, PROFINET, IP65/IP67
V430-F000N12M-RWX | 1429600 | 698183 | V430 Code Reader, 1.2 MP Monochrome, Narrow view, Autofocus 40-150 mm, White ring light, X-Mode, Ethernet TCP/IP, EtherNet/IP, PROFINET, IP65/IP67
V430-F000N12M-SRP | 945000 | 698175 | V430 Code Reader, 1.2 MP Monochrome, Narrow view, Autofocus 40-150 mm, Red light, 1D/2D, Ethernet TCP/IP, EtherNet/IP, PROFINET, IP65/IP67
V430-F000N12M-SRX | 1187300 | 691560 | V430 Code Reader, 1.2 MP Monochrome, Narrow view, Autofocus 40-150 mm, Red light, X-Mode, Ethernet TCP/IP, EtherNet/IP, PROFINET, IP65/IP67
V430-F000N12M-SWP | 945000 | 698176 | V430 Code Reader, 1.2 MP Monochrome, Narrow view, Autofocus 40-150 mm, White light, 1D/2D, Ethernet TCP/IP, EtherNet/IP, PROFINET, IP65/IP67
V430-F000N12M-SWX | 1187300 | 698177 | V430 Code Reader, 1.2 MP Monochrome, Narrow view, Autofocus 40-150 mm, White light, X-Mode, Ethernet TCP/IP, EtherNet/IP, PROFINET, IP65/IP67
V430-F000W03M-NNP | 751200 | 698135 | V430 Code Reader, 0.3 MP Monochrome, Wide view, Autofocus 50-300 mm, No outer light, 1D/2D, Ethernet TCP/IP, EtherNet/IP, PROFINET, IP65/IP67
V430-F000W03M-NNX | 993400 | 698136 | V430 Code Reader, 0.3 MP Monochrome, Wide view, Autofocus 50-300 mm, No outer light, X-Mode, Ethernet TCP/IP, EtherNet/IP, PROFINET, IP65/IP67
V430-F000W03M-SRP | 799900 | 698137 | V430 Code Reader, 0.3 MP Monochrome, Wide view, Autofocus 50-300 mm, Red light, 1D/2D, Ethernet TCP/IP, EtherNet/IP, PROFINET, IP65/IP67
V430-F000W03M-SRX | 920900 | 696573 | V430 Code Reader, 0.3 MP Monochrome, Wide view, Autofocus 50-300 mm, Red light, X-Mode, Ethernet TCP/IP, EtherNet/IP, PROFINET, IP65/IP67
V430-F000W03M-SWP | 799900 | 698138 | V430 Code Reader, 0.3 MP Monochrome, Wide view, Autofocus 50-300 mm, White light, 1D/2D, Ethernet TCP/IP, EtherNet/IP, PROFINET, IP65/IP67
V430-F000W03M-SWX | 1042000 | 698139 | V430 Code Reader, 0.3 MP Monochrome, Wide view, Autofocus 50-300 mm, White light, X-Mode, Ethernet TCP/IP, EtherNet/IP, PROFINET, IP65/IP67
V430-F000W12M-NNP | 896600 | 698145 | V430 Code Reader, 1.2 MP Monochrome, Wide view, Autofocus 50-300 mm, No outer light, 1D/2D, Ethernet TCP/IP, EtherNet/IP, PROFINET, IP65/IP67
V430-F000W12M-NNX | 1138900 | 698146 | V430 Code Reader, 1.2 MP Monochrome, Wide view, Autofocus 50-300 mm, No outer light, X-Mode, Ethernet TCP/IP, EtherNet/IP, PROFINET, IP65/IP67
V430-F000W12M-SRP | 945000 | 698147 | V430 Code Reader, 1.2 MP Monochrome, Wide view, Autofocus 50-300 mm, Red light, 1D/2D, Ethernet TCP/IP, EtherNet/IP, PROFINET, IP65/IP67
V430-F000W12M-SRX | 1066200 | 691755 | V430 Code Reader, 1.2 MP Monochrome, Wide view, Autofocus 50-300 mm, Red light, X-Mode, Ethernet TCP/IP, EtherNet/IP, PROFINET, IP65/IP67
V430-F000W12M-SWP | 945000 | 698148 | V430 Code Reader, 1.2 MP Monochrome, Wide view, Autofocus 50-300 mm, White light, 1D/2D, Ethernet TCP/IP, EtherNet/IP, PROFINET, IP65/IP67
V430-F000W12M-SWX | 1187300 | 698149 | V430 Code Reader, 1.2 MP Monochrome, Wide view, Autofocus 50-300 mm, White light, X-Mode, Ethernet TCP/IP, EtherNet/IP, PROFINET, IP65/IP67
V430-F000W50C-NNP | 799900 | 698155 | V430 Code Reader, 5 MP Color, Wide view, Autofocus 50-300 mm, No outer light, 1D/2D, Ethernet TCP/IP, EtherNet/IP, PROFINET, IP65/IP67
V430-F000W50C-NNX | 1042000 | 698156 | V430 Code Reader, 5 MP Color, Wide view, Autofocus 50-300 mm, No outer light, X-Mode, Ethernet TCP/IP, EtherNet/IP, PROFINET, IP65/IP67
V430-F000W50C-SWP | 848200 | 698157 | V430 Code Reader, 5 MP Color, Wide view, Autofocus 50-300 mm, White light, 1D/2D, Ethernet TCP/IP, EtherNet/IP, PROFINET, IP65/IP67
V430-F000W50C-SWX | 1090600 | 691586 | V430 Code Reader, 5 MP Color, Wide view, Autofocus 50-300 mm, White light, X-Mode, Ethernet TCP/IP, EtherNet/IP, PROFINET, IP65/IP67
V430-F050M03M-NNP | 606000 | 697954 | V430 Code Reader, 0.3 MP monochrome, Medium view, Fixed focus 50 mm, No outer light, 1D/2D decoder, Ethernet TCP/IP, EtherNet/IP, PROFINET, IP65/IP67
V430-F050M03M-NNX | 848200 | 697955 | V430 Code Reader, 0.3 MP monochrome, Medium view, Fixed focus 50 mm, No outer light, X-Mode decoder, Ethernet TCP/IP, EtherNet/IP, PROFINET, IP65/IP67
V430-F050M03M-SRP | 654400 | 697956 | V430 Code Reader, 0.3 MP monochrome, Medium view, Fixed focus 50 mm, Red light, 1D/2D decoder, Ethernet TCP/IP, EtherNet/IP, PROFINET, IP65/IP67
V430-F050M03M-SRX | 896600 | 697957 | V430 Code Reader, 0.3 MP monochrome, Medium view, Fixed focus 50 mm, Red light, X-Mode decoder, Ethernet TCP/IP, EtherNet/IP, PROFINET, IP65/IP67
V430-F050M03M-SWP | 654400 | 697958 | V430 Code Reader, 0.3 MP monochrome, Medium view, Fixed focus 50 mm, White light, 1D/2D decoder, Ethernet TCP/IP, EtherNet/IP, PROFINET, IP65/IP67
V430-F050M03M-SWX | 896600 | 697959 | V430 Code Reader, 0.3 MP monochrome, Medium view, Fixed focus 50 mm, White light, X-Mode decoder, Ethernet TCP/IP, EtherNet/IP, PROFINET, IP65/IP67
V430-F050M12M-NNP | 751200 | 698037 | V430 Code Reader, 1.2 MP monochrome, Medium view, Fixed focus 50 mm, No outer light, 1D/2D decoder, Ethernet TCP/IP, EtherNet/IP, PROFINET, IP65/IP67
V430-F050M12M-NNX | 993400 | 698038 | V430 Code Reader, 1.2 MP monochrome, Medium view, Fixed focus 50 mm, No outer light, X-Mode decoder, Ethernet TCP/IP, EtherNet/IP, PROFINET, IP65/IP67
V430-F050M12M-SRP | 799900 | 698039 | V430 Code Reader, 1.2 MP monochrome, Medium view, Fixed focus 50 mm, Red light, 1D/2D decoder, Ethernet TCP/IP, EtherNet/IP, PROFINET, IP65/IP67
V430-F050M12M-SRX | 1042000 | 698040 | V430 Code Reader, 1.2 MP monochrome, Medium view, Fixed focus 50 mm, Red light, X-Mode decoder, Ethernet TCP/IP, EtherNet/IP, PROFINET, IP65/IP67
V430-F050M12M-SWP | 799900 | 698041 | V430 Code Reader, 1.2 MP monochrome, Medium view, Fixed focus 50 mm, White light, 1D/2D decoder, Ethernet TCP/IP, EtherNet/IP, PROFINET, IP65/IP67
V430-F050M12M-SWX | 1042000 | 698042 | V430 Code Reader, 1.2 MP monochrome, Medium view, Fixed focus 50 mm, White light, X-Mode decoder, Ethernet TCP/IP, EtherNet/IP, PROFINET, IP65/IP67
V430-F050M50C-NNP | 654400 | 698107 | V430 Code Reader, 5 MP color, Medium view, Fixed focus 50 mm, No outer light, 1D/2D decoder, Ethernet TCP/IP, EtherNet/IP, PROFINET, IP65/IP67
V430-F050M50C-NNX | 896600 | 698108 | V430 Code Reader, 5 MP color, Medium view, Fixed focus 50 mm, No outer light, X-Mode decoder, Ethernet TCP/IP, EtherNet/IP, PROFINET, IP65/IP67
V430-F050M50C-SWP | 702800 | 698109 | V430 Code Reader, 5 MP color, Medium view, Fixed focus 50 mm, White light, 1D/2D decoder, Ethernet TCP/IP, EtherNet/IP, PROFINET, IP65/IP67
V430-F050M50C-SWX | 945000 | 698110 | V430 Code Reader, 5 MP color, Medium view, Fixed focus 50 mm, White light, X-Mode decoder, Ethernet TCP/IP, EtherNet/IP, PROFINET, IP65/IP67
V430-F050W03M-NNP | 606000 | 697912 | V430 Code Reader, 0.3 MP monochrome, Wide view, Fixed focus 50 mm, No outer light, 1D/2D decoder, Ethernet TCP/IP, EtherNet/IP, PROFINET, IP65/IP67
V430-F050W03M-NNX | 848200 | 697913 | V430 Code Reader, 0.3 MP monochrome, Wide view, Fixed focus 50 mm, No outer light, X-Mode decoder, Ethernet TCP/IP, EtherNet/IP, PROFINET, IP65/IP67
V430-F050W03M-SRP | 654400 | 697914 | V430 Code Reader, 0.3 MP monochrome, Wide view, Fixed focus 50 mm, Red light, 1D/2D decoder, Ethernet TCP/IP, EtherNet/IP, PROFINET, IP65/IP67
V430-F050W03M-SRX | 896600 | 697915 | V430 Code Reader, 0.3 MP monochrome, Wide view, Fixed focus 50 mm, Red light, X-Mode decoder, Ethernet TCP/IP, EtherNet/IP, PROFINET, IP65/IP67
V430-F050W03M-SWP | 654400 | 697916 | V430 Code Reader, 0.3 MP monochrome, Wide view, Fixed focus 50 mm, White light, 1D/2D decoder, Ethernet TCP/IP, EtherNet/IP, PROFINET, IP65/IP67
V430-F050W03M-SWX | 896600 | 697917 | V430 Code Reader, 0.3 MP monochrome, Wide view, Fixed focus 50 mm, White light, X-Mode decoder, Ethernet TCP/IP, EtherNet/IP, PROFINET, IP65/IP67
V430-F050W12M-NNP | 751200 | 697995 | V430 Code Reader, 1.2 MP monochrome, Wide view, Fixed focus 50 mm, No outer light, 1D/2D decoder, Ethernet TCP/IP, EtherNet/IP, PROFINET, IP65/IP67
V430-F050W12M-NNX | 993400 | 697996 | V430 Code Reader, 1.2 MP monochrome, Wide view, Fixed focus 50 mm, No outer light, X-Mode decoder, Ethernet TCP/IP, EtherNet/IP, PROFINET, IP65/IP67
V430-F050W12M-SRP | 799900 | 697997 | V430 Code Reader, 1.2 MP monochrome, Wide view, Fixed focus 50 mm, Red light, 1D/2D decoder, Ethernet TCP/IP, EtherNet/IP, PROFINET, IP65/IP67
V430-F050W12M-SRX | 1042000 | 697998 | V430 Code Reader, 1.2 MP monochrome, Wide view, Fixed focus 50 mm, Red light, X-Mode decoder, Ethernet TCP/IP, EtherNet/IP, PROFINET, IP65/IP67
V430-F050W12M-SWP | 799900 | 697999 | V430 Code Reader, 1.2 MP monochrome, Wide view, Fixed focus 50 mm, White light, 1D/2D decoder, Ethernet TCP/IP, EtherNet/IP, PROFINET, IP65/IP67
V430-F050W12M-SWX | 1042000 | 698000 | V430 Code Reader, 1.2 MP monochrome, Wide view, Fixed focus 50 mm, White light, X-Mode decoder, Ethernet TCP/IP, EtherNet/IP, PROFINET, IP65/IP67
V430-F050W50C-NNP | 654400 | 698079 | V430 Code Reader, 5 MP color, Wide view, Fixed focus 50 mm, No outer light, 1D/2D decoder, Ethernet TCP/IP, EtherNet/IP, PROFINET, IP65/IP67
V430-F050W50C-NNX | 896600 | 698080 | V430 Code Reader, 5 MP color, Wide view, Fixed focus 50 mm, No outer light, X-Mode decoder, Ethernet TCP/IP, EtherNet/IP, PROFINET, IP65/IP67
V430-F050W50C-SWP | 702800 | 698081 | V430 Code Reader, 5 MP color, Wide view, Fixed focus 50 mm, White light, 1D/2D decoder, Ethernet TCP/IP, EtherNet/IP, PROFINET, IP65/IP67
V430-F050W50C-SWX | 945000 | 698082 | V430 Code Reader, 5 MP color, Wide view, Fixed focus 50 mm, White light, X-Mode decoder, Ethernet TCP/IP, EtherNet/IP, PROFINET, IP65/IP67
V430-F064M03M-NNP | 606000 | 697960 | V430 Code Reader, 0.3 MP monochrome, Medium view, Fixed focus 64 mm, No outer light, 1D/2D decoder, Ethernet TCP/IP, EtherNet/IP, PROFINET, IP65/IP67
V430-F064M03M-NNX | 848200 | 697961 | V430 Code Reader, 0.3 MP monochrome, Medium view, Fixed focus 64 mm, No outer light, X-Mode decoder, Ethernet TCP/IP, EtherNet/IP, PROFINET, IP65/IP67
V430-F064M03M-SRP | 654400 | 697962 | V430 Code Reader, 0.3 MP monochrome, Medium view, Fixed focus 64 mm, Red light, 1D/2D decoder, Ethernet TCP/IP, EtherNet/IP, PROFINET, IP65/IP67
V430-F064M03M-SRX | 896600 | 697963 | V430 Code Reader, 0.3 MP monochrome, Medium view, Fixed focus 64 mm, Red light, X-Mode decoder, Ethernet TCP/IP, EtherNet/IP, PROFINET, IP65/IP67
V430-F064M03M-SWP | 654400 | 697964 | V430 Code Reader, 0.3 MP monochrome, Medium view, Fixed focus 64 mm, White light, 1D/2D decoder, Ethernet TCP/IP, EtherNet/IP, PROFINET, IP65/IP67
V430-F064M03M-SWX | 896600 | 697965 | V430 Code Reader, 0.3 MP monochrome, Medium view, Fixed focus 64 mm, White light, X-Mode decoder, Ethernet TCP/IP, EtherNet/IP, PROFINET, IP65/IP67
V430-F064M12M-NNP | 751200 | 698043 | V430 Code Reader, 1.2 MP monochrome, Medium view, Fixed focus 64 mm, No outer light, 1D/2D decoder, Ethernet TCP/IP, EtherNet/IP, PROFINET, IP65/IP67
V430-F064M12M-NNX | 993400 | 698044 | V430 Code Reader, 1.2 MP monochrome, Medium view, Fixed focus 64 mm, No outer light, X-Mode decoder, Ethernet TCP/IP, EtherNet/IP, PROFINET, IP65/IP67
V430-F064M12M-SRP | 799900 | 698045 | V430 Code Reader, 1.2 MP monochrome, Medium view, Fixed focus 64 mm, Red light, 1D/2D decoder, Ethernet TCP/IP, EtherNet/IP, PROFINET, IP65/IP67
V430-F064M12M-SRX | 1042000 | 698046 | V430 Code Reader, 1.2 MP monochrome, Medium view, Fixed focus 64 mm, Red light, X-Mode decoder, Ethernet TCP/IP, EtherNet/IP, PROFINET, IP65/IP67
V430-F064M12M-SWP | 799900 | 698047 | V430 Code Reader, 1.2 MP monochrome, Medium view, Fixed focus 64 mm, White light, 1D/2D decoder, Ethernet TCP/IP, EtherNet/IP, PROFINET, IP65/IP67
V430-F064M12M-SWX | 1042000 | 698048 | V430 Code Reader, 1.2 MP monochrome, Medium view, Fixed focus 64 mm, White light, X-Mode decoder, Ethernet TCP/IP, EtherNet/IP, PROFINET, IP65/IP67
V430-F064M50C-NNP | 654400 | 698111 | V430 Code Reader, 5 MP color, Medium view, Fixed focus 64 mm, No outer light, 1D/2D decoder, Ethernet TCP/IP, EtherNet/IP, PROFINET, IP65/IP67
V430-F064M50C-NNX | 896600 | 698112 | V430 Code Reader, 5 MP color, Medium view, Fixed focus 64 mm, No outer light, X-Mode decoder, Ethernet TCP/IP, EtherNet/IP, PROFINET, IP65/IP67
V430-F064M50C-SWP | 702800 | 698113 | V430 Code Reader, 5 MP color, Medium view, Fixed focus 64 mm, White light, 1D/2D decoder, Ethernet TCP/IP, EtherNet/IP, PROFINET, IP65/IP67
V430-F064M50C-SWX | 945000 | 698114 | V430 Code Reader, 5 MP color, Medium view, Fixed focus 64 mm, White light, X-Mode decoder, Ethernet TCP/IP, EtherNet/IP, PROFINET, IP65/IP67
V430-F064W03M-NNP | 606000 | 697918 | V430 Code Reader, 0.3 MP monochrome, Wide view, Fixed focus 64 mm, No outer light, 1D/2D decoder, Ethernet TCP/IP, EtherNet/IP, PROFINET, IP65/IP67
V430-F064W03M-NNX | 848200 | 697919 | V430 Code Reader, 0.3 MP monochrome, Wide view, Fixed focus 64 mm, No outer light, X-Mode decoder, Ethernet TCP/IP, EtherNet/IP, PROFINET, IP65/IP67
V430-F064W03M-SRP | 654400 | 697920 | V430 Code Reader, 0.3 MP monochrome, Wide view, Fixed focus 64 mm, Red light, 1D/2D decoder, Ethernet TCP/IP, EtherNet/IP, PROFINET, IP65/IP67
V430-F064W03M-SRX | 896600 | 697921 | V430 Code Reader, 0.3 MP monochrome, Wide view, Fixed focus 64 mm, Red light, X-Mode decoder, Ethernet TCP/IP, EtherNet/IP, PROFINET, IP65/IP67
V430-F064W03M-SWP | 654400 | 697922 | V430 Code Reader, 0.3 MP monochrome, Wide view, Fixed focus 64 mm, White light, 1D/2D decoder, Ethernet TCP/IP, EtherNet/IP, PROFINET, IP65/IP67
V430-F064W03M-SWX | 896600 | 697923 | V430 Code Reader, 0.3 MP monochrome, Wide view, Fixed focus 64 mm, White light, X-Mode decoder, Ethernet TCP/IP, EtherNet/IP, PROFINET, IP65/IP67
V430-F064W12M-NNP | 751200 | 698001 | V430 Code Reader, 1.2 MP monochrome, Wide view, Fixed focus 64 mm, No outer light, 1D/2D decoder, Ethernet TCP/IP, EtherNet/IP, PROFINET, IP65/IP67
V430-F064W12M-NNX | 993400 | 698002 | V430 Code Reader, 1.2 MP monochrome, Wide view, Fixed focus 64 mm, No outer light, X-Mode decoder, Ethernet TCP/IP, EtherNet/IP, PROFINET, IP65/IP67
V430-F064W12M-SRP | 799900 | 698003 | V430 Code Reader, 1.2 MP monochrome, Wide view, Fixed focus 64 mm, Red light, 1D/2D decoder, Ethernet TCP/IP, EtherNet/IP, PROFINET, IP65/IP67
V430-F064W12M-SRX | 1042000 | 698004 | V430 Code Reader, 1.2 MP monochrome, Wide view, Fixed focus 64 mm, Red light, X-Mode decoder, Ethernet TCP/IP, EtherNet/IP, PROFINET, IP65/IP67
V430-F064W12M-SWP | 799900 | 698005 | V430 Code Reader, 1.2 MP monochrome, Wide view, Fixed focus 64 mm, White light, 1D/2D decoder, Ethernet TCP/IP, EtherNet/IP, PROFINET, IP65/IP67
V430-F064W12M-SWX | 1042000 | 698006 | V430 Code Reader, 1.2 MP monochrome, Wide view, Fixed focus 64 mm, White light, X-Mode decoder, Ethernet TCP/IP, EtherNet/IP, PROFINET, IP65/IP67
V430-F064W50C-NNP | 654400 | 698083 | V430 Code Reader, 5 MP color, Wide view, Fixed focus 64 mm, No outer light, 1D/2D decoder, Ethernet TCP/IP, EtherNet/IP, PROFINET, IP65/IP67
V430-F064W50C-NNX | 896600 | 698084 | V430 Code Reader, 5 MP color, Wide view, Fixed focus 64 mm, No outer light, X-Mode decoder, Ethernet TCP/IP, EtherNet/IP, PROFINET, IP65/IP67
V430-F064W50C-SWP | 702800 | 698085 | V430 Code Reader, 5 MP color, Wide view, Fixed focus 64 mm, White light, 1D/2D decoder, Ethernet TCP/IP, EtherNet/IP, PROFINET, IP65/IP67
V430-F064W50C-SWX | 945000 | 698086 | V430 Code Reader, 5 MP color, Wide view, Fixed focus 64 mm, White light, X-Mode decoder, Ethernet TCP/IP, EtherNet/IP, PROFINET, IP65/IP67
V430-F081M03M-NNP | 606000 | 697966 | V430 Code Reader, 0.3 MP monochrome, Medium view, Fixed focus 81 mm, No outer light, 1D/2D decoder, Ethernet TCP/IP, EtherNet/IP, PROFINET, IP65/IP67
V430-F081M03M-NNX | 848200 | 697967 | V430 Code Reader, 0.3 MP monochrome, Medium view, Fixed focus 81 mm, No outer light, X-Mode decoder, Ethernet TCP/IP, EtherNet/IP, PROFINET, IP65/IP67
V430-F081M03M-SRP | 654400 | 697968 | V430 Code Reader, 0.3 MP monochrome, Medium view, Fixed focus 81 mm, Red light, 1D/2D decoder, Ethernet TCP/IP, EtherNet/IP, PROFINET, IP65/IP67
V430-F081M03M-SRX | 896600 | 697969 | V430 Code Reader, 0.3 MP monochrome, Medium view, Fixed focus 81 mm, Red light, X-Mode decoder, Ethernet TCP/IP, EtherNet/IP, PROFINET, IP65/IP67
V430-F081M03M-SWP | 654400 | 697970 | V430 Code Reader, 0.3 MP monochrome, Medium view, Fixed focus 81 mm, White light, 1D/2D decoder, Ethernet TCP/IP, EtherNet/IP, PROFINET, IP65/IP67
V430-F081M03M-SWX | 896600 | 697971 | V430 Code Reader, 0.3 MP monochrome, Medium view, Fixed focus 81 mm, White light, X-Mode decoder, Ethernet TCP/IP, EtherNet/IP, PROFINET, IP65/IP67
V430-F081M12M-NNP | 751200 | 698049 | V430 Code Reader, 1.2 MP monochrome, Medium view, Fixed focus 81 mm, No outer light, 1D/2D decoder, Ethernet TCP/IP, EtherNet/IP, PROFINET, IP65/IP67
V430-F081M12M-NNX | 993400 | 698050 | V430 Code Reader, 1.2 MP monochrome, Medium view, Fixed focus 81 mm, No outer light, X-Mode decoder, Ethernet TCP/IP, EtherNet/IP, PROFINET, IP65/IP67
V430-F081M12M-SRP | 799900 | 698051 | V430 Code Reader, 1.2 MP monochrome, Medium view, Fixed focus 81 mm, Red light, 1D/2D decoder, Ethernet TCP/IP, EtherNet/IP, PROFINET, IP65/IP67
V430-F081M12M-SRX | 1042000 | 698052 | V430 Code Reader, 1.2 MP monochrome, Medium view, Fixed focus 81 mm, Red light, X-Mode decoder, Ethernet TCP/IP, EtherNet/IP, PROFINET, IP65/IP67
V430-F081M12M-SWP | 799900 | 698053 | V430 Code Reader, 1.2 MP monochrome, Medium view, Fixed focus 81 mm, White light, 1D/2D decoder, Ethernet TCP/IP, EtherNet/IP, PROFINET, IP65/IP67
V430-F081M12M-SWX | 1042000 | 698054 | V430 Code Reader, 1.2 MP monochrome, Medium view, Fixed focus 81 mm, White light, X-Mode decoder, Ethernet TCP/IP, EtherNet/IP, PROFINET, IP65/IP67
V430-F081M50C-NNP | 654400 | 698115 | V430 Code Reader, 5 MP color, Medium view, Fixed focus 81 mm, No outer light, 1D/2D decoder, Ethernet TCP/IP, EtherNet/IP, PROFINET, IP65/IP67
V430-F081M50C-NNX | 896600 | 698116 | V430 Code Reader, 5 MP color, Medium view, Fixed focus 81 mm, No outer light, X-Mode decoder, Ethernet TCP/IP, EtherNet/IP, PROFINET, IP65/IP67
V430-F081M50C-SWP | 702800 | 698117 | V430 Code Reader, 5 MP color, Medium view, Fixed focus 81 mm, White light, 1D/2D decoder, Ethernet TCP/IP, EtherNet/IP, PROFINET, IP65/IP67
V430-F081M50C-SWX | 945000 | 698118 | V430 Code Reader, 5 MP color, Medium view, Fixed focus 81 mm, White light, X-Mode decoder, Ethernet TCP/IP, EtherNet/IP, PROFINET, IP65/IP67
V430-F081W03M-NNP | 606000 | 697924 | V430 Code Reader, 0.3 MP monochrome, Wide view, Fixed focus 81 mm, No outer light, 1D/2D decoder, Ethernet TCP/IP, EtherNet/IP, PROFINET, IP65/IP67
V430-F081W03M-NNX | 848200 | 697925 | V430 Code Reader, 0.3 MP monochrome, Wide view, Fixed focus 81 mm, No outer light, X-Mode decoder, Ethernet TCP/IP, EtherNet/IP, PROFINET, IP65/IP67
V430-F081W03M-SRP | 654400 | 697926 | V430 Code Reader, 0.3 MP monochrome, Wide view, Fixed focus 81 mm, Red light, 1D/2D decoder, Ethernet TCP/IP, EtherNet/IP, PROFINET, IP65/IP67
V430-F081W03M-SRX | 896600 | 697927 | V430 Code Reader, 0.3 MP monochrome, Wide view, Fixed focus 81 mm, Red light, X-Mode decoder, Ethernet TCP/IP, EtherNet/IP, PROFINET, IP65/IP67
V430-F081W03M-SWP | 654400 | 697928 | V430 Code Reader, 0.3 MP monochrome, Wide view, Fixed focus 81 mm, White light, 1D/2D decoder, Ethernet TCP/IP, EtherNet/IP, PROFINET, IP65/IP67
V430-F081W03M-SWX | 896600 | 697929 | V430 Code Reader, 0.3 MP monochrome, Wide view, Fixed focus 81 mm, White light, X-Mode decoder, Ethernet TCP/IP, EtherNet/IP, PROFINET, IP65/IP67
V430-F081W12M-NNP | 751200 | 698007 | V430 Code Reader, 1.2 MP monochrome, Wide view, Fixed focus 81 mm, No outer light, 1D/2D decoder, Ethernet TCP/IP, EtherNet/IP, PROFINET, IP65/IP67
V430-F081W12M-NNX | 993400 | 698008 | V430 Code Reader, 1.2 MP monochrome, Wide view, Fixed focus 81 mm, No outer light, X-Mode decoder, Ethernet TCP/IP, EtherNet/IP, PROFINET, IP65/IP67
V430-F081W12M-SRP | 799900 | 698009 | V430 Code Reader, 1.2 MP monochrome, Wide view, Fixed focus 81 mm, Red light, 1D/2D decoder, Ethernet TCP/IP, EtherNet/IP, PROFINET, IP65/IP67
V430-F081W12M-SRX | 1042000 | 698010 | V430 Code Reader, 1.2 MP monochrome, Wide view, Fixed focus 81 mm, Red light, X-Mode decoder, Ethernet TCP/IP, EtherNet/IP, PROFINET, IP65/IP67
V430-F081W12M-SWP | 799900 | 698011 | V430 Code Reader, 1.2 MP monochrome, Wide view, Fixed focus 81 mm, White light, 1D/2D decoder, Ethernet TCP/IP, EtherNet/IP, PROFINET, IP65/IP67
V430-F081W12M-SWX | 1042000 | 698012 | V430 Code Reader, 1.2 MP monochrome, Wide view, Fixed focus 81 mm, White light, X-Mode decoder, Ethernet TCP/IP, EtherNet/IP, PROFINET, IP65/IP67
V430-F081W50C-NNP | 654400 | 698087 | V430 Code Reader, 5 MP color, Wide view, Fixed focus 81 mm, No outer light, 1D/2D decoder, Ethernet TCP/IP, EtherNet/IP, PROFINET, IP65/IP67
V430-F081W50C-NNX | 896600 | 698088 | V430 Code Reader, 5 MP color, Wide view, Fixed focus 81 mm, No outer light, X-Mode decoder, Ethernet TCP/IP, EtherNet/IP, PROFINET, IP65/IP67
V430-F081W50C-SWP | 702800 | 698089 | V430 Code Reader, 5 MP color, Wide view, Fixed focus 81 mm, White light, 1D/2D decoder, Ethernet TCP/IP, EtherNet/IP, PROFINET, IP65/IP67
V430-F081W50C-SWX | 945000 | 698090 | V430 Code Reader, 5 MP color, Wide view, Fixed focus 81 mm, White light, X-Mode decoder, Ethernet TCP/IP, EtherNet/IP, PROFINET, IP65/IP67
V430-F102M03M-NNP | 606000 | 697972 | V430 Code Reader, 0.3 MP monochrome, Medium view, Fixed focus 102 mm, No outer light, 1D/2D decoder, Ethernet TCP/IP, EtherNet/IP, PROFINET, IP65/IP67
V430-F102M03M-NNX | 848200 | 697973 | V430 Code Reader, 0.3 MP monochrome, Medium view, Fixed focus 102 mm, No outer light, X-Mode decoder, Ethernet TCP/IP, EtherNet/IP, PROFINET, IP65/IP67
V430-F102M03M-SRP | 654400 | 697974 | V430 Code Reader, 0.3 MP monochrome, Medium view, Fixed focus 102 mm, Red light, 1D/2D decoder, Ethernet TCP/IP, EtherNet/IP, PROFINET, IP65/IP67
V430-F102M03M-SRX | 896600 | 691668 | V430 Code Reader, 0.3 MP monochrome, Medium view, Fixed focus 102 mm, Red light, X-Mode decoder, Ethernet TCP/IP, EtherNet/IP, PROFINET, IP65/IP67
V430-F102M03M-SWP | 654400 | 697975 | V430 Code Reader, 0.3 MP monochrome, Medium view, Fixed focus 102 mm, White light, 1D/2D decoder, Ethernet TCP/IP, EtherNet/IP, PROFINET, IP65/IP67
V430-F102M03M-SWX | 896600 | 697976 | V430 Code Reader, 0.3 MP monochrome, Medium view, Fixed focus 102 mm, White light, X-Mode decoder, Ethernet TCP/IP, EtherNet/IP, PROFINET, IP65/IP67
V430-F102M12M-NNP | 751200 | 698055 | V430 Code Reader, 1.2 MP monochrome, Medium view, Fixed focus 102 mm, No outer light, 1D/2D decoder, Ethernet TCP/IP, EtherNet/IP, PROFINET, IP65/IP67
V430-F102M12M-NNX | 993400 | 698056 | V430 Code Reader, 1.2 MP monochrome, Medium view, Fixed focus 102 mm, No outer light, X-Mode decoder, Ethernet TCP/IP, EtherNet/IP, PROFINET, IP65/IP67
V430-F102M12M-SRP | 799900 | 698057 | V430 Code Reader, 1.2 MP monochrome, Medium view, Fixed focus 102 mm, Red light, 1D/2D decoder, Ethernet TCP/IP, EtherNet/IP, PROFINET, IP65/IP67
V430-F102M12M-SRX | 1042000 | 698058 | V430 Code Reader, 1.2 MP monochrome, Medium view, Fixed focus 102 mm, Red light, X-Mode decoder, Ethernet TCP/IP, EtherNet/IP, PROFINET, IP65/IP67
V430-F102M12M-SWP | 799900 | 698059 | V430 Code Reader, 1.2 MP monochrome, Medium view, Fixed focus 102 mm, White light, 1D/2D decoder, Ethernet TCP/IP, EtherNet/IP, PROFINET, IP65/IP67
V430-F102M12M-SWX | 1042000 | 698060 | V430 Code Reader, 1.2 MP monochrome, Medium view, Fixed focus 102 mm, White light, X-Mode decoder, Ethernet TCP/IP, EtherNet/IP, PROFINET, IP65/IP67
V430-F102M50C-NNP | 654400 | 698119 | V430 Code Reader, 5 MP color, Medium view, Fixed focus 102 mm, No outer light, 1D/2D decoder, Ethernet TCP/IP, EtherNet/IP, PROFINET, IP65/IP67
V430-F102M50C-NNX | 896600 | 698120 | V430 Code Reader, 5 MP color, Medium view, Fixed focus 102 mm, No outer light, X-Mode decoder, Ethernet TCP/IP, EtherNet/IP, PROFINET, IP65/IP67
V430-F102M50C-SWP | 702800 | 698121 | V430 Code Reader, 5 MP color, Medium view, Fixed focus 102 mm, White light, 1D/2D decoder, Ethernet TCP/IP, EtherNet/IP, PROFINET, IP65/IP67
V430-F102M50C-SWX | 945000 | 698122 | V430 Code Reader, 5 MP color, Medium view, Fixed focus 102 mm, White light, X-Mode decoder, Ethernet TCP/IP, EtherNet/IP, PROFINET, IP65/IP67
V430-F102W03M-NNP | 606000 | 697930 | V430 Code Reader, 0.3 MP monochrome, Wide view, Fixed focus 102 mm, No outer light, 1D/2D decoder, Ethernet TCP/IP, EtherNet/IP, PROFINET, IP65/IP67
V430-F102W03M-NNX | 848200 | 697931 | V430 Code Reader, 0.3 MP monochrome, Wide view, Fixed focus 102 mm, No outer light, X-Mode decoder, Ethernet TCP/IP, EtherNet/IP, PROFINET, IP65/IP67
V430-F102W03M-SRP | 654400 | 697932 | V430 Code Reader, 0.3 MP monochrome, Wide view, Fixed focus 102 mm, Red light, 1D/2D decoder, Ethernet TCP/IP, EtherNet/IP, PROFINET, IP65/IP67
V430-F102W03M-SRX | 896600 | 697933 | V430 Code Reader, 0.3 MP monochrome, Wide view, Fixed focus 102 mm, Red light, X-Mode decoder, Ethernet TCP/IP, EtherNet/IP, PROFINET, IP65/IP67
V430-F102W03M-SWP | 654400 | 697934 | V430 Code Reader, 0.3 MP monochrome, Wide view, Fixed focus 102 mm, White light, 1D/2D decoder, Ethernet TCP/IP, EtherNet/IP, PROFINET, IP65/IP67
V430-F102W03M-SWX | 896600 | 697935 | V430 Code Reader, 0.3 MP monochrome, Wide view, Fixed focus 102 mm, White light, X-Mode decoder, Ethernet TCP/IP, EtherNet/IP, PROFINET, IP65/IP67
V430-F102W12M-NNP | 751200 | 698013 | V430 Code Reader, 1.2 MP monochrome, Wide view, Fixed focus 102 mm, No outer light, 1D/2D decoder, Ethernet TCP/IP, EtherNet/IP, PROFINET, IP65/IP67
V430-F102W12M-NNX | 993400 | 698014 | V430 Code Reader, 1.2 MP monochrome, Wide view, Fixed focus 102 mm, No outer light, X-Mode decoder, Ethernet TCP/IP, EtherNet/IP, PROFINET, IP65/IP67
V430-F102W12M-SRP | 799900 | 698015 | V430 Code Reader, 1.2 MP monochrome, Wide view, Fixed focus 102 mm, Red light, 1D/2D decoder, Ethernet TCP/IP, EtherNet/IP, PROFINET, IP65/IP67
V430-F102W12M-SRX | 1042000 | 698016 | V430 Code Reader, 1.2 MP monochrome, Wide view, Fixed focus 102 mm, Red light, X-Mode decoder, Ethernet TCP/IP, EtherNet/IP, PROFINET, IP65/IP67
V430-F102W12M-SWP | 799900 | 698017 | V430 Code Reader, 1.2 MP monochrome, Wide view, Fixed focus 102 mm, White light, 1D/2D decoder, Ethernet TCP/IP, EtherNet/IP, PROFINET, IP65/IP67
V430-F102W12M-SWX | 1042000 | 698018 | V430 Code Reader, 1.2 MP monochrome, Wide view, Fixed focus 102 mm, White light, X-Mode decoder, Ethernet TCP/IP, EtherNet/IP, PROFINET, IP65/IP67
V430-F102W50C-NNP | 654400 | 698091 | V430 Code Reader, 5 MP color, Wide view, Fixed focus 102 mm, No outer light, 1D/2D decoder, Ethernet TCP/IP, EtherNet/IP, PROFINET, IP65/IP67
V430-F102W50C-NNX | 896600 | 698092 | V430 Code Reader, 5 MP color, Wide view, Fixed focus 102 mm, No outer light, X-Mode decoder, Ethernet TCP/IP, EtherNet/IP, PROFINET, IP65/IP67
V430-F102W50C-SWP | 702800 | 698093 | V430 Code Reader, 5 MP color, Wide view, Fixed focus 102 mm, White light, 1D/2D decoder, Ethernet TCP/IP, EtherNet/IP, PROFINET, IP65/IP67
V430-F102W50C-SWX | 945000 | 698094 | V430 Code Reader, 5 MP color, Wide view, Fixed focus 102 mm, White light, X-Mode decoder, Ethernet TCP/IP, EtherNet/IP, PROFINET, IP65/IP67
V430-F133M03M-NNP | 606000 | 697977 | V430 Code Reader, 0.3 MP monochrome, Medium view, Fixed focus 133 mm, No outer light, 1D/2D decoder, Ethernet TCP/IP, EtherNet/IP, PROFINET, IP65/IP67
V430-F133M03M-NNX | 848200 | 697978 | V430 Code Reader, 0.3 MP monochrome, Medium view, Fixed focus 133 mm, No outer light, X-Mode decoder, Ethernet TCP/IP, EtherNet/IP, PROFINET, IP65/IP67
V430-F133M03M-SRP | 654400 | 697979 | V430 Code Reader, 0.3 MP monochrome, Medium view, Fixed focus 133 mm, Red light, 1D/2D decoder, Ethernet TCP/IP, EtherNet/IP, PROFINET, IP65/IP67
V430-F133M03M-SRX | 896600 | 697980 | V430 Code Reader, 0.3 MP monochrome, Medium view, Fixed focus 133 mm, Red light, X-Mode decoder, Ethernet TCP/IP, EtherNet/IP, PROFINET, IP65/IP67
V430-F133M03M-SWP | 654400 | 697981 | V430 Code Reader, 0.3 MP monochrome, Medium view, Fixed focus 133 mm, White light, 1D/2D decoder, Ethernet TCP/IP, EtherNet/IP, PROFINET, IP65/IP67
V430-F133M03M-SWX | 896600 | 697982 | V430 Code Reader, 0.3 MP monochrome, Medium view, Fixed focus 133 mm, White light, X-Mode decoder, Ethernet TCP/IP, EtherNet/IP, PROFINET, IP65/IP67
V430-F133M12M-NNP | 751200 | 698061 | V430 Code Reader, 1.2 MP monochrome, Medium view, Fixed focus 133 mm, No outer light, 1D/2D decoder, Ethernet TCP/IP, EtherNet/IP, PROFINET, IP65/IP67
V430-F133M12M-NNX | 993400 | 698062 | V430 Code Reader, 1.2 MP monochrome, Medium view, Fixed focus 133 mm, No outer light, X-Mode decoder, Ethernet TCP/IP, EtherNet/IP, PROFINET, IP65/IP67
V430-F133M12M-SRP | 799900 | 698063 | V430 Code Reader, 1.2 MP monochrome, Medium view, Fixed focus 133 mm, Red light, 1D/2D decoder, Ethernet TCP/IP, EtherNet/IP, PROFINET, IP65/IP67
V430-F133M12M-SRX | 1042000 | 698064 | V430 Code Reader, 1.2 MP monochrome, Medium view, Fixed focus 133 mm, Red light, X-Mode decoder, Ethernet TCP/IP, EtherNet/IP, PROFINET, IP65/IP67
V430-F133M12M-SWP | 799900 | 698065 | V430 Code Reader, 1.2 MP monochrome, Medium view, Fixed focus 133 mm, White light, 1D/2D decoder, Ethernet TCP/IP, EtherNet/IP, PROFINET, IP65/IP67
V430-F133M12M-SWX | 1042000 | 698066 | V430 Code Reader, 1.2 MP monochrome, Medium view, Fixed focus 133 mm, White light, X-Mode decoder, Ethernet TCP/IP, EtherNet/IP, PROFINET, IP65/IP67
V430-F133M50C-NNP | 654400 | 698123 | V430 Code Reader, 5 MP color, Medium view, Fixed focus 133 mm, No outer light, 1D/2D decoder, Ethernet TCP/IP, EtherNet/IP, PROFINET, IP65/IP67
V430-F133M50C-NNX | 896600 | 698124 | V430 Code Reader, 5 MP color, Medium view, Fixed focus 133 mm, No outer light, X-Mode decoder, Ethernet TCP/IP, EtherNet/IP, PROFINET, IP65/IP67
V430-F133M50C-SWP | 702800 | 698125 | V430 Code Reader, 5 MP color, Medium view, Fixed focus 133 mm, White light, 1D/2D decoder, Ethernet TCP/IP, EtherNet/IP, PROFINET, IP65/IP67
V430-F133M50C-SWX | 945000 | 698126 | V430 Code Reader, 5 MP color, Medium view, Fixed focus 133 mm, White light, X-Mode decoder, Ethernet TCP/IP, EtherNet/IP, PROFINET, IP65/IP67
V430-F133W03M-NNP | 606000 | 697936 | V430 Code Reader, 0.3 MP monochrome, Wide view, Fixed focus 133 mm, No outer light, 1D/2D decoder, Ethernet TCP/IP, EtherNet/IP, PROFINET, IP65/IP67
V430-F133W03M-NNX | 848200 | 697937 | V430 Code Reader, 0.3 MP monochrome, Wide view, Fixed focus 133 mm, No outer light, X-Mode decoder, Ethernet TCP/IP, EtherNet/IP, PROFINET, IP65/IP67
V430-F133W03M-SRP | 654400 | 697938 | V430 Code Reader, 0.3 MP monochrome, Wide view, Fixed focus 133 mm, Red light, 1D/2D decoder, Ethernet TCP/IP, EtherNet/IP, PROFINET, IP65/IP67
V430-F133W03M-SRX | 896600 | 697939 | V430 Code Reader, 0.3 MP monochrome, Wide view, Fixed focus 133 mm, Red light, X-Mode decoder, Ethernet TCP/IP, EtherNet/IP, PROFINET, IP65/IP67
V430-F133W03M-SWP | 654400 | 697940 | V430 Code Reader, 0.3 MP monochrome, Wide view, Fixed focus 133 mm, White light, 1D/2D decoder, Ethernet TCP/IP, EtherNet/IP, PROFINET, IP65/IP67
V430-F133W03M-SWX | 896600 | 697941 | V430 Code Reader, 0.3 MP monochrome, Wide view, Fixed focus 133 mm, White light, X-Mode decoder, Ethernet TCP/IP, EtherNet/IP, PROFINET, IP65/IP67
V430-F133W12M-NNP | 751200 | 698019 | V430 Code Reader, 1.2 MP monochrome, Wide view, Fixed focus 133 mm, No outer light, 1D/2D decoder, Ethernet TCP/IP, EtherNet/IP, PROFINET, IP65/IP67
V430-F133W12M-NNX | 993400 | 698020 | V430 Code Reader, 1.2 MP monochrome, Wide view, Fixed focus 133 mm, No outer light, X-Mode decoder, Ethernet TCP/IP, EtherNet/IP, PROFINET, IP65/IP67
V430-F133W12M-SRP | 799900 | 698021 | V430 Code Reader, 1.2 MP monochrome, Wide view, Fixed focus 133 mm, Red light, 1D/2D decoder, Ethernet TCP/IP, EtherNet/IP, PROFINET, IP65/IP67
V430-F133W12M-SRX | 1042000 | 698022 | V430 Code Reader, 1.2 MP monochrome, Wide view, Fixed focus 133 mm, Red light, X-Mode decoder, Ethernet TCP/IP, EtherNet/IP, PROFINET, IP65/IP67
V430-F133W12M-SWP | 799900 | 698023 | V430 Code Reader, 1.2 MP monochrome, Wide view, Fixed focus 133 mm, White light, 1D/2D decoder, Ethernet TCP/IP, EtherNet/IP, PROFINET, IP65/IP67
V430-F133W12M-SWX | 1042000 | 698024 | V430 Code Reader, 1.2 MP monochrome, Wide view, Fixed focus 133 mm, White light, X-Mode decoder, Ethernet TCP/IP, EtherNet/IP, PROFINET, IP65/IP67
V430-F133W50C-NNP | 654400 | 698095 | V430 Code Reader, 5 MP color, Wide view, Fixed focus 133 mm, No outer light, 1D/2D decoder, Ethernet TCP/IP, EtherNet/IP, PROFINET, IP65/IP67
V430-F133W50C-NNX | 896600 | 698096 | V430 Code Reader, 5 MP color, Wide view, Fixed focus 133 mm, No outer light, X-Mode decoder, Ethernet TCP/IP, EtherNet/IP, PROFINET, IP65/IP67
V430-F133W50C-SWP | 702800 | 698097 | V430 Code Reader, 5 MP color, Wide view, Fixed focus 133 mm, White light, 1D/2D decoder, Ethernet TCP/IP, EtherNet/IP, PROFINET, IP65/IP67
V430-F133W50C-SWX | 945000 | 698098 | V430 Code Reader, 5 MP color, Wide view, Fixed focus 133 mm, White light, X-Mode decoder, Ethernet TCP/IP, EtherNet/IP, PROFINET, IP65/IP67
V430-F190M03M-NNP | 606000 | 697983 | V430 Code Reader, 0.3 MP monochrome, Medium view, Fixed focus 190 mm, No outer light, 1D/2D decoder, Ethernet TCP/IP, EtherNet/IP, PROFINET, IP65/IP67
V430-F190M03M-NNX | 848200 | 697984 | V430 Code Reader, 0.3 MP monochrome, Medium view, Fixed focus 190 mm, No outer light, X-Mode decoder, Ethernet TCP/IP, EtherNet/IP, PROFINET, IP65/IP67
V430-F190M03M-SRP | 654400 | 697985 | V430 Code Reader, 0.3 MP monochrome, Medium view, Fixed focus 190 mm, Red light, 1D/2D decoder, Ethernet TCP/IP, EtherNet/IP, PROFINET, IP65/IP67
V430-F190M03M-SRX | 896600 | 697986 | V430 Code Reader, 0.3 MP monochrome, Medium view, Fixed focus 190 mm, Red light, X-Mode decoder, Ethernet TCP/IP, EtherNet/IP, PROFINET, IP65/IP67
V430-F190M03M-SWP | 654400 | 697987 | V430 Code Reader, 0.3 MP monochrome, Medium view, Fixed focus 190 mm, White light, 1D/2D decoder, Ethernet TCP/IP, EtherNet/IP, PROFINET, IP65/IP67
V430-F190M03M-SWX | 896600 | 697988 | V430 Code Reader, 0.3 MP monochrome, Medium view, Fixed focus 190 mm, White light, X-Mode decoder, Ethernet TCP/IP, EtherNet/IP, PROFINET, IP65/IP67
V430-F190M12M-NNP | 751200 | 698067 | V430 Code Reader, 1.2 MP monochrome, Medium view, Fixed focus 190 mm, No outer light, 1D/2D decoder, Ethernet TCP/IP, EtherNet/IP, PROFINET, IP65/IP67
V430-F190M12M-NNX | 993400 | 698068 | V430 Code Reader, 1.2 MP monochrome, Medium view, Fixed focus 190 mm, No outer light, X-Mode decoder, Ethernet TCP/IP, EtherNet/IP, PROFINET, IP65/IP67
V430-F190M12M-SRP | 799900 | 698069 | V430 Code Reader, 1.2 MP monochrome, Medium view, Fixed focus 190 mm, Red light, 1D/2D decoder, Ethernet TCP/IP, EtherNet/IP, PROFINET, IP65/IP67
V430-F190M12M-SRX | 1042000 | 698070 | V430 Code Reader, 1.2 MP monochrome, Medium view, Fixed focus 190 mm, Red light, X-Mode decoder, Ethernet TCP/IP, EtherNet/IP, PROFINET, IP65/IP67
V430-F190M12M-SWP | 799900 | 698071 | V430 Code Reader, 1.2 MP monochrome, Medium view, Fixed focus 190 mm, White light, 1D/2D decoder, Ethernet TCP/IP, EtherNet/IP, PROFINET, IP65/IP67
V430-F190M12M-SWX | 1042000 | 698072 | V430 Code Reader, 1.2 MP monochrome, Medium view, Fixed focus 190 mm, White light, X-Mode decoder, Ethernet TCP/IP, EtherNet/IP, PROFINET, IP65/IP67
V430-F190M50C-NNP | 654400 | 698127 | V430 Code Reader, 5 MP color, Medium view, Fixed focus 190 mm, No outer light, 1D/2D decoder, Ethernet TCP/IP, EtherNet/IP, PROFINET, IP65/IP67
V430-F190M50C-NNX | 896600 | 698128 | V430 Code Reader, 5 MP color, Medium view, Fixed focus 190 mm, No outer light, X-Mode decoder, Ethernet TCP/IP, EtherNet/IP, PROFINET, IP65/IP67
V430-F190M50C-SWP | 702800 | 698129 | V430 Code Reader, 5 MP color, Medium view, Fixed focus 190 mm, White light, 1D/2D decoder, Ethernet TCP/IP, EtherNet/IP, PROFINET, IP65/IP67
V430-F190M50C-SWX | 945000 | 698130 | V430 Code Reader, 5 MP color, Medium view, Fixed focus 190 mm, White light, X-Mode decoder, Ethernet TCP/IP, EtherNet/IP, PROFINET, IP65/IP67
V430-F190W03M-NNP | 606000 | 697942 | V430 Code Reader, 0.3 MP monochrome, Wide view, Fixed focus 190 mm, No outer light, 1D/2D decoder, Ethernet TCP/IP, EtherNet/IP, PROFINET, IP65/IP67
V430-F190W03M-NNX | 848200 | 697943 | V430 Code Reader, 0.3 MP monochrome, Wide view, Fixed focus 190 mm, No outer light, X-Mode decoder, Ethernet TCP/IP, EtherNet/IP, PROFINET, IP65/IP67
V430-F190W03M-SRP | 654400 | 697944 | V430 Code Reader, 0.3 MP monochrome, Wide view, Fixed focus 190 mm, Red light, 1D/2D decoder, Ethernet TCP/IP, EtherNet/IP, PROFINET, IP65/IP67
V430-F190W03M-SRX | 896600 | 697945 | V430 Code Reader, 0.3 MP monochrome, Wide view, Fixed focus 190 mm, Red light, X-Mode decoder, Ethernet TCP/IP, EtherNet/IP, PROFINET, IP65/IP67
V430-F190W03M-SWP | 654400 | 697946 | V430 Code Reader, 0.3 MP monochrome, Wide view, Fixed focus 190 mm, White light, 1D/2D decoder, Ethernet TCP/IP, EtherNet/IP, PROFINET, IP65/IP67
V430-F190W03M-SWX | 896600 | 697947 | V430 Code Reader, 0.3 MP monochrome, Wide view, Fixed focus 190 mm, White light, X-Mode decoder, Ethernet TCP/IP, EtherNet/IP, PROFINET, IP65/IP67
V430-F190W12M-NNP | 751200 | 698025 | V430 Code Reader, 1.2 MP monochrome, Wide view, Fixed focus 190 mm, No outer light, 1D/2D decoder, Ethernet TCP/IP, EtherNet/IP, PROFINET, IP65/IP67
V430-F190W12M-NNX | 993400 | 698026 | V430 Code Reader, 1.2 MP monochrome, Wide view, Fixed focus 190 mm, No outer light, X-Mode decoder, Ethernet TCP/IP, EtherNet/IP, PROFINET, IP65/IP67
V430-F190W12M-SRP | 799900 | 698027 | V430 Code Reader, 1.2 MP monochrome, Wide view, Fixed focus 190 mm, Red light, 1D/2D decoder, Ethernet TCP/IP, EtherNet/IP, PROFINET, IP65/IP67
V430-F190W12M-SRX | 1042000 | 698028 | V430 Code Reader, 1.2 MP monochrome, Wide view, Fixed focus 190 mm, Red light, X-Mode decoder, Ethernet TCP/IP, EtherNet/IP, PROFINET, IP65/IP67
V430-F190W12M-SWP | 799900 | 698029 | V430 Code Reader, 1.2 MP monochrome, Wide view, Fixed focus 190 mm, White light, 1D/2D decoder, Ethernet TCP/IP, EtherNet/IP, PROFINET, IP65/IP67
V430-F190W12M-SWX | 1042000 | 698030 | V430 Code Reader, 1.2 MP monochrome, Wide view, Fixed focus 190 mm, White light, X-Mode decoder, Ethernet TCP/IP, EtherNet/IP, PROFINET, IP65/IP67
V430-F190W50C-NNP | 654400 | 698099 | V430 Code Reader, 5 MP color, Wide view, Fixed focus 190 mm, No outer light, 1D/2D decoder, Ethernet TCP/IP, EtherNet/IP, PROFINET, IP65/IP67
V430-F190W50C-NNX | 896600 | 698100 | V430 Code Reader, 5 MP color, Wide view, Fixed focus 190 mm, No outer light, X-Mode decoder, Ethernet TCP/IP, EtherNet/IP, PROFINET, IP65/IP67
V430-F190W50C-SWP | 702800 | 698101 | V430 Code Reader, 5 MP color, Wide view, Fixed focus 190 mm, White light, 1D/2D decoder, Ethernet TCP/IP, EtherNet/IP, PROFINET, IP65/IP67
V430-F190W50C-SWX | 945000 | 698102 | V430 Code Reader, 5 MP color, Wide view, Fixed focus 190 mm, White light, X-Mode decoder, Ethernet TCP/IP, EtherNet/IP, PROFINET, IP65/IP67
V430-F300M03M-NNP | 606000 | 697989 | V430 Code Reader, 0.3 MP monochrome, Medium view, Fixed focus 300 mm, No outer light, 1D/2D decoder, Ethernet TCP/IP, EtherNet/IP, PROFINET, IP65/IP67
V430-F300M03M-NNX | 848200 | 697990 | V430 Code Reader, 0.3 MP monochrome, Medium view, Fixed focus 300 mm, No outer light, X-Mode decoder, Ethernet TCP/IP, EtherNet/IP, PROFINET, IP65/IP67
V430-F300M03M-SRP | 654400 | 697991 | V430 Code Reader, 0.3 MP monochrome, Medium view, Fixed focus 300 mm, Red light, 1D/2D decoder, Ethernet TCP/IP, EtherNet/IP, PROFINET, IP65/IP67
V430-F300M03M-SRX | 896600 | 697992 | V430 Code Reader, 0.3 MP monochrome, Medium view, Fixed focus 300 mm, Red light, X-Mode decoder, Ethernet TCP/IP, EtherNet/IP, PROFINET, IP65/IP67
V430-F300M03M-SWP | 654400 | 697993 | V430 Code Reader, 0.3 MP monochrome, Medium view, Fixed focus 300 mm, White light, 1D/2D decoder, Ethernet TCP/IP, EtherNet/IP, PROFINET, IP65/IP67
V430-F300M03M-SWX | 896600 | 697994 | V430 Code Reader, 0.3 MP monochrome, Medium view, Fixed focus 300 mm, White light, X-Mode decoder, Ethernet TCP/IP, EtherNet/IP, PROFINET, IP65/IP67
V430-F300M12M-NNP | 751200 | 698073 | V430 Code Reader, 1.2 MP monochrome, Medium view, Fixed focus 300 mm, No outer light, 1D/2D decoder, Ethernet TCP/IP, EtherNet/IP, PROFINET, IP65/IP67
V430-F300M12M-NNX | 993400 | 698074 | V430 Code Reader, 1.2 MP monochrome, Medium view, Fixed focus 300 mm, No outer light, X-Mode decoder, Ethernet TCP/IP, EtherNet/IP, PROFINET, IP65/IP67
V430-F300M12M-SRP | 799900 | 698075 | V430 Code Reader, 1.2 MP monochrome, Medium view, Fixed focus 300 mm, Red light, 1D/2D decoder, Ethernet TCP/IP, EtherNet/IP, PROFINET, IP65/IP67
V430-F300M12M-SRX | 1042000 | 698076 | V430 Code Reader, 1.2 MP monochrome, Medium view, Fixed focus 300 mm, Red light, X-Mode decoder, Ethernet TCP/IP, EtherNet/IP, PROFINET, IP65/IP67
V430-F300M12M-SWP | 799900 | 698077 | V430 Code Reader, 1.2 MP monochrome, Medium view, Fixed focus 300 mm, White light, 1D/2D decoder, Ethernet TCP/IP, EtherNet/IP, PROFINET, IP65/IP67
V430-F300M12M-SWX | 1042000 | 698078 | V430 Code Reader, 1.2 MP monochrome, Medium view, Fixed focus 300 mm, White light, X-Mode decoder, Ethernet TCP/IP, EtherNet/IP, PROFINET, IP65/IP67
V430-F300M50C-NNP | 654400 | 698131 | V430 Code Reader, 5 MP color, Medium view, Fixed focus 300 mm, No outer light, 1D/2D decoder, Ethernet TCP/IP, EtherNet/IP, PROFINET, IP65/IP67
V430-F300M50C-NNX | 896600 | 698132 | V430 Code Reader, 5 MP color, Medium view, Fixed focus 300 mm, No outer light, X-Mode decoder, Ethernet TCP/IP, EtherNet/IP, PROFINET, IP65/IP67
V430-F300M50C-SWP | 702800 | 698133 | V430 Code Reader, 5 MP color, Medium view, Fixed focus 300 mm, White light, 1D/2D decoder, Ethernet TCP/IP, EtherNet/IP, PROFINET, IP65/IP67
V430-F300M50C-SWX | 945000 | 698134 | V430 Code Reader, 5 MP color, Medium view, Fixed focus 300 mm, White light, X-Mode decoder, Ethernet TCP/IP, EtherNet/IP, PROFINET, IP65/IP67
V430-F300W03M-NNP | 606000 | 697948 | V430 Code Reader, 0.3 MP monochrome, Wide view, Fixed focus 300 mm, No outer light, 1D/2D decoder, Ethernet TCP/IP, EtherNet/IP, PROFINET, IP65/IP67
V430-F300W03M-NNX | 848200 | 697949 | V430 Code Reader, 0.3 MP monochrome, Wide view, Fixed focus 300 mm, No outer light, X-Mode decoder, Ethernet TCP/IP, EtherNet/IP, PROFINET, IP65/IP67
V430-F300W03M-SRP | 654400 | 697950 | V430 Code Reader, 0.3 MP monochrome, Wide view, Fixed focus 300 mm, Red light, 1D/2D decoder, Ethernet TCP/IP, EtherNet/IP, PROFINET, IP65/IP67
V430-F300W03M-SRX | 896600 | 697951 | V430 Code Reader, 0.3 MP monochrome, Wide view, Fixed focus 300 mm, Red light, X-Mode decoder, Ethernet TCP/IP, EtherNet/IP, PROFINET, IP65/IP67
V430-F300W03M-SWP | 654400 | 697952 | V430 Code Reader, 0.3 MP monochrome, Wide view, Fixed focus 300 mm, White light, 1D/2D decoder, Ethernet TCP/IP, EtherNet/IP, PROFINET, IP65/IP67
V430-F300W03M-SWX | 896600 | 697953 | V430 Code Reader, 0.3 MP monochrome, Wide view, Fixed focus 300 mm, White light, X-Mode decoder, Ethernet TCP/IP, EtherNet/IP, PROFINET, IP65/IP67
V430-F300W12M-NNP | 751200 | 698031 | V430 Code Reader, 1.2 MP monochrome, Wide view, Fixed focus 300 mm, No outer light, 1D/2D decoder, Ethernet TCP/IP, EtherNet/IP, PROFINET, IP65/IP67
V430-F300W12M-NNX | 993400 | 698032 | V430 Code Reader, 1.2 MP monochrome, Wide view, Fixed focus 300 mm, No outer light, X-Mode decoder, Ethernet TCP/IP, EtherNet/IP, PROFINET, IP65/IP67
V430-F300W12M-SRP | 799900 | 698033 | V430 Code Reader, 1.2 MP monochrome, Wide view, Fixed focus 300 mm, Red light, 1D/2D decoder, Ethernet TCP/IP, EtherNet/IP, PROFINET, IP65/IP67
V430-F300W12M-SRX | 1042000 | 698034 | V430 Code Reader, 1.2 MP monochrome, Wide view, Fixed focus 300 mm, Red light, X-Mode decoder, Ethernet TCP/IP, EtherNet/IP, PROFINET, IP65/IP67
V430-F300W12M-SWP | 799900 | 698035 | V430 Code Reader, 1.2 MP monochrome, Wide view, Fixed focus 300 mm, White light, 1D/2D decoder, Ethernet TCP/IP, EtherNet/IP, PROFINET, IP65/IP67
V430-F300W12M-SWX | 1042000 | 698036 | V430 Code Reader, 1.2 MP monochrome, Wide view, Fixed focus 300 mm, White light, X-Mode decoder, Ethernet TCP/IP, EtherNet/IP, PROFINET, IP65/IP67
V430-F300W50C-NNP | 654400 | 698103 | V430 Code Reader, 5 MP color, Wide view, Fixed focus 300 mm, No outer light, 1D/2D decoder, Ethernet TCP/IP, EtherNet/IP, PROFINET, IP65/IP67
V430-F300W50C-NNX | 896600 | 698104 | V430 Code Reader, 5 MP color, Wide view, Fixed focus 300 mm, No outer light, X-Mode decoder, Ethernet TCP/IP, EtherNet/IP, PROFINET, IP65/IP67
V430-F300W50C-SWP | 702800 | 698105 | V430 Code Reader, 5 MP color, Wide view, Fixed focus 300 mm, White light, 1D/2D decoder, Ethernet TCP/IP, EtherNet/IP, PROFINET, IP65/IP67
V430-F300W50C-SWX | 945000 | 698106 | V430 Code Reader, 5 MP color, Wide view, Fixed focus 300 mm, White light, X-Mode decoder, Ethernet TCP/IP, EtherNet/IP, PROFINET, IP65/IP67
V430-F400N12M-NNP | 751200 | 698167 | V430 Code Reader, 1.2 MP monochrome, Narrow view, Fixed focus 400 mm, No outer light, 1D/2D decoder, Ethernet TCP/IP, EtherNet/IP, PROFINET, IP65/IP67
V430-F400N12M-NNX | 993400 | 698168 | V430 Code Reader, 1.2 MP monochrome, Narrow view, Fixed focus 400 mm, No outer light, X-Mode decoder, Ethernet TCP/IP, EtherNet/IP, PROFINET, IP65/IP67
V430-F400N12M-SRP | 799900 | 698169 | V430 Code Reader, 1.2 MP monochrome, Narrow view, Fixed focus 400 mm, Red light, 1D/2D decoder, Ethernet TCP/IP, EtherNet/IP, PROFINET, IP65/IP67
V430-F400N12M-SRX | 1042000 | 698170 | V430 Code Reader, 1.2 MP monochrome, Narrow view, Fixed focus 400 mm, Red light, X-Mode decoder, Ethernet TCP/IP, EtherNet/IP, PROFINET, IP65/IP67
V430-F400N12M-SWP | 799900 | 698171 | V430 Code Reader, 1.2 MP monochrome, Narrow view, Fixed focus 400 mm, White light, 1D/2D decoder, Ethernet TCP/IP, EtherNet/IP, PROFINET, IP65/IP67
V430-F400N12M-SWX | 1042000 | 698172 | V430 Code Reader, 1.2 MP monochrome, Narrow view, Fixed focus 400 mm, White light, X-Mode decoder, Ethernet TCP/IP, EtherNet/IP, PROFINET, IP65/IP67
V430-W2-3M | 114300 | 683089 | QX Cordset, host, serial, M12 12-pin socket (Screw-On) to DB-9 socket, 3 m
V430-W8-10M-E | 78450 | 707102 | V/F 430-F M12 to Flying Leads Cable, 10 m
V430-W8-15M-E | 90250 | 707110 | V/F 430-F M12 to flying leads cable, 15 m
V430-W8-20M-E | 97400 | 707103 | V/F 430-F M12 to Flying Leads Cable, 20 m
V430-W8-3M | 60650 | 683088 | V/F 430-F M12 to Flying Leads Cable, 3 m
V430-W8-5M | 67200 | 683090 | V/F 430-F M12 to Flying Leads Cable, 5 m
V430-W8F-3M | 118600 | 700860 | V/F 430-F M12 to Flying Leads Cable, with power filter, 3 m
V430-W8F-5M | 124800 | 700859 | V/F 430-F M12 to Flying Leads Cable, with power filter, 5 m
V430-W8LD-10M-E | 78450 | 707150 | V/F 430-F M12 to flying leads cable, right angle down, 10 m
V430-W8LD-15M-E | 90250 | 707149 | V/F 430-F M12 to flying leads cable, right angle down, 15 m
V430-W8LD-20M-E | 97400 | 707148 | V/F 430-F M12 to flying leads cable, right angle down, 20 m
V430-W8LD-3M | 65500 | 683092 | V/F 430-F M12 to Flying Leads Cable, right angle down, 3 m
V430-W8LD-5M-E | 66600 | 707147 | V/F 430-F M12 to flying leads cable, right angle down, 5 m
V430-W8LDF-3M | 120800 | 700858 | V/F 430-F M12 to Flying Leads Cable, right angle down, with power filter, 3 m
V430-W8LU-10M-E | 78450 | 707154 | V/F 430-F M12 to flying leads cable, right angle up, 10 m
V430-W8LU-15M-E | 90250 | 707153 | V/F 430-F M12 to flying feads cable, right angle up, 15 m
V430-W8LU-20M-E | 97400 | 707152 | V/F 430-F M12 to flying leads cable, right angle up, 20 m
V430-W8LU-3M | 65500 | 683093 | V/F 430-F M12 to Flying Leads Cable, right angle up, 3 m
V430-W8LU-5M-E | 66600 | 707151 | V/F 430-F M12 to flying leads cable, right angle up, 5 m
V430-W8LUF-3M | 120800 | 700857 | V/F 430-F M12 to Flying Leads Cable, right angle up, with power filter, 3 m
V430-WE-10M-E | 78450 | 707100 | V/F 430-F Ethernet cable M12 plug on camera to RJ45 connector, 10 m
V430-WE-15M-E | 90250 | 707101 | V/F 430-F Ethernet cable M12 plug on camera to RJ45 connector, 15 m
V430-WE-1M | 44630 | 698190 | V/F 430-F Ethernet cable M12 plug on camera to RJ45 connector, 1 m
V430-WE-20M-E | 97400 | 707099 | V/F 430-F Ethernet cable M12 plug on camera to RJ45 connector, 20 m
V430-WE-3M | 53700 | 683087 | V/F 430-F Ethernet cable M12 plug on camera to RJ45 connector, 3 m
V430-WE-5M | 67200 | 683091 | V/F 430-F Ethernet cable M12 plug on camera to RJ45 connector, 5 m
V430-WELD-10M-E | 78450 | 707132 | V/F 430-F Ethernet cable M12 plug on camera to RJ45 connector, right angle down, 10 m
V430-WELD-15M-E | 90250 | 707134 | V/F 430-F Ethernet cable M12 plug on camera to RJ45 connector, right angle down, 15 m
V430-WELD-1M-E | 46330 | 707144 | V/F 430-F Ethernet cable M12 plug on camera to RJ45 connector, right angle down, 1 m
V430-WELD-20M-E | 97400 | 707142 | V/F 430-F Ethernet cable M12 plug on camera to RJ45 connector, right angle down, 20 m
V430-WELD-3M | 53700 | 683094 | V/F 430-F Ethernet cable M12 plug on camera to RJ45 connector, Right angle down, 3 m
V430-WELD-5M-E | 66600 | 707146 | V/F 430-F Ethernet cable M12 plug on camera to RJ45 connector, right angle down, 5 m
V430-WELU-10M-E | 78450 | 707131 | V/F 430-F Ethernet cable M12 plug on camera to RJ45 connector, Right angle up, 10 m
V430-WELU-15M-E | 90250 | 707133 | V/F 430-F Ethernet cable M12 plug on camera to RJ45 connector, right angle up, 15 m
V430-WELU-1M-E | 46330 | 707143 | V/F 430-F Ethernet cable M12 plug on camera to RJ45 connector, right angle up, 1 m
V430-WELU-20M-E | 97400 | 707129 | V/F 430-F Ethernet cable M12 plug on camera to RJ45 connector, Right angle up, 20 m
V430-WELU-3M | 53700 | 683095 | V/F 430-F Ethernet cable M12 plug on camera to RJ45 connector, Right angle up, 3 m
V430-WELU-5M-E | 66600 | 707145 | V/F 430-F Ethernet cable M12 plug on camera to RJ45 connector, right angle up, 5 m
V430-WQ-1M | 48380 | 698186 | V/F 430-F Camera to QX-1 interconnect cable, M12 socket to M12 plug, 1 m
V430-WQ-3M | 60650 | 698187 | V/F 430-F Camera to QX-1 interconnect cable, M12 socket to M12 plug, 3 m
V430-WQ-5M | 72800 | 698188 | V/F 430-F Camera to QX-1 interconnect cable, M12 socket to M12 plug, 5 m
V430-WQK-3M | 218500 | 698189 | V/F 430-F Camera to QX-1 interconnect cable with USB keyboard wedge breakout, 2.7 m
V430-WQR-3M | 121400 | 692731 | V/F 430-F Camera to QX-1 interconnect cable with RS-232 breakout, 2.7 m
V430-WR-1M | 48380 | 698184 | V/F 430-F Cable, M12 socket to RS-232 DB9 socket, 1 m
V430-WR-3M | 50450 | 698185 | V/F 430-F Cable, M12 socket to RS-232 DB9 socket, 3 m
V440-AM0 | 30870 | 703464 | ¼-20 Reader mounting block kit(V440-F series only)
V440-AM1 | 30870 | 703463 | R-70 Smart series ring light mounting kit
V440-AM2 | 35610 | 703462 | R-100 Smart series ring light mounting kit
V440-FXXXY50M-NNP | 946800 | 703505 | V440-F, no optics, 5 MP, mono, no light, plus mode
V440-FXXXY50M-NNX | 1067700 | 703468 | V440-F, no optics, 5 MP, mono, C-Mount, X-Mode, Ethernet TCP/IP, EtherNet/IP, PROFINET
V44-27 | 38790 | 239979
V500-R2CF | 722900 | 378757 | Ultra small laser bar code reader, high speed, working distance up to 270 mm
V509-W011 0.8M | 107200 | 109083 | PLC cable interface for V400-R1/V500-C2, 0.8M
V509-W011D | 64800 | 246032 | PC cable interface for V400-R1/V500-C2, 0.8M
V509-W016 5M | 108900 | 109082 | PLC cable interface for V400-R1/V500-C2, 5M
V509-W016D 5M | 90050 | 246031 | PC cable interface for V400-R1/V500-C2, 5M
V509-W019 0.8M | 82950 | 324640 | Cable for V400
V520-R221FH | 403600 | 167815 | Bar Code Reader, Front View Shape
V600-A40 10M | 234200 | 108983 | V600 R/W head standard extension cable, 10m
V600-A41 20M | 261200 | 108984 | V600 R/W head standard extension cable, 20m
V600-A42 30M | 313100 | 108985 | V600 R/W head standard extension cable, 30m
V600-A44 5M | 194500 | 108987 | V600 R/W head standard extension cable, 5m
V600-A45 3M | 187100 | 108988 | V600 R/W head standard extension cable, 3m
V600-A50 10M | 384700 | 108989
V600-A51 20M | 699300 | 108990
V600-A52 30M | 866700 | 108991
V600-A55 5M | 336500 | 108992
V600-A56 3M | 286100 | 145038
V600-A60M 2M | 63100 | 145039 | V600 interface cable for V600-HAM91/81, V600-HAR92, 2 m
V600-A60R 2M | 56350 | 108995 | V600 interface cable for V600-HAR91, 2 m
V600-A61M 5M | 99150 | 108997 | V600 interface cable for V600-HAM91/81, V600-HAR92, 5 m
V600-A61R 5M | 78850 | 108996 | V600 interface cable for V600-HAR91, 5 m
V600-A62M 10M | 140200 | 108999 | V600 interface cable for V600-HAM91/81, V600-HAR92, 10 m
V600-A62R 10M | 133200 | 108998 | V600 interface cable for V600-HAR91, 10 m
V600-A84 | 3895 | 146055 | Surface mount holder for V600-D23P71/D2372 RFID tag
V600-A86 | 4978 | 109000 | V680-D1KP66T ID Tag attachment
V600-CA5D02 | 1132300 | 224996 | V600 ID Controller, double-head, RS-232C/422/485 communications
V600-CH1D-PSI | 517200 | 232003 | V600 handheld reader/writer, for use with V600-A7525S-EG-S
V600-CH1D-V2 | 500400 | 224797 | Handheld Reader Writer, RS-232C Type, Cable Length 2.5 m
V600-CHUD 0.8M | 541000 | 184016
V600-CHUD 1.9M | 558200 | 184017
V600-D23P53 | 34840 | 104653 | V600 ID tag, round super-compact, 8 dia. X 5mm, 254 byte capacity
V600-D23P54 | 35740 | 108931 | V600 RFID
V600-D23P55 | 12680 | 108943 | V600 RFID
V600-D23P61 | 28450 | 108932 | V600 RFID
V600-D23P66N | 13690 | 108942 | V600 ID tag, rectangular, 34 x 34 x 3.5mm, 254 byte capacity
V600-D23P66SP | 99250 | 108940 | V600 RFID
V600-D23P71 | 34250 | 157128 | V600 RFID
V600-D23P72 | 26550 | 108933 | V600 RFID
V600-D8KF04 | 120100 | 684616 | V600 ID tag, rectangular
V600-H11 | 190500 | 108952 | V600 R/W Head, rectangular, 53 x 40 x 23 mm, 2 m cable
V600-H11 0.5M | 183800 | 150326 | V600 R/W Head, rectangular, 53 x 40 x 23 mm, 0.5 m cable
V600-H11 10M | 213300 | 108954 | V600 R/W Head, rectangular, 53 x 40 x 23 mm, 10 m cable
V600-H11 5M | 177800 | 108953 | V600 R/W Head, rectangular, 53 x 40 x 23 mm, 5 m cable
V600-H115R 0.5M | 200300 | 169411
V600-H11-R 10M | 426900 | 360620
V600-H51 | 229900 | 151532 | V600 R/W Head, round, 19.8 dia x 7 mm, M22x1, 2 m cable
V600-H51 0.5M | 223500 | 147198 | V600 R/W Head, round, 19.8 dia x 7 mm, M22x1, 0.5 m cable
V600-H51 10M | 272800 | 143891 | V600 R/W Head, round, 19.8 dia x 7 mm, M22x1, 10 m cable
V600-H51 5M | 241200 | 108950 | V600 R/W Head, round, 19.8 dia x 7 mm, M22x1, 5 m cable
V600-H52 | 234800 | 142792 | V600 R/W Head, round, 12 dia x 12 mm, M22x1, 2 m cable
V600-H52 0.5M | 188300 | 157490 | V600 R/W Head, round, 12 dia x 12 mm, M22x1, 0.5 m cable
V600-H52 10M | 272800 | 108951 | V600 R/W Head, round, 12 dia x 12 mm, M22x1, 10 m cable
V600-H52 5M | 250300 | 148192 | V600 R/W Head, round, 12 dia x 12 mm, M22x1, 5 m cable
V600-HA51 10M | 295300 | 149263 | Pre-Amplifier antenna 530KHz, Cable 10m
V600-HA51 2M | 191900 | 151533 | Pre-Amplifier antenna 530KHz, Cable 2m
V600-HA51 5M | 244400 | 155641 | Pre-Amplifier antenna 530KHz, Cable 5m
V600-HAM42-DRT | 451000 | 108967 | 530kHz for US, F and JPN only
V600-HAM42-DRT-2 | 434200 | 108878 | 530kHz for US, F and JPN only, vibration resistance
V600-HAM81 0.5M | 334500 | 108964 | V600 RFID intelligent flag controller, multi-functional (read/write), 8-bit, PNP open collector outputs, 24 VDC, 0.5m cable
V600-HAM91 0.5M | 306500 | 152698 | V600 RFID Inteligent Flags
V600-HAR81 0.5M | 290500 | 108965 | V600 Intelligent Flag controller, read-only type (8-bit data), 0.5m cable with dedicated connector
V600-HAR91 0.5M | 275600 | 108960
V600-HAR92 0.5M | 331300 | 144941
V600-HS51 2M | 117900 | 108955 | V600 RFID read/write head, separate amplifier type, 12 dia. X 35mm deep, 2m cable
V600-HS61 2M | 102700 | 108956
V600-HS63 2M | 110800 | 146058 | V600 RFID read/write head, rectangular 53 x 40 x 23mm, 2m cable with connector
V600-HS63 3M | 142600 | 108961
V600-HS63-2 8M | 663500 | 108966 | RFID
V600-HS63-R 2M | 177800 | 148194
V600-HS63-R 3M | 237000 | 108962 | V600 RFID Read/Write
V640-A90 | 10300 | 162414
V640-HAM11-ETN | 1039400 | 674209 | RFID, V640 Amplifier Unit Ethernet I/F, 24 VDC
V640-HAM11-L-V2 | 843600 | 671162 | RFID, V640 Amplifier Unit
V640-HAM11-V4 | 749300 | 670142 | RFID, V640 Amplifier Unit
V640-HS61 2M | 144400 | 163157 | CIDRW Head, Standard Communication Model
V640-HS61-R 2M | 80100 | 694355 | CIDRW Head, Standard Communication Model
V640-HS62 1.9M | 163000 | 195840 | CIDRW Head, Long Range Communication Model
V640-HS62-R | 119500 | 694149 | CIDRW Head, Long Range Communication Model
V680-A60 10M | 74000 | 246936 | V680 Interface Cable
V680-A60 2M | 29570 | 246934 | V680 Interface Cable
V680-A60 5M | 45730 | 246935 | Interface cable for V680-HAM RFID controllers, 5m
V680-A80 | 16580 | 182277 | Mounting attachment for V680-D1KP58HT, 20mm diameter x 110mm
V680-A81 | 18060 | 245172 | Attachment Of Tag
V680-A-IMMEG-P01 | 598400 | 234202 | ID Map Manager English version 01
V680-A-IMMEG-P03 | 1542200 | 706949 | ID Map Manager English version 03
V680-CA5D01-V2 | 550100 | 237733 | V680 ID controller, single-head, RS-232C/422/485 communications
V680-CA5D02-V2 | 894700 | 237736 | V680 ID controller, dual-head, RS-232C/422/485 communications
V680-CH1D | 513300 | 245174 | V680 Handheld Reader Writer 2.5m
V680-CH1D-PSI | 513300 | 245173 | V680 Handheld Reader Writer 0.8m
V680-CHUD 0.8M | 513300 | 245175 | V680 Handheld Reader Writer 0.8m
V680-CHUD 1.9M | 513300 | 245176 | V680 Handheld Reader Writer 1.9m
V680-D1KP52M-BT11 | 788500 | 681959 | V680 RFID tag, mounting bolt type, M8 × 12 mm, 1 Kbyte, 20 pieces per pack
V680-D1KP52MT | 9085 | 237730 | V680 ID Tag, I-CODE SLI, EEPROM, 1KB user memory, round, 8mm diameter x 5mm
V680-D1KP53M | 16200 | 323787 | V680 ID Tag, I-CODE SLI, EEPROM, 1KB user memory, round, 10 mm diameter x 4.5 mm
V680-D1KP54T | 13970 | 346282 | V680 ID Tag, I-CODE SLI, EEPROM, 1KB user memory, round, 2 0mm diameter x 2.7 mm
V680-D1KP58HTN | 64200 | 376211 | V680 ID Tag, EEPROM, 1KB user memory, 80mm diameter x 10mm, 250°C
V680-D1KP66MT | 12060 | 237732 | V680 ID Tag, I-CODE SLI, EEPROM, 1KB user memory, square, 34 x 34 x 3.5mm, for flush mounting on metallic surfaces
V680-D1KP66T | 9650 | 237731 | V680 ID Tag, I-CODE SLI, EEPROM, 1KB user memory, square, 34 x 34 x 3.5mm, for flush mounting on non-metallic surfaces
V680-D1KP66T-SP | 68350 | 249188 | V680 ID Tag, I-CODE SLI, EEPROM, 1KB user memory, square, 34 x 34 x 3.5mm, for flush mounting on non-metallic surfaces
V680-D2KF52M | 14570 | 231852 | V680 ID Tag, I-CODE SLI, EEPROM, 2KB user memory, round, 8mm diameter x 5mm
V680-D2KF52M-BT01 | 1183500 | 374950 | RF tag, 2 kB memory FRAM, Mounting: as bolt M10x12mm, 1 unit = 20 tags
V680-D2KF52M-BT11 | 1183500 | 374951 | RF tag, 2 kB memory FRAM, Mounting: as bolt M8x12mm, 1 unit = 20 tags
V680-H01-V02 | 1195200 | 260925 | Square antenna with integrated amplifier, 250x200x35mm, cable 0.5 meters
V680-HA63A 0.5M | 224900 | 333184 | V680 Amplifier unit, for 1KB ID Tags, 0,5m cable
V680-HA63A 10M | 209300 | 231866 | V680 Amplifier Unit, for 1KB ID Tags, 10m cable
V680-HA63A 5M | 180000 | 231865 | V680 Amplifier unit, for 1KB ID Tags, 5m cable
V680-HA63B 0.5M | 222400 | 333185 | Amplifier for Reading/Writing 1 kbyte and 2 kbyte Tags, 0,5 m cable lenght
V680-HA63B 10M | 209300 | 231856 | V680 Amplifier Unit, for 2KB ID Tags, 10m cable
V680-HA63B 5M | 180000 | 231855 | V680 Amplifier unit, for 2KB ID Tags, 5m cable
V680-HAM42-DRT | 341600 | 246937 | V680 DeviceNet Slave controller
V680-HAM42-PRT | 547600 | 360621 | Amplifier-integrated Unit, PROFIBUS ID Slave
V680-HAM81 | 260800 | 246939 | V680 amplifier-integrated controller (ID Flag sensor) read and write 16 bits of data, PNP output
V680-HAM91 | 287500 | 246938 | V680 amplifier-integrated controller (ID Flag sensor) read and write 16 bits of data, NPN output
V680-HS51 2M | 86000 | 245177 | V680 Read/Write Antenna, cylindrical type, M12 x 35 mm, standard cable, non-waterproof connector, 2m
V680-HS52-R 12.5M | 293600 | 231860 | V680 Read/Write Antenna, Cylinder type, flexible cable with IP40 connector, 12.5m
V680-HS52-R 2M | 118600 | 231859 | V680 Read/Write Antenna, Cylinder type, flexible cable with IP40 connector, 2m
V680-HS52-W 12.5M | 96500 | 231858 | V680 Read/Write Antenna, Cylinder type, standard cable with IP67 connector, 12.5m
V680-HS52-W 2M | 74650 | 231857 | V680 Read/Write Antenna, Cylinder type, standard cable with IP67 connector, 2m
V680-HS63-R 12.5M | 291400 | 231864 | V680 Read/Write Antenna, Square type, 40x53x23mm, flexible cable with IP40 connector, 12.5m
V680-HS63-R 2M | 117200 | 231863 | V680 Read/Write Antenna, Square type, 40x53x23mm, flexible cable with IP40 connector, 2m
V680-HS63-SP | 164900 | 659390 | V680 Read/Write Antenna, enviromental-resistant type, Case: Fluororesin (PTFE),Fill resin: Epoxy resin, Cable: Fluororesin (FEP), IP67, 10m
V680-HS63-W 12.5M | 95100 | 231862 | V680 Read/Write Antenna, Square type,40x53x23mm, standard cable with IP67 connector, 12.5m
V680-HS63-W 2M | 73350 | 231861 | V680 Read/Write Antenna, Square type,40x53x23mm, standard cable with IP67 connector, 2m
V680-HS65-R 12.5M | 301900 | 239181 | V680 Read/Write Antenna, Square type,100x100x30mm, flexible cable with IP40 connector, 12.5m
V680-HS65-R 2M | 138200 | 239180 | V680 Read/Write Antenna, Square type,100x100x30mm, flexible cable with IP40 connector, 2.5m
V680-HS65-W 12.5M | 110500 | 239183 | V680 Read/Write Antenna, Square type,100x100x30mm, standard cable with IP67 connector, 12.5m
V680-HS65-W 2M | 86400 | 239182 | V680 Read/Write Antenna, Square type,100x100x30mm, standard cable with IP67 connector, 2.5m
V680S-A40 10M | 110400 | 376242 | V680S ID reader/writer extension cable, M12 - M12, length 10m
V680S-A40 20M | 134800 | 376243 | V680S ID reader/writer extension cable, M12 - M12, length 20m
V680S-A40 50M | 336800 | 376244 | V680S ID reader/writer extension cable, M12 - M12, length 50m
V680S-A41 10M | 110400 | 376247 | V680S ID reader/writer Ethernet and power cable, M12 - RJ45, length 10 m
V680S-A41 2M | 81650 | 376245 | V680S ID reader/writer Ethernet and power cable, M12 - RJ45, length 2 m
V680S-A41 5M | 98050 | 376246 | V680S ID reader/writer Ethernet and power cable, M12 - RJ45, length 5m
V680S-A42 10M | 106300 | 376250 | V680S ID reader/writer Ethernet and power cable, M12 - open leads, length 10m
V680S-A42 2M | 77650 | 376248 | V680S ID reader/writer Ethernet and power cable, M12 - open leads, length 2m
V680S-A42 5M | 94100 | 376249 | V680S ID reader/writer Ethernet and power cable, M12 - open leads, length 5m
V680S-A50 10M | 144400 | 693968 | V680 Extension Cable for Modbus TCP, 10 m
V680S-A50 20M | 261900 | 693966 | V680 Extension Cable for Modbus TCP, 20 m
V680S-A50 2M | 62500 | 693967 | V680 Extension Cable for Modbus TCP, 2 m
V680S-A51 5M | 132300 | 677525 | V680S ID reader/writer Ethernet and power cable, M12 - RJ45, length 5 m, flexibel cable
V680S-A63 | 90500 | 699287 | Connector Cover for V680S-HMD63-ETN Standard type
V680S-A63-S | 35260 | 699286 | Connector Cover for V680S-HMD63 -ETN/EIP Slim type
V680S-A64-S | 36990 | 693832 | Connector Cover for V680S-HMD64/66 -ETN/EIP Slim type
V680S-D2KF67 | 14650 | 386321 | V680S RF Tag, 2 kbytes, 40x40x5 for flush mounting on nonmetallic surface
V680S-D2KF67M | 22500 | 386322 | V680S RF Tag, 2 kbytes, 40 x 40 x 5 for flush mounting on metallic surface
V680S-D2KF68 | 17570 | 386317 | V680S RF Tag, 2 kbytes, 86x54x10 for flush mounting on nonmetallic surface
V680S-D2KF68M | 27000 | 386318 | V680S RF Tag, 2 kbytes, 86 x 54 x 10 for flush mounting on metallic surface
V680S-D8KF67 | 63900 | 386315 | V680S RF Tag, 8 kbytes, 40x40x5 for flush mounting on nonmetallic surface
V680S-D8KF67M | 75000 | 386316 | V680S RF Tag, 8 kbytes, 40x40x5 for flush mounting on metallic surface
V680S-D8KF68 | 63150 | 386319 | V680S RF Tag, 8 kbytes, 86x54x10 for flush mounting on nonmetallic surface
V680S-D8KF68M | 75900 | 386320 | V680S RF Tag, 8 kbytes, 86x54x10 for flush mounting on metallic surface
V680S-HMD63-EIP | 411400 | 419015 | V680S RFID reader/writer unit, 50 x 50 x 30 mm, EtherNet/IP, IP67, 24 VDC
V680S-HMD63-ETN | 411400 | 419014 | V680S RFID reader/writer unit, 50 x 50 x 30 mm, Modbus TCP/IP, IP67, 24 VDC
V680S-HMD63-PNT | 411400 | 419011 | V680S RFID reader/writer unit, 50 x 50 x 30 mm, PROFINET, IP67, 24 VDC
V680S-HMD64-EIP | 482200 | 419016 | V680S RFID reader/writer unit, 75 x 75 x 40 mm, EtherNet/IP, IP67, 24 VDC
V680S-HMD64-ETN | 422000 | 376241 | V680S ID reader/writer unit, Modbus TCP, IP67, longer distance, 24VDC
V680S-HMD64-PNT | 482200 | 419012 | V680S RFID reader/writer unit, 75x75x40 mm, PROFINET, IP67, 24 VDC
V680S-HMD66-EIP | 593500 | 419017 | V680S RFID reader/writer unit, 120 x 120 x 40 mm, EtherNet/IP, IP67, 24 VDC
V680S-HMD66-ETN | 522600 | 376240 | V680S ID reader/writer unit, Modbus TCP, IP67, longer distance, 24VDC
V680S-HMD66-PNT | 593500 | 419013 | V680S RFID reader/writer unit, 120x120x40 mm, PROFINET, IP67, 24 VDC
V700-A40 2M | 135500 | 351397 | Antenna Amplifier Extension Cable for V480HA*, 2 m cable lenght
V700-A40-W 10M | 158100 | 182284 | V680-CAxD / V680-H01 antenna extension cable, 10m
V700-A40-W 20M | 198800 | 182285 | V680-CAxD / V680-H01 antenna extension cable, 20m
V700-A40-W 2M | 121900 | 182282 | V680-CAxD / V680-H01 antenna extension cable, 2m
V700-A40-W 5M | 139000 | 182283 | V680-CAxD / V680-H01 antenna extension cable, 5m
V700-A41 3M | 147500 | 351398 | Antenna Amplifier Extension Cable for V480HA*, 3 m cable lenght
V700-A42 5M | 156200 | 351399 | Antenna Amplifier Extension Cable for V480HA*, 5 m cable lenght
V700-A43 10M | 117300 | 246292 | V680 Amplifier Unit Extension Cable, for use with V680-HA63x, 10m
V700-A44 20M | 163500 | 246293 | V680 Amplifier Unit Extension Cable, for use with V680-HA63x, 20m
V700-A45 30M | 205200 | 232004
V700-A80 | 1607 | 227180 | Holder for V700-D13P31 coin-shaped ID tag
V700-L11 | 522600 | 108786 | ID Link Unit
V700-L12 | 512000 | 168836 | ID Link Unit, supports RS-485 multidrop connections for up to 31 x RS-232C devices, 1 x V700-L12 per RS-232C device
V780-A-JIME-Z3BLI-10 | 602700 | 680458 | V780 RF Tag, 150 × 14 × 6 mm (W × H× D), 1 MB Memory, IP68, Box of 10 Tags
V780-A-TA-133-10 | 341300 | 680456 | Mounting attachment for V780-A-JIME-Z3BLI-10, 180 × 50 × 30 mm (W × H × D), Box of 10 Mounting attachments
V780-HMD68-EIP-EU | 1351800 | 687037 | V780 RFID reader/writer Unit, 250 × 250 × 70 mm (W × H × D), EtherNet/IP, IP54, 24 VDC
V780-HMD68-EIP-RU | 1316000 | 693102 | V780 RFID reader/writer Unit, 250 × 250 × 70 mm (W × H × D), Ethernet, IP54, 24 VDC, Russian Market
V780-HMD68-ETN-EU | 1299100 | 680457 | V780 RFID reader/writer Unit, 250 × 250 × 70 mm (W × H × D), Ethernet, IP54, 24 VDC
V780-HMD68-ETN-EU-S | 1339800 | 693100 | V780 RFID reader/writer Unit, 250 × 250 × 70 mm (W × H × D), Ethernet, IP54, 24 VDC, slave unit
V780-HMD68-ETN-RU-S | 1459700 | 699026 | V780 RFID reader/writer Unit, 250 × 250 × 70 mm (W × H × D), Ethernet, IP54, 24 VDC, Russian Market (S version)
VAQ-37 | 2976 | 146450
VAQ-4-L | 2196 | 146451 | Pushbutton switch, panel cutout dia. 10.5 mm, momentary operation, without operation unit
VAQ-O V-15-1C5 | 2730 | 108684 | Miniature basic switch
VB-6121E | 423000 | 356822
VBA050A | 15640 | 688855 | Side Bracket for PLD PLU
VBA055A | 27980 | 688643 | Back fixing bracket for PLC Illuminator
VBA060A | 23420 | 683992 | Back Bracket for ALB ALD ALS ALU
VBA075A | 20020 | 688431 | Back Bracket for BKL Illuminator, excluding BKL0303
VBD020A | 29570 | 680998 | DCM M27 filter holder for OMRON camera FQ, FQ2
VCB018 | 18500 | 684118 | Power cable, 2 cores, 1.8 meters for: ALD, ALS, ALU, ALW, BKC, BKL, BKN, PLD, PLU, PRD, PRL, PRY, SAC, SAL, SAX.
VCB050 | 21580 | 684119 | Power cable, 2 cores, 5 meters for: ALD, ALS, ALU, ALW, BKC, BKL, BKN, PLD, PLU, PRD, PRL, PRY, SAC, SAL, SAX.
VCB050-AC1 | 24990 | 688856 | Power cable for LED Illuminators, 2 cores, Right angle, 5 m
VCB100 | 24650 | 684120 | Power cable, 2 cores, 10 meters for: ALD, ALS, LU, ALW, BKC, BKL, BKN, PLD, PLU, PRD, PRL, PRY, SAC, SAL, SAX.
VCC018 | 21580 | 684121 | Power cable, 3 cores, 1.8 meters, for: PLC, PRC, SAR, iBluedrive models
VCC030 | 24650 | 411794 | Power cable, 3 cores, 3 meter for: PLC, PRC, SAR, iBluedrive models
VCC050 | 26490 | 684122 | Power cable, 3 cores, 5 meters for: PLC, PRC, SAR, iBluedrive models
VCC100 | 30190 | 411796 | Power cable, 3 cores, 10 meters, for: PLC, PRC, SAR, iBluedrive models
VCFXYBKL0504B | 75100 | 690031 | Collimator filter xy axis for BKL0504B
VCFXYBKL0505A | 84600 | 690183 | Collimator filter X and Y axis for BKL0505A
VCFXYBKL1007B | 111800 | 702822 | Collimator filter X and Y axis for BKL1007B
VCFXYBKL1515B | 204800 | 691030 | Collimator filter X and Y axis for BKL1515A
VCFXYBKL2010A | 186400 | 687336 | Collimator filter X and Y axis for BKL2010A
VDFALB0804A | 41020 | 687275 | Diffuser filter for ALB0804A
VDFPLA1013A | 25260 | 687023 | Diffuser filter for PLA1013A
VDFPLA2026A | 34480 | 683994 | Diffuser filter for PLA2026A
VDFPRC0608C | 41020 | 684108 | Diffuser filter for PRC0608C and PRC0604C
VL-1618STF | 119100 | 681356 | Micro Lens for Remote Head Camera series R640, Fixed f = 16.0 mm
VL-2720VES | 26410 | 681301 | Micro Lens for Remote Head Camera series R640, Fixed f = 2.7 mm
VLP390-27 | 69950 | 684419 | Lines polarizer, M27 x 0,5
VPB635-27 | 67450 | 688537 | Optical bandpass filter 635 nm, M27 x 0.5
VPB850-25.5 | 78550 | 689582 | Bandpass Filter, 850 nm, M25.5 x 0.5
VPB85027 | 77850 | 683991 | Bandpass filter 850 nm, M27x0.5
VPB850-35.5 | 73850 | 689117 | Bandpass Filter, 850 nm, 35.5 x 0.5
VPB850-40.5 | 99500 | 685156 | Bandpass Filter, 850 nm, 40 x 0.5
VPB850-46 | 93650 | 687277 | 850 nm bandpass filter for lens type M46x0.75
VPCALB0804A | 61500 | 683521 | Antiglare filter for ALB0804A, ALB0810A
VPFPLA1013A | 41020 | 683437 | Polarizer filter for PLA0513A, PLA1013A
VPFPLA2026A | 54850 | 685116 | Polarizer filter for PLA1026A, PLA2026A
VPFPLC1231A | 46470 | 684123 | Polarizer filter for PLC1231A
VPLN-27 | 64200 | 684417 | Lens protection cover M27, UV absorbing
VPLN35.5 | 62500 | 688857 | Polarizing filter for M35.5x0.5 optics + fixing screw
VPT100A | 32480 | 689254 | Protection cover for FQ2 and FZ5 Cameras
VS-LLD12.5 | 441200 | 708656 | Vision lens, ultra high resolution, low distortion 12.5 mm for 4/3-inch sensor size, C-Mount
VST11I | 336900 | 683982 | Strobe controller with 1 output and 1 input, 90x75x103 mm, +24 VDC ±3%. 1 A
VTA0005A | 165300 | 688940 | iBlueBox. Control interface for iBlueDrive devices. USB
VTA0007A | 62500 | 683689 | USB progranming cable iBlueDrive
VX-01-1A2 | 945 | 108563 | Miniature Basic Switch, Pin Plunger, SPDT, 0.1 A AT 30 VDC, OF:0.25N, Solder Terminal
VX-013-1C23 | 1093 | 105335 | Miniature Basic Switch, Long Hinge Lever, SPDT, 0.1 A AT 30 VDC, OF:0.49N, Quick-Connect Terminal(#187)
VX-015-1A3 | 1163 | 108569 | Miniature basic switch with low operating force
VX-5-1A2 | 1134 | 154097 | Miniature basic switch with low operating force
VX-5-1A3 | 986.5 | 154098 | Miniature basic switch with low operating force
VZA2011FAA | 958100 | 352965 | V1000 inverter, 3~ 200 VAC, 11 kW, 47 A, sensorless vector, max. output freq. 400Hz
VZA2015FAA | 1233500 | 352966 | V1000 inverter, 3~ 200, VAC 15 kW, 60 A, sensorless vector, max. output freq. 400Hz
VZA20P1BAA | 118100 | 234265 | V1000 inverter, 3~ 200 VAC, 0.12 kW, 0.8 A, sensorless vector, max. output freq. 400Hz
VZA20P2BAA | 125400 | 234266 | V1000 inverter, 3~ 200 VAC, 0.25 kW, 1.6 A, sensorless vector, max. output freq. 400Hz
VZA20P4BAA | 139700 | 234267 | V1000 inverter, 3~ 200 VAC, 0.55 kW, 3.0 A, sensorless vector, max. output freq. 400Hz
VZA20P4BAA-S4944 | 164700 | 333939 | V1000 inverter, 3~ 200 VAC, 0.55 kW, 3.0 A, sensorless vector, max. output freq. 400Hz
VZA20P4BAA-S5030 | 133700 | 246838 | V1000 inverter, 3~ 200 VAC, 0.55 kW, 3.0 A, sensorless vector, max. output freq. 1000Hz
VZA20P7BAA | 154000 | 234268 | V1000 inverter, 3~ 200 VAC, 1.1 kW, 5.0 A, sensorless vector, max. output freq. 400Hz
VZA20P7BAA-S5030 | 147400 | 246839 | V1000 inverter, 3~ 200 VAC, 1.1 kW, 5.0 A, sensorless vector, max. output freq. 1000Hz
VZA21P5BAA | 189300 | 234269 | V1000 inverter, 3~ 200 VAC, 1.5 kW, 8.0 A, sensorless vector, max. output freq. 400Hz
VZA22P2BAA | 209600 | 234270 | V1000 inverter, 3~ 200 VAC, 2.2 W, 11 A, sensorless vector, max. output freq. 400Hz
VZA24P0BAA | 263800 | 234271 | V1000 inverter, 3~ 200 VAC, 4 W, 17.5 A, sensorless vector, max. output freq. 400Hz
VZA25P5FAA | 514800 | 352963 | V1000 inverter, 3~ 200 VAC, 5.5 kW, 25 A, sensorless vector, max. output freq. 400Hz
VZA27P5FAA | 626200 | 352964 | V1000 inverter, 3~ 200 VAC, 7.5 kW, 33 A, sensorless vector, max. output freq. 400Hz
VZA4011FAA | 527100 | 240694 | V1000 inverter, 3~ 400 VAC, 11 kW, 24 A, sensorless vector, max. output freq. 400Hz
VZA4011FAA-S1140 | 579000 | 324104 | V1000 inverter, 3~ 400 VAC, 11 kW, 24 A, sensorless vector, max. output freq. 400Hz
VZA4011FAA-S5030 | 552000 | 243897 | V1000 inverter, 3~ 400 VAC, 11 kW, 24 A, sensorless vector, max. output freq. 1000Hz
VZA4015EAB | 883600 | 355679 | V1000 inverter, built-in C3 filter, 15kW, 31A, max. output freq. 400Hz
VZA4015FAA | 681300 | 240695 | V1000 inverter, 3~ 400 VAC, 15 kW, 31 A, sensorless vector, max. output freq. 400Hz
VZA4015FAA-S5030 | 652000 | 246844 | V1000 inverter, 3~ 400 VAC, 15 kW, 31 A, sensorless vector, max. output freq. 1000Hz
VZA40P2BAA | 146000 | 234251 | V1000 inverter, 3~ 400 VAC, 0.37 kW, 1.2 A, sensorless vector, max. output freq. 400Hz
VZA40P2EAB | 247500 | 355680 | V1000 Inverter drive, 0.37/0.37KW(HD/ND), 1.2/1.2A(HD/ND), 400 VAC, three phase input, sensorless vector, built in filter, max. output freq. 400Hz
VZA40P4BAA | 163600 | 234252 | V1000 inverter, 3~ 400 VAC, 0.55 kW, 1.8 A, sensorless vector, max. output freq. 400Hz
VZA40P4BAA-S5030 | 151900 | 246846 | V1000 inverter, 3~ 400 VAC, 0.55 kW, 1.8 A, sensorless vector, max. output freq. 1000Hz
VZA40P4EAB | 264800 | 355681 | V1000 Inverter drive, 0.55/0.75KW(HD/ND), 1.8/2.1A(HD/ND), 400 VAC, three phase input, sensorless vector, built in filter, max. output freq. 400Hz
VZA40P7BAA | 184000 | 234253 | V1000 inverter, 3~ 400 VAC, 1.1 kW, 3.4 A, sensorless vector, max. output freq. 400Hz
VZA40P7BAA-S5030 | 179400 | 246847 | V1000 inverter, 3~ 400 VAC, 1.1 kW, 3.4 A, sensorless vector, max. output freq. 1000Hz
VZA40P7EAB | 280500 | 355682 | V1000 Inverter drive, 1.1/1.5 kW(HD/ND), 2.6/3.4A(HD/ND), 400 VAC, 3-phase input, sensorless vector, built in filter, max. output freq. 400Hz
VZA41P5BAA | 206900 | 234254 | V1000 inverter, 3~ 400 VAC, 1.5 kW, 4.8 A, sensorless vector, max. output freq. 400Hz
VZA41P5BAA-S5030 | 201900 | 246848 | V1000 inverter, 3~ 400 VAC, 1.5 kW, 4.8 A, sensorless vector, max. output freq. 1000Hz
VZA41P5EAB | 341000 | 355683 | V1000 Inverter drive, 1.5/2.2 kW(HD/ND), 4.8/5.4A(HD/ND), 400 VAC, 3-phase input, sensorless vector, built in filter, max. output freq. 400Hz
VZA42P2BAA | 230000 | 234255 | V1000 inverter, 3~ 400 VAC, 2.2 kW, 5.5 A, sensorless vector, max. output freq. 400Hz
VZA42P2BAA-S5030 | 218000 | 246849 | V1000 inverter, 3~ 400 VAC, 2.2 kW, 5.5 A, sensorless vector, max. output freq. 1000Hz
VZA42P2EAB | 349500 | 355684 | V1000 Inverter drive, 2.2/3.0 kW(HD/ND), 5.5/6.9A(HD/ND), 400 VAC, 3-phase input, sensorless vector, built in filter, max. output freq. 400Hz
VZA43P0BAA | 255000 | 234256 | V1000 inverter, 3~ 400 VAC, 3.0 kW, 7.2 A, sensorless vector, max. output freq. 400Hz
VZA43P0BAA-S5030 | 249100 | 246850 | V1000 inverter, 3~ 400 VAC, 3.0 kW, 7.2 A, sensorless vector, max. output freq. 1000Hz
VZA43P0EAB | 382400 | 355685 | V1000 Inverter drive, 3.0/4.0 kW(HD/ND), 7.2/8.8A(HD/ND), 400 VAC, 3-phase input, sensorless vector, built in filter, max. output freq. 400Hz
VZA44P0BAA | 287900 | 234257 | V1000 inverter, 3~ 400 VAC, 4.0 kW, 9.2 A, sensorless vector, max. output freq. 400Hz
VZA44P0BAA-S1140 | 322800 | 324102 | V1000 inverter, 3~ 400 VAC, 4.0 kW, 9.2 A, sensorless vector, max. output freq. 400Hz
VZA44P0BAA-S5030 | 280900 | 246851 | V1000 inverter, 3~ 400 VAC, 4.0 kW, 9.2 A, sensorless vector, max. output freq. 1000Hz
VZA44P0EAB | 398000 | 355686 | V1000 Inverter drive, 4.0/5.5 kW(HD/ND), 9.2/11.1A(HD/ND), 400 VAC, 3-phase input, sensorless vector, built in filter, max. output freq. 400Hz
VZA45P5EAB | 489400 | 355687 | V1000 inverter with built-in C3 filter, 5.5kW, 14.8A, max. output freq. 400Hz
VZA45P5FAA | 377300 | 240692 | V1000 inverter, 3~ 400 VAC, 5.5 kW, 14.8 A, sensorless vector, max. output freq. 400Hz
VZA45P5FAA-S5030 | 361100 | 246852 | V1000 inverter, 3~ 400 VAC, 5.5 kW, 14.8 A, sensorless vector, max. output freq. 1000Hz
VZA47P5FAA | 427100 | 240693 | V1000 inverter, 3~ 400 VAC, 7.5 kW, 18 A, sensorless vector, max. output freq. 400Hz
VZA47P5FAA-S1140 | 472400 | 324103 | V1000 inverter, 3~ 400 VAC, 7.5 kW, 18 A, sensorless vector, max. output freq. 400Hz
VZA47P5FAA-S5030 | 447500 | 243896 | V1000 inverter, 3~ 400 VAC, 7.5 kW, 18 A, sensorless vector, max. output freq. 1000Hz
VZAB0P1BAA | 107700 | 234258 | V1000 inverter, 1~ 200 VAC, 0.12 kW, 0.8 A, sensorless vector, max. output freq. 400Hz
VZAB0P1EAB | 206100 | 355672 | V1000 Inverter drive, 0.12/0.18KW(HD/ND), 0.8/1.2A(HD/ND), 200 VAC, single phase input, sensorless vector, built in filter, max. output freq. 400Hz
VZAB0P2BAA | 107700 | 234259 | V1000 inverter, 1~ 200 VAC, 0.25 kW, 1.6 A, sensorless vector, max. output freq. 400Hz
VZAB0P2BAA-S5030 | 103100 | 246854 | V1000 inverter, 1~ 200 VAC, 0.25 kW, 1.6 A, sensorless vector, max. output freq. 1000Hz
VZAB0P2EAB | 140400 | 355673 | V1000 Inverter drive, 0.25/0.37KW(HD/ND), 1.6/1.9A(HD/ND), 200 VAC, single phase input, sensorless vector, built in filter, max. output freq. 400Hz
VZAB0P4BAA | 111600 | 234260 | V1000 inverter, 1~ 200 VAC, 0.55 kW, 3.0 A, sensorless vector, max. output freq. 400Hz
VZAB0P4BAA-S5030 | 104600 | 246855 | V1000 inverter, 1~ 200 VAC, 0.55 kW, 3.0 A, sensorless vector, max. output freq. 1000Hz
VZAB0P4EAB | 149100 | 355674 | V1000 Inverter drive, 0.4/0.55KW(HD/ND), 3.0/3.5A(HD/ND), 200 VAC, single phase input, sensorless vector, built in filter, max. output freq. 400Hz
VZAB0P7BAA | 132300 | 234261 | V1000 inverter, 1~ 200 VAC, 1.1 kW, 5.0 A, sensorless vector, max. output freq. 400Hz
VZAB0P7BAA-S5030 | 134600 | 243121 | V1000 inverter, 1~ 200 VAC, 1.1 kW, 5.0 A, sensorless vector, max. output freq. 1000Hz
VZAB0P7EAB | 180200 | 355675 | V1000 Inverter drive, 0.75/1.1 kW(HD/ND), 5.0/6.0 A(HD/ND), 200 VAC, 1-phase input, sensorless vector, built in filter, max. output freq. 400Hz
VZAB1P5BAA | 155800 | 234262 | V1000 inverter, 1~ 200 VAC, 1.5 kW, 8.0 A, sensorless vector, max. output freq. 400Hz
VZAB1P5BAA-S5030 | 158400 | 243122 | V1000 inverter, 1~ 200 VAC, 1.5 kW, 8.0 A, sensorless vector, max. output freq. 1000Hz
VZAB1P5EAB | 195700 | 355676 | V1000 Inverter drive, 1.5/2.2 kW(HD/ND), 8.0/9.6A(HD/ND), 200 VAC, 1-phase input, sensorless vector, built in filter, max. output freq. 400Hz
VZAB2P2BAA | 182700 | 234263 | V1000 inverter, 1~ 200 VAC, 2.2 kW, 11.0 A, sensorless vector, max. output freq. 400Hz
VZAB2P2BAA-S5030 | 191400 | 243123 | V1000 inverter, 1~ 200 VAC, 2.2 kW, 11.0 A, sensorless vector, max. output freq. 1000Hz
VZAB2P2EAB | 233800 | 355677 | V1000 Inverter drive, 2.2/3.0KW(HD/ND), 11.0/12.0A(HD/ND), 200 VAC, single phase input, sensorless vector, built in filter, max. output freq. 400Hz
VZAB4P0BAA | 212100 | 234264 | V1000 inverter, 1~ 200 VAC, 4.0 kW, 17.5 A, sensorless vector, max. output freq. 400Hz
VZAB4P0BAA-S1140 | 241800 | 324101 | V1000 inverter, 1~ 200 VAC, 4.0 kW, 17.5 A, sensorless vector, max. output freq. 400Hz
VZAB4P0BAA-S5030 | 203000 | 246856 | V1000 inverter, 1~ 200 VAC, 4.0 kW, 17.5 A, sensorless vector, max. output freq. 1000Hz
W-01FB3 | 9630 | 108341
W-10FB3 | 7815 | 108330 | Limit switch
W-10FB3-4 | 11350 | 108339
W-10FB3-55 | 12140 | 148956
W-10FB3-8 | 9880 | 363966
W4S1-03B | 90150 | 274904 | 3-port basic Ethernet switch
W4S1-05D | 149800 | 702123 | 5-port enhanced Ethernet switch
WCAG-40 4M | 41600 | 354819 | Temperature sensor
WCAG-40 50 | 383500 | 176786 | Compensating conductor, Thermocouple K, Heat resistive, silicon covered
WES DDW-120 | 446300 | 260932 | Wolverine SHDSL Ethernet Extender - 192 Kbps - 15 Mbps, compatible with DDW-22x
WES DDW-225 | 986600 | 358025 | Wolverine SHDSL Ethernet Extender - Redundant Ring, Fault contact, WeOS, Routing
WES EDW-100 | 270800 | 221307 | Converter Serial-to-Ethernet - 1 x RS-232C, 1 x RS-422 / 485
WES EDW-120 | 292800 | 241815 | Converter Serial-to-Ethernet - 2 x RS-232C
WES GTX100 | 139600 | 375705 | Gbit copper transceiver RJ-45, 100 m, 0 to +70°C, for WeOS+ODW models
WES iGMLC2-DDM | 157200 | 353043 | 1 Gbps Transceiver - Multi-Mode, LC-connector, 2 km, -10 to 70°C, DDM, for i-Line models
WES iGSLC10-DDM | 255300 | 353044 | 1 Gbps Transceiver - Single-Mode, LC-connector, 10 km, -10 to 70°C, DDM, for i-Line models
WES iMLC2-DDM | 44550 | 353041 | 100 Mbps Transceiver - Multi-Mode, LC-connector, 2 km, -10 to 70°C, DDM, for i-Line models
WES L105-S1 | 524300 | 375699 | Automation, Control Systems, Special Control System - WES, WES L105-S1
WES L106-F2G | 449600 | 375703 | Automation, Control Systems, Special Control System - WES, WES L106-F2G
WES L106-S2 | 636100 | 375701 | Automation, Control Systems, Special Control System - WES, WES L106-S2
WES L108-F2G-S2 | 851900 | 355519 | Automation, Control Systems, Special Control System - WES, WES L108-F2G-S2
WES L110-F2G | 497100 | 354310 | Lynx + Series: 8 - 10 ports Managed Switch - 8 x 10/100BaseT, 2 x 100/1000 mbps SFP slots, L2 support
WES L205-S1 | 636100 | 375700 | Automation, Control Systems, Special Control System - WES, WES L205-S1
WES L206-F2G | 674100 | 375704 | Automation, Control Systems, Special Control System - WES, WES L206-F2G
WES L206-S2 | 785900 | 375702 | Automation, Control Systems, Special Control System - WES, WES L206-S2
WES L208-F2G-S2 | 993800 | 355520 | Automation, Control Systems, Special Control System - WES, WES L208-F2G-S2
WES MCW-211-MM-LC2 | 234300 | 230849 | Ethernet Media Converter (Copper-to-Fiber) - 1 x 10/100BaseTX, Multi-Mode up to 2 km
WES MCW-211-MM-SC2 | 234300 | 225381 | Ethernet Media Converter (Copper-to-Fiber) - 1 x 10/100BaseTX, Multi-Mode up to 2 km
WES MCW-211-SM-LC15 | 378700 | 355938 | Ethernet Media Converter (Copper-to-Fiber) - 1 x 10/100BaseTX, Single-Mode up to 15 km
WES MCW-211-SM-SC15 | 387700 | 229504 | Ethernet Media Converter (Copper-to-Fiber) - 1 x 10/100BaseTX, Single-Mode up to 15 km
WES MDW-45 HV | 124600 | 198270 | Converter RS-232C to RS-422/485 - 85.5 - 264 V AC / 88 - 300 V DC (HV)
WES MDW-45 LV | 124600 | 198271 | Converter RS-232C to RS-422/485 - 9.6 - 57.6 V DC (LV)
WES MLC2 | 57950 | 340974 | Fibre Optic Transceiver, Multi-Mode, LC-connector, 2 km, 1310nm, for WeOS+ODW models
WES MRD-405 | 589600 | 679724 | Industrial mobile broadband /4G router
WES MRD-455 | 733600 | 658972 | Industrial Mobile Broadband 4G Router - GPRS / EDGE / 4G / HSPA, 1 x RS-232, 2 x 10/100BaseT, Dual SIM, DIN-rail mount
WES ODW-710-F1 | 240900 | 355932 | Converter PROFIBUS DP to Fiber Optic (1 SFP slot*) - Point-to-Point
WES ODW-710-F2 | 253800 | 355933 | Converter PROFIBUS DP to Fiber Optic (2 SFP slots*) - Ring/Multi-Drop
WES ODW-720-F1 | 203400 | 355934 | Converter RS-232C to Fiber Optic (1 SFP slot*) - Point-to-Point
WES ODW-720-F2 | 209800 | 355935 | Converter RS-232C to Fiber Optic (2 SFP slots*) - Ring/Multi-Drop
WES ODW-730-F1 | 203400 | 355936 | Converter RS-422/485 to Fiber Optic (1 SFP slot*) - Point-to-Point
WES ODW-730-F2 | 209800 | 355949 | Converter RS-422/485 to Fiber Optic (2 SFP slots*) - Ring/Multi-Drop
WES PSI-1010G-24V | 352100 | 353032 | i-Line Unmanaged 10-port Switch PoE - 2 x 10/100/1000BaseT, 8 x 10/100BaseT PoE (802.3af) 24V DC
WES RD-48 LV | 278700 | 198289 | Repeater/Isolator RS-422/485 - 9.6 - 57.6 V DC (LV)
WES RFI-219-F4G-T7G-F8 | 2147400 | 658928 | RedFox Industrial Routing Switch, 7 x 1 Gbit/s RJ45, 4 x 1 Gbit/s transceivers, 8 x 100Mbit/s transceivers
WES SDI-541-MM-SC2 | 106600 | 353026 | i-Line 5-port Unmanaged Switch - 4 x 10/100BaseTX, 1 x 100BaseFX, Multi-Mode 2 km
WES SDI-541-SM-SC30 | 148800 | 353027 | i-Line 5-port Unmanaged Switch - 4 x 10/100BaseTX, 1 x 100BaseFX, Single-Mode 30 km
WES SDI-550 | 61350 | 353025 | i-Line 5-port Unmanaged Switch - 5 x 10/100BaseT
WES SDI-862-MM-SC2 | 226000 | 353029 | i-Line 8-port Unmanaged Switch - 6 x 10/100BaseTX, 2 x 100BaseFX, Multi-Mode 2 km
WES SDI-862-SM-SC30 | 290900 | 353030 | i-Line 8-port Unmanaged Switch - 6 x 10/100BaseTX, 2 x 100BaseFX, Single-Mode 30 km
WES SDI-880 | 116500 | 353028 | i-Line 8-port Unmanaged Switch - 8 x 10/100BaseT
WES SDW-532-2MM-LC2 | 391400 | 249862 | SDW-series 5-port Unmanaged Switch - 3 x 10/100BaseTX, 2 x 100BaseFX
WES SDW-532-2MM-SC2 | 391400 | 198302 | SDW-series 5-port Unmanaged Switch - 3 x 10/100BaseTX, 2 x 100BaseFX
WES SDW-532-2SM-LC15 | 643400 | 198320 | SDW-series 5-port Unmanaged Switch - 3 x 10/100BaseTX, 2 x 100BaseFX
WES SDW-541-MM-LC2 | 285400 | 212622 | SDW-series 5-port Unmanaged Switch - 4 x 10/100BaseTX, 1 x 100BaseFX
WES SDW-541-SM-LC15 | 424200 | 198321 | SDW-series 5-port Unmanaged Switch - 4 x 10/100BaseTX, 1 x 100BaseFX
WES SDW-550 | 150200 | 198298 | SDW-series 5-port Unmanaged Switch - 5 x 10/100BaseTX
WES TD-23 LV | 333000 | 231323 | Leased Line modem, serial interface - Leased Line V.23, RS-232, RS-422/485, 1200 bps (LV)
WES VIPER-012 | 737200 | 684983 | Unmanaged EN 50155 Switch 12 x 10/100 Mbit/s
WES Viper-112A-T3G-P8-HV | 1993900 | 681474 | EN 50155 Managed Gbps PoE Switch, 3 x 1 Gbps ports, 9 x 100 Mbps ports (whereof 8 PoE), 1 x USB port
WES Viper-112A-T5G | 1783600 | 681476 | EN 50155 Managed Gbps Switch, 5 x 1 Gbps ports, 7 x 100 Mbps ports, 1 x USB port
WES VIPER-120A-T4G-P8-HV | 2198800 | 682965 | EN 50155 Managed Gbps PoE Switch, 4 x Gbps Ethernet ports, whereof 2 PoE 6 x 100 Mbps Ethernet ports, whereof 8 PoE 1 x USB backup and restore port 1 x RS-232 console port
WES VIPER-220A-T4G-P8-HV | 2617600 | 682964 | EN 50155 Managed Gbps PoE Routing Switch, 4 x Gbps, whereof 2 PoE, 16 x 100 Mbps, whereof 8 PoE, 1 x USB backup and restore port, 1 x RS-232 console port ,
WES-DDW-142 | 684800 | 382147 | Industrial Ethernet Extender
WES-MD45 LV | 208700 | 198261
WES-RFI-219-T3G | 1302100 | 669106 | RedFox Industrial Routing Switch, 3 x GBit + 16 x 10/100TX RJ45
WES-SDW-541-F1G-T4G | 328600 | 679126 | SDW-series 5-port Gbit Unmanaged Switch - 4 x 10/100BaseTX, 1 x 100BaseFX
WES-VIPER-008 | 394100 | 667300 | Unmanaged EN50155 Switch 8 x 10/100BaseTX IP65 24-110 VDC, M12 connections
WES-VIPER-112A | 1028100 | 680254 | Managed EN 50155 switch, 12x100 Mbit/s, M12, IP67
WES-VIPER-112A-P8-HV | 1408400 | 680252 | Managed EN50155 PoE Switch, 12 x 100 Mbps ports (whereof 8 PoE), 1 x USB
WES-VIPER-212A | 1443600 | 680253 | Managed EN 50155 routing switch, 12x 100 Mbps, 1x USB port
WI056 | 38520 | 694125 | Protective window for 80 mm clamping diameter optics
WI064 | 47200 | 702484 | Protection window for TC series
WI080 | 66850 | 707408 | Protective window for 116 mm clamping diameter optics
WIN-CLN-KT | 28040 | 359022 | Accessory safety, cleaning kit
WJ200-004MF | 196800 | 356702 | MX2 inverter drive, 0.4kW, 3.5A, 100 VAC 1-phase input, non CE, max. output freq. 400Hz
WJ200-007MF | 221300 | 356703 | MX2 Inverter drive, 0.75KW, 5A, 100vac single phase input, non CE, max. output freq. 400Hz
WL-1A100 | 4589 | 108305 | WL series limit switch replacement roller lever
WL-1A106 | 8705 | 155439 | Roller Lever, 50 dia x 6
WL-1A110 | 11290 | 108314 | Actuators (Levers Only), General-purpose Limit switches, IP67, Snap action, 2-circuit double break type, SPST-NO / SPST-NC
WL-1A118 | 11500 | 227844 | Actuators (Levers Only), General-purpose Limit switches, IP67, Snap action, 2-circuit double break type, SPST-NO / SPST-NC
WL-1A200 | 7705 | 108306 | Operating Lever for 50mm Dia Roler lever Limit Switch
WL-1A300 | 5965 | 147975 | Replacement actuator for WL series limit switch: roller lever, 63mm lever length
WL-1A400 | 17890 | 108313 | Replacement actuator for WL series limit switch: bearing roller lever, 38mm lever length
WL-1A600S | 6720 | 167971
WL-1H | 11880 | 143569 | Replacement head for WL series limit switch: for use with roller lever
WL-1H1100 | 12510 | 157901 | Replacement head and actuator for WL series limit switch: standard roller lever
WL-1H2100 | 16580 | 152289 | Operating Head and lever for Adjustable Roller Lever Limit Switch
WL-2A100 | 5965 | 108307 | Replacement actuator for WL series limit switch: adjustable roller lever, standard roller
WL-2A104 | 10940 | 108338 | Replacement actuator for WL series limit switch: adjustable roller lever, 50mm dia. nylon roller
WL-2A105 | 16210 | 100060 | Replacement actuator for WL series limit switch: adjustable roller lever, 49mm dia. rubber roller
WL-2A107 | 4339 | 224987
WL-2A108 | 17560 | 224185 | Actuators (Levers Only), General-purpose Limit switches, IP67, Snap action, 2-circuit double break type, SPST-NO / SPST-NC
WL-2A110 | 23940 | 177051 | Actuators (Levers Only), General-purpose Limit switches, IP67, Snap action, 2-circuit double break type, SPST-NO / SPST-NC
WL-2A111 | 7080 | 233752 | Actuators (Levers Only), General-purpose Limit switches, IP67, Snap action, 2-circuit double break type, SPST-NO / SPST-NC
WL-2A122 | 15360 | 224188 | Adjustable roller lever, R25 140 mm, stainless steel roller 17.5 mm dia.
WL-2A130 | 6720 | 169181
WL-2A131 | 16020 | 236936 | Actuators (Levers Only), General-purpose Limit switches, IP67, Snap action, 2-circuit double break type, SPST-NO / SPST-NC
WL-2H1100 | 11000 | 234093 | Heads, General-purpose Limit switches, IP67, Snap action, 2-circuit double break type, SPST-NO / SPST-NC
WL-2H4100 | 9485 | 108316
WL-2H4106 | 18120 | 356823
WL-3A100 | 9615 | 108308 | Replacement actuator for WL series limit switch: adjustable rod lever
WL-3A106 | 6955 | 177336 | Actuators (Levers Only), General-purpose Limit switches, IP67, Snap action, 2-circuit double break type, SPST-NO / SPST-NC
WL-3A200 | 11260 | 145841 | Replacement actuator for WL series limit switch: rod spring lever
WL-3H | 13470 | 108315 | Heads, General-purpose Limit switches, IP67, Snap action, 2-circuit double break type, SPST-NO / SPST-NC
WL-3H1100 | 19320 | 108317 | Heads, General-purpose Limit switches, IP67, Snap action, 2-circuit double break type, SPST-NO / SPST-NC
WL-4A100 | 3516 | 108309 | Replacement actuator for WL series limit switch: adjustable rod lever
WL-4A201 | 7435 | 153372 | Replacement actuator for WL series limit switch: rod spring lever
WL-4H4100 | 13310 | 108318 | Replacement head and actuator for WL series limit switch: adjustable rod lever
WL-5A100 | 7510 | 108310 | Replacement actuator for WLCA32-41: Fork lock lever
WL-5A101 | 5875 | 274380
WL-5A102 | 6285 | 108311 | Actuator (Lever Only), Fork Lever Lock
WL-5A104 | 7365 | 108312 | Replacement actuator for WL series limit switch: fork lever lock
WL-5A105 | 5320 | 281929 | Replacement actuator for WL series limit switch: fork lever lock
WL-5H | 14170 | 154627 | Replacement head for WL series limit switch: for use with fork lever lock
WL-5H5100 | 20040 | 153373 | Replacement head and actuator for WLCA32-41: Fork lock lever
WL-5H5104 | 17130 | 108319 | Heads, General-purpose Limit switches, IP67, Snap action, 2-circuit double break type, SPST-NO / SPST-NC
WL-6H2100 | 17350 | 333183 | Heads, General-purpose Limit switches, IP67, Snap action, 2-circuit double break type, SPST-NO / SPST-NC
WL-7H100 | 5680 | 157902 | Replacement head and actuator for WL series limit switch: top plunger
WL-7H200 | 10210 | 157903 | Replacement head and actuator for WL series limit switch: top roller plunger
WL-7H300 | 11540 | 108320 | Heads, General-purpose Limit switches, IP67, Snap action, 2-circuit double break type, SPST-NO / SPST-NC
WL-8H100 | 22270 | 374834 | Spare part: Head for WLSD, Horizontal plunger, Min order qty 10 pcs
WL-8H200 | 22710 | 108321 | Replacement head and actuator for WL series limit switch: horizontal roller plunger
WL-8H300 | 21860 | 108322 | Replacement head and actuator for WL series limit switch: horizontal ball plunger
WL-9H100 | 7620 | 108323 | WL series limit switch replacement head with coil spring lever
WL-9H100-N | 7470 | 674185 | WL-N series limit switch replacement head with coil spring lever
WL-9H200 | 17800 | 156723 | Replacement head and actuator for WL series limit switch: flexible rod coil spring multi wire
WL-9H300 | 22900 | 356824 | General-purpose Limit switches, IP67, Snap action, 2-circuit double break type, SPST-NO / SPST-NC
WL-9H300-N | 16470 | 670508 | Head set for WLNJ-2
WL-9H400 | 9565 | 108324 | General-purpose Limit switches, IP67, Snap action, 2-circuit double break type, SPST-NO / SPST-NC
WLCA12-2G-N | 36700 | 392898 | Limit switch, adjustable roller lever: R25 to 89 mm, pretravel 25±5°, overtravel 60°, DPDB, Pg13.5 with ground terminal
WLCA12-2NG | 47390 | 154622 | Limit switch, adjustable roller lever: overtravel, 90 deg, DPDB, 10A
WLCA12-2NG1LD-N | 46260 | 669366 | Limit switch, adjustable roller lever: overtravel, 90 deg, DPDB, LED, 10 A
WLCA12-2NG1-N | 39790 | 680077 | Limit switch, adjustable roller lever: overtravel, 90 deg, DPDB, 10A, with ground terminal
WLCA12-2NG-N | 45130 | 392899 | Limit switch, adjustable roller lever: R25 to 89 mm, pretravel 15±5°, overtravel 90°, DPDB, Pg13.5 with ground terminal
WLCA12-2TS-N | 38070 | 392944 | Limit switch, adjustable roller lever: R25 to 89 mm, pretravel 15±5°, overtravel 90°, DPDB, 1/2-14NPT with ground terminal
WLCA12-2Y-N | 40550 | 392900 | Limit switch, adjustable roller lever: R25 to 89 mm, pretravel 15±5°, overtravel 90°, DPDB, M20 with ground terminal
WLCA12-G1LD | 38160 | 206669
WLCA12-G1LD-N | 36320 | 392890 | Limit switch, adjustable roller lever: R25 to 89 mm, pretravel 15±5°, DPDB, LED, G1/2 with ground terminal
WLCA12-GLD-N | 44440 | 392901 | Limit switch, adjustable roller lever: R25 to 89 mm, pretravel 15±5°, DPDB, LED, Pg13.5 with ground terminal
WLCA12-G-N | 33220 | 392927 | Limit switch, adjustable roller lever: R25 to 89 mm, pretravel 15±5°, DPDB, Pg13.5 with ground terminal
WLCA12-THG-N | 44340 | 392902 | Limit switch, adjustable roller lever: R25 to 89 mm, pretravel 15±5°, DPDB, Heat-resistant: +5°C to +120°C, Pg13.5 with ground terminal
WLCA12-TS-N | 26330 | 392929 | Limit switch, adjustable roller lever: R25 to 89 mm, pretravel 15±5°, DPDB, 1/2-14NPT with ground terminal
WLCA12-Y-N | 32370 | 392903 | Limit switch, adjustable roller lever: R25 to 89 mm, pretravel 15±5°, DPDB, M20 with ground terminal
WLCA2-2G1LD-N | 52350 | 392904 | Limit switch, roller lever: R38 mm, pretravel 15±5°, Overtravel 90°, DPDB, LED, G1/2 with ground terminal
WLCA2-2G-N | 29630 | 392945 | Limit switch, roller lever: R38 mm, pretravel 15±5°, Overtravel 90°, DPDB, Pg13.5 with ground terminal
WLCA2-2NG | 43960 | 108461 | Limit switch, roller lever: overtravel, DPDB, 10A
WLCA2-2NG1-N | 49410 | 680073 | Limit switch, 90 deg. Overtravel roller lever, DPDB, 10A, with ground terminal
WLCA2-2NG-N | 41880 | 392905 | Limit switch, roller lever: R38 mm, pretravel 15±5°, Overtravel 90°, DPDB, Pg13.5 with ground terminal
WLCA2-2NTS-N | 48800 | 392906 | Limit switch, roller lever: R38 mm, pretravel 15±5°, DPDB, 1/2-14NPT with ground terminal
WLCA2-2THG1-N | 52700 | 679643 | Limit switch, standard roller lever, DPDB, 10 A, heat resistive (5-120 deg.C), with ground terminal
WLCA2-2Y | 36800 | 108478
WLCA2-2Y-N | 35040 | 392931 | Limit switch, roller lever: R38 mm, pretravel 15±5°, DPDB, M20 with ground terminal
WLCA2-55LD-M1GJ-N | 82350 | 393452 | Limit switch, roller lever: R38 mm, pretravel 15±5°, Built-in Switch hermetically sealed, DPDB, LED, Pre-wired connector M12, with ground terminal
WLCA2-7G1LD-N | 56650 | 392907 | Limit switch, roller lever R50, pretravel 15±5°, DPDB, LED, G1/2 with ground terminal
WLCA2-7G-N | 36180 | 392908 | Limit switch, roller lever R50, pretravel 15±5°, DPDB, Pg13.5 with ground terminal
WLCA2-8G-N | 36180 | 392891 | Limit switch, roller lever: standard model R63, pretravel 15±5°, DPDB, Pg13.5 with ground terminal
WLCA2-8TS-N | 23460 | 392909 | Limit switch, roller lever: R63 mm, pretravel 15±5°, DPDB, 1/2-14NPT with ground terminal
WLCA2-G | 31130 | 154621 | Limit switch, standard roller lever, DPDB, 10A
WLCA2-G1LD-N | 47080 | 392892 | Limit switch, roller lever: R38 mm, pretravel 15±5°, DPDB, LED, G1/2 with ground terminal
WLCA2-G1-N | 30820 | 392893 | Limit switch, roller lever: R38 mm, pretravel 15±5°, DPDB, G1/2 with ground terminal
WLCA2-GLD-N | 44480 | 392910 | Limit switch, roller lever: R38 mm, pretravel 15±5°, DPDB, LED, Pg13.5 with ground terminal
WLCA2-G-N | 29620 | 392932 | Limit switch, roller lever: R38 mm, pretravel 15±5°, DPDB, Pg13.5 with ground terminal
WLCA2-LD-DGJ-N | 86600 | 392911 | Limit switch, roller lever: R38 mm, pretravel 15±5°, DPDB, LED, Pre-wired connector M12 (Smart Click), with ground terminal
WLCA2-LDK13-N | 71500 | 680098 | Limit switch, roller lever: standard, LED indicator, DPDB, 3A, direct wired connector
WLCA2-LD-M1GJ-N | 81150 | 392946 | Limit switch, roller lever: R38 mm, pretravel 15±5°, DPDB, LED, Pre-wired connector M12, with ground terminal
WLCA2-THG-N | 38010 | 392912 | Limit switch, roller lever: R38 mm, pretravel 15±5°, DPDB, Heat-resistant: +5°C to +120°C, Pg13.5 with ground terminal
WLCA2-TS-N | 34090 | 392935 | Limit switch, adjustable roller lever: standard, DPDB, 1/2-14NPT With ground terminal
WLCA2-Y-N | 31220 | 392936 | Limit switch, adjustable roller lever: standard, DPDB, M20 with ground terminal
WLCA32-41G | 43210 | 108383 | Limit switch, lock fork roller lever, DPDB, 10A
WLCA32-41G-N | 40310 | 411084 | Limit switch, lock fork roller lever, DPDB, 10 A
WLCA32-41Y-N | 36760 | 411085 | Limit switch, fork lever lock, DPDB, 10A
WLCA32-43G1-N OMR | 38160 | 679221 | Limit switch, fork lever lock, DPDB, with ground terminal
WLCA32-43G-N | 43390 | 393479 | Limit switch, fork lever lock, LED indicator, DPDB, 10 A, pre-wired connector
WLCA32-43LD-DGJ-N | 63250 | 393454 | Limit switch, fork lever lock, LED indicator, DPDB, 10A, pre-wired connector
WLCAL4-2TS-N | 40780 | 392913 | Limit switch, roller lever: standard, DPDB, 1/2-14NPT With ground terminal
WLCAL4-G1LD-N | 54750 | 674239 | Limit switch, roller lever, DPDB, LED, G1/2 with ground terminal
WLCAL4-G1-N | 41670 | 679901 | Limit switch, roller lever, DPDB, G1/2 with ground terminal
WLCAL5-G1LD-N | 72100 | 392916 | Limit switch, roller lever, DPDB, LED, G1/2 with ground terminal
WLCL-2NLD-DGJ-N | 49760 | 392917 | Limit switch, adjustable rod lever: 25 to 140 mm, pretravel 15±5°, Overtravel 90°, DPDB, LED, Pre-wired Connector M12 (Smart Click), with ground terminal
WLCL-G-N | 33220 | 392938 | Limit switch, adjustable rod lever: 25 to 140 mm, pretravel 15±5°, DPDB, Pg13.5 with ground terminal
WLCL-THG-N | 41870 | 392918 | Limit switch, adjustable rod lever: 25 to 140 mm, pretravel 15±5°, DPDB, Heat-resistant: +5°C to +120°C, Pg13.5 With ground terminal
WLCL-TS-N | 38070 | 392948 | Limit switch, adjustable rod lever: 25 to 140 mm, pretravel 15±5°, DPDB, 1/2-14NPT with ground terminal
WLCL-Y-N | 27830 | 392919 | Limit switch, adjustable rod lever: 25 to 140 mm, pretravel 15±5°, DPDB, M20 with ground terminal
WLD18-G1LD-N | 35120 | 393455 | Limit switch, Plunger: Sealed top-roller plunger, DPDB, LED, G1/2 with ground terminal
WLD18-G1-N | 32420 | 393456 | Limit switch, Plunger: Sealed top-roller plunger, DPDB, G1/2 with ground terminal
WLD18-G-N | 26720 | 393481 | Limit switch, Plunger: Sealed top-roller plunger, DPDB, G1/2 with ground terminal
WLD18-THG-N | 27450 | 411086 | Limit switch, Plunger: Top plunger, pretravel 15±5°, DPDB, Heat-resistant: +5°C to +120°C, Pg13.5 with ground terminal
WLD18-TS-N | 24280 | 411087 | Limit switch, top plunger, DPDB, 10A, 1/2-14NPT with ground terminal
WLD18-Y-N | 23170 | 411088 | Limit switch, top plunger, DPDB, 10 A, M20 with ground terminal
WLD28-G1LDS-N | 56650 | 393457 | Limit switch, Plunger: Sealed top-roller plunger, DPDB, LED, G1/2 with ground terminal
WLD28-G-N | 26300 | 411106 | Limit switch, roller top plunger, DPDB, 10 A, Pg13.5 with ground terminal
WLD28-LD-DGJ-N | 54900 | 411103 | Limit switch, roller top plunger, DPDB, 10A, M20 with ground terminal
WLD28-LD-DK1EJ-N | 61750 | 411104 | Limit switch, top roller plunger, LED indicator, DPDB, 10A, pre wired connector
WLD28-LDK13-N | 70850 | 393458 | Limit switch, Plunger: Sealed top-roller plunger, DPDB, AC, NO, LED, Direct-wired Connector, ground terminal
WLD28-LD-M1GJ-N | 67400 | 411113 | Limit switch, top roller plunger, LED indicator, DPDB, 10A, pre wired connector
WLD28-LDS-DGJS-N | 77550 | 393459 | Limit switch, Plunger: Sealed top-roller plunger, LED indicator, DPDB, DC NO+NC, Pre-wired Connector M12, with ground terminal
WLD28-LDS-DGJST-N | 92950 | 393460 | Limit switch, Plunger: Sealed top-roller plunger, LED indicator, DPDB, DC NO+NC, Pre-wired Connector M12, with ground terminal
WLD28-LDS-M1GJ-1-N | 78750 | 393461 | Limit switch, Plunger: Sealed top-roller plunger, LED indicator, DPDB, DC NO+NC, Pre-wired Connector M12, with ground terminal
WLD28-LDS-M1J-1-N | 113600 | 411077 | Limit switch, Sealed top-roller plunger, Airtight built-in switch, Pre-wired Connector with ground terminal
WLD28-THG1-N OMR | 33330 | 680555 | Limit switch, top roller plunger, heat resistive, DPDB, 10 A, With Ground Terminal
WLD28-TS-N | 40090 | 393486 | Limit switch, Plunger: Sealed top-roller plunger, DPDB, 1/2-14NPT with ground terminal
WLD28-Y-N | 29840 | 393487 | Limit switch, Plunger: Sealed top-roller plunger, DPDB, 1/2-14NPT with ground terminal
WLD2-G | 28180 | 148955 | Limit switch, roller top plunger, DPDB, 10A
WLD2-G1-N | 27950 | 679497 | Limit switch, roller top plunger, DPDB, 10 A, with ground terminal
WLD38-G1LD-N | 42170 | 393462 | Limit switch, Plunger: Top plunger, DPDB, LED, G1/2 with ground terminal
WLD38-G-N | 27820 | 411089 | Limit switch, Sealed top-ball plunger, DPDB, Pg13,5 with ground terminal
WLD38-Y-N | 24280 | 411090 | Limit switch, Sealed top-ball plunger, DPDB, M20 with ground terminal
WLDG | 26720 | 142494 | Limit switch, plain top plunger, DPDB, 10 A
WLG2-145LD3-M1J | 104100 | 182330
WLG2-55G1LD CE | 46740 | 224190 | Limit switch, roller lever: overtravel, high-sensitivity, LED indicator, DPDB, 10A, hermetically sealed
WLG2-55LD-DK1EJ03 | 62550 | 108407
WLG2-55LD-M1GJ 0.5M | 86800 | 108205 | Two-circuit limit switch, roller lever, high sensitivity, 80 degrees
WLG2-55LDS-DGJS03 | 91350 | 142492 | Limit switch, roller lever: overtravel, high-sensitivity, LED indicator, DPDB, 10A, spatter proof, pre-wired connector, hermetically sealed
WLG2-55LDS-MIGJ-1 0.3M | 69650 | 108524 | Limit switch, roller lever: overtravel, high-sensitivity, LED indicator, DPDB, 10A, spatter proof, pre-wired connector, hermetically sealed
WLG2-55TSLD | 59750 | 147977
WLG2-7GLE | 48240 | 108430
WLG2-DGJ03 | 57200 | 183161
WLG2-G1LD | 81800 | 680080 | Limit switch, adjustable roller lever, pretravel 10°+2/-1°, DPDB, LED, G1/2 With ground terminal
WLG2-G1LDS | 52500 | 108529 | Limit switch, roller lever: overtravel, high-sensitivity, LED indicator, DPDB, 10A, spatter proof
WLG2-G1LE | 31830 | 224184
WLG2-LDAS-DGJS03 | 79350 | 108523 | Limit switch, roller lever: overtravel, high-sensitivity, double nut lever, LED indicator, DPDB, 10A, spatter proof, pre-wired connector
WLG2-LD-DGJ03 | 72050 | 108488 | Limit switch, 80 deg. overtravel roller lever, high sensitivity, DPDB, 10A, LED indicator, pre-wired connector
WLG2-LD-DK1EJ03 | 67850 | 108342 | Limit switch, roller lever: overtravel, high-sensitivity, LED indicator, DPDB, 10A, pre-wired connector
WLG2-LDFS-DGJS03 | 43740 | 167202 | Limit switch, roller lever: overtravel, high-sensitivity, LED indicator, DPDB, 10A, spatter proof, pre-wired connector
WLG2-LDFS-DTGJS03 | 97700 | 675360 | Limit switch, adjustable roller lever, pretravel 10°+2/-1°, NO+NC, 0.3 m Pre-wired Connector M12 (Smart Click), with ground terminal
WLG2-LD-M1GJ 0.3M | 51750 | 168837
WLG2-LDS-M1GJ | 79900 | 371923 | Limit switch, adjustable roller lever, pretravel 10°+2/-1°, DPDB, LED, pre-wired connector M12, with ground terminal
WLG2-THG1 CE | 44390 | 142330
WLG2-TSLD | 47960 | 146893 | Limit switch, roller lever: overtravel, high-sensitivity, LED indicator, DPDB, 10A
WLGCA2-2TS | 80550 | 146892
WLGCA2-55LD-M1GJ 0.5M | 81650 | 153376 | Limit switch, roller lever: high precision, LED indicator, DPDB, 10A, pre-wired connector, hermetically sealed
WLGCA2-G1LE | 67050 | 251558
WLGL-P1G1 | 37040 | 355439
WL-LD | 15630 | 154629 | Switch cover with LED indicator
WLLE | 9250 | 108340 | Switch cover with neon lamp indicator
WL-LES | 11220 | 108428 | Switch cover, spatter prevention, with neon lamp indicator
WLMCA2-LD-DGJ-N | 78800 | 393474 | Limit switch, roller lever: R38 mm, pretravel 15±5°, DPDB, LED, Pre-wired connector M12 (Smart Click), with ground terminal
WLMCA2-LDK43-N | 61400 | 393475 | Limit switch, roller lever: R38 mm, pretravel 15±5°, DPDB, DC, NO+NC, LED, Direct-wired connector M12, with ground terminal
WLMCA2-LD-M1J-N | 75300 | 393476 | Limit switch, roller lever: R38 mm, pretravel 15±5°, DPDB, DC, NO, LED, Pre-wired connector M12, with ground terminal
WLNJ-2G-N | 32110 | 411091 | Limit switch, flexible rod coil spring resin rod, DPDB, 10 A
WLNJ-30G-N | 37890 | 411092 | Limit switch, coil spring - multi-wire, DPDB, 10A
WLNJ-G1LD-N | 37380 | 696344 | Limit switch, flexible rod coil spring, DPDB, 10A, LED indicator, with ground terminal
WLNJ-G1-N | 26720 | 393477 | Limit switch, Flexible rod, pretravel 20±10 mm, DPDB, G1/2 with ground terminal
WLNJ-G-N | 25380 | 393483 | Limit switch, Flexible rod, pretravel 20±10 mm, DPDB, G1/2 with ground terminal
WLNJ-LD-M1GJ-N | 57100 | 393478 | Limit switch, Flexible rod, pretravel 20±10 mm, DPDB, Pre-wired connector M12, with ground terminal
WLNJ-S2G-N | 28680 | 406411 | Limit switch, Flexible rod: Steel wire pretravel 20±10 mm, DPDB, Pg13,5 with ground terminal
WLNJ-S2THG-N | 38480 | 411093 | Limit switch, Flexible rod: Coil spring, pretravel 15±5°, DPDB, Heat-resistant: +5°C to +120°C, Pg13.5 with ground terminal
WLNJ-S2TS-N | 25340 | 411094 | Limit switch, Flexible rod: Coil spring, pretravel 15±5°, DPDB, 1/2-14NPT with ground terminal
WLNJ-TCG-N | 29360 | 411095 | Limit switch, Flexible rod: Coil spring, pretravel 15±5°, DPDB, Low-temperature: -40°C to +40°C, Pg13.5 with ground terminal
WLNJ-Y-N | 23740 | 411096 | Limit switch, Flexible rod: Coil spring, pretravel 15±5°, DPDB, M20 with ground terminal
WLSD2-G-N | 46460 | 411097 | Limit switch, Horizontal-roller plunger, Pg13.5 with ground terminal
WLSD3-G-N | 44040 | 411098 | Limit switch, Horizontal-ball plunger, Pg13.5 with ground terminal
WLSD3-Y-N | 33510 | 411099 | Limit switch, Horizontal-ball plunger, M20 with ground terminal
WLSD-G-N | 38270 | 411100 | Limit switch, Horizontal plunger, Pg13.5 with ground terminal
WS02-CFDC1-ES | 151700 | 104660 | Software
WS02-CFSC1-EV3 | 428200 | 354910 | Safety network configurator, PC software
WS02-CFSC1-EV3L10 | 1606000 | 354911
WS02-CFSC1-EV3L10-UP | 370000 | 354915
WS02-CFSC1-EV3L50 | 4415900 | 354912
WS02-CFSC1-EV3L50-UP | 1016200 | 354916
WS02-CFSC1-EV3LXX | 6422200 | 354913
WS02-CFSC1-EV3LXX-UP | 1570100 | 354917
WS02-CFSC1-EV3-UP | 86350 | 354914
WS02-CPLC1 | 1150500 | 265822 | CX-Compolet communication software, single-user license; supported OS: Microsoft Windows Vista, XP, 2000, 2003 Server
WS02-EDMC1-V2 | 928600 | 231328 | SPU unit Data Management Middleware, for Windows 2000/XP, single-user licence
WS02-EQMC1-V1 | 1250100 | 242449
WS02-EQMC1-V1L05 | 1875600 | 242450
WS02-G9SP01-V2 | 252400 | 393620 | G9SP Configurator, 1 license, WIN-2000/XP/Vista.
WS02-G9SP10-V2 | 1304500 | 393622 | G9SP Configurator, 10 license, WIN-2000/XP/Vista.
WS02-G9SP50-V2 | 3990300 | 393623 | G9SP Configurator, 50 license, WIN-2000/XP/Vista.
WS02-G9SPXX-V2 | 5722600 | 393621 | G9SP Configurator, flex license, WIN-2000/XP/Vista.
WS02-GCTL1 | 1632500 | 670552 | Software to make HSMS, SECSII and GEM settings for the NJ501 CPU units with SECS/GEM communications
WS02-SGWC1 | 644500 | 265820 | SYSMAC Gateway communications middleware, run time single-user license; supported OS: Windows 7 64bit and Windows Server 2008
WS02-SGWC1S | 2895000 | 265821 | SYSMAC Gateway communications middleware, Software Development Kit, Development languages: C, C++, Visual Basic.NET, Visual C#.NET
WS02-SPTC1-V2 | 311700 | 246863 | CJ1 SPU unit Setting Software
X-10G | 5560 | 108185 | Basic switch, general purpose, Pin plunger (2.3 dia., Stainless steel plunger), Snap action, Self-reset type, Single-Pole, Double-Throw type, SPDT, Solder terminal
X-10G-B | 5875 | 105019 | Basic switch, general purpose, pin plunger, 10A, screw terminals
X-10GD | 6635 | 108190 | Basic switch, general purpose, short spring plunger, 10A, standard holes, screw terminals
X-10GD-B | 6100 | 148537 | Basic switch, general purpose, short spring plunger, 10A, screw terminals
X-10GL | 6905 | 108197 | Basic switch, general purpose, Leaf spring (49.6 ±0.8 R, Stainless steel spring lever), Snap action, Self-reset type, Single-Pole, Double-Throw type, SPDT, Solder terminal
X-10GL-B | 7615 | 144218 | Basic switch, general purpose, Leaf spring (49.6 ±0.8 R, Stainless steel spring lever), Snap action, Self-reset type, Single-Pole, Double-Throw type, SPDT, Screw terminal (M4)
X-10GM | 6505 | 108111 | Switch, Reverse Hinge Lever, Solder Terminal
X-10GM2 | 6905 | 108113 | Basic switch, general purpose, Reverse hinge roller lever (40.6 R, 9.5 x 4 dia., Resin roller), Snap action, Self-reset type, Single-Pole, Double-Throw type, SPDT, Solder terminal
X-10GM22 | 6910 | 144220 | Basic switch, general purpose, Reverse short hinge roller lever (18.5 R, 9.5x4 dia., Resin roller), Snap action, Self-reset type, Single-Pole, Double-Throw type, SPDT, Solder terminal
X-10GM22-B | 6700 | 150733 | Basic switch, general purpose, Reverse short hinge roller lever (18.5 R, 9.5x4 dia., Resin roller), Snap action, Self-reset type, Single-Pole, Double-Throw type, SPDT, Screw terminal (M4)
X-10GM2-B | 7120 | 108114 | Basic switch, general purpose, reverse hinge roller lever, 10A, screw terminals
X-10GM-B | 7135 | 108112 | Basic switch, general purpose, reverse hinge lever, 10A, screw terminals
X-10GQ | 6850 | 108192 | Basic switch, general purpose, snap action, 15A
X-10GQ21 | 8645 | 145305 | Basic switch, general purpose, panel mount cross roller plunger, 10A, solder terminals
X-10GQ22 | 8115 | 108194 | Basic switch, panel mount roller plunger, SPDT, 10A
X-10GQ22-B | 8145 | 108195 | Basic switch, panel mount roller plunger, SPDT, 10 A
X-10GQ-B | 6850 | 103112 | Basic switch, panel mount plunger, SPDT, 10 A, screw terminals
X-10GQN22-B | 9255 | 143063
X-10GS | 7210 | 141969 | Basic switch, general purpose, Slim spring plunger (4 dia., Stainless steel plunger), Snap action, Self-reset type, Single-Pole, Double-Throw type, SPDT, Solder terminal
X-10GS-B | 7330 | 108189 | Basic switch, general purpose, Slim spring plunger (4 dia., Stainless steel plunger), Snap action, Self-reset type, Single-Pole, Double-Throw type, SPDT, Screw terminal (M4)
X-10GW | 6435 | 146353 | Basic switch, general purpose, Hinge lever (63.5 R, Stainless steel lever), Snap action, Self-reset type, Single-Pole, Double-Throw type, SPDT, Solder terminal
X-10GW2 | 6600 | 103113 | Basic switch, general purpose, hinge roller lever, 10A, solder terminals
X-10GW21-B | 6510 | 108199 | Basic switch, general purpose, short hinge lever, 10 A, screw terminals
X-10GW22 | 6685 | 154111 | Basic switch, general purpose, Hinge roller lever (26.6 R, 9.5x4 dia., Stainless steel roller), Snap action, Self-reset type, Single-Pole, Double-Throw type, SPDT, Solder terminal
X-10GW22-B | 6480 | 108200 | Basic switch, general purpose, short hinge roller lever, 10 A, screw terminals
X-10GW22-B7-D | 7595 | 108188
X-10GW29 | 7140 | 224886 | Basic switch, general purpose
X-10GW2-B | 6600 | 149610 | Basic switch, general purpose, hinge roller lever, 10A, screw terminals
X-10GW3-B | 7145 | 108108 | Basic switch, general purpose
X-10GW4 | 7025 | 108106 | Basic switch, general purpose, Low-force hinge lever (63.5 R, Stainless steel lever), Snap action, Self-reset type, Single-Pole, Double-Throw type, SPDT, Solder terminal
X-10GW4-B | 7200 | 152952 | Basic switch, general purpose, Low-force hinge lever (63.5 R, Stainless steel lever), Snap action, Self-reset type, Single-Pole, Double-Throw type, SPDT, Screw terminal (M4)
X-10GW-B | 6510 | 144219 | Basic switch, general purpose, hinge lever, 10 A, screw terminals
X-10GW-B7-K1 | 8360 | 108109
XC-D3524-2-ET(A) | 308900 | 690619 | Strobe controller for LED Illuminator, 2 channels, 35 W, 24 VDC
XD-CRA005-DE | 71550 | 163588 | XtraDrive to Smart Step motor encoder cable, IP67 connector, 5m
XD-CRA010-DE | 92500 | 163031 | XtraDrive to Smart Step motor encoder cable, IP67 connector, 10m
XD-CRA015-E | 136400 | 168818
XD-CRWA020-DE | 118000 | 100154 | XtraDrive to SGMAH/SGMPH motor encoder cable, 20m
XD-CRWB003-NE | 60100 | 163589 | XtraDrive to SGMGH/SGMSH/SGMUH motor encoder cable, 3m
XD-CRWB005-NE | 68900 | 163469 | XtraDrive to SGMGH/SGMSH/SGMUH motor encoder cable, 5m
XG4M-4030-T | 2136 | 427633 | Pressure-welded Flat Cable Connector for DRT2-*D32 mL(-1), for AWG28 wires
XG5N-101 | 796 | 419362 | MIL PCB Connector, Crimped Socket for Discrete Wires, Socket Housing, 1 Guide, 10 Contacts
XM2S-0911-S003 | 11680 | 434739 | 9-pin D-type connector (male) with connector hood with M2.6 x0.45mm pitch retaining screws
XS2C-A421 | 6205 | 107745 | Field assembly connector, M12 straight socket (female), 4-poles, B coded, solder connection, for cable diameters 5-6 mm
XS2C-A422 | 6325 | 107746 | Field assembly connector, M12 right-angle socket (female), 4-poles, B coded, solder connection, for cable diameters 5-6 mm
XS2C-A423 | 6205 | 107747 | Field assembly connector, M12 straight socket (female), 4-poles, B coded, solder connection, for cable diameters 4-5 mm
XS2C-A424 | 6325 | 107748 | Field assembly connector, M12 right-angle socket (female), 4-poles, B coded, solder connection, for cable diameters 4-5 mm
XS2C-A4C1 | 4665 | 148531 | Field assembly connector, M12 straight socket (female), 4-poles, B coded, crimp connection, for cable diameters 5-6 mm
XS2C-D421 | 5590 | 107733 | Field assembly connector, M12 straight socket (female), 4-poles, A coded, solder connection, for cable diameters 5-6 mm
XS2C-D422 | 5600 | 107734 | Field assembly connector, M12 right-angle socket (female), 4-poles, A coded, solder connection, for cable diameters 5-6 mm
XS2C-D423 | 6205 | 107735 | Field assembly connector, M12 straight socket (female), 4-poles, A coded, solder connection, for cable diameters 4-5 mm
XS2C-D424 | 6325 | 107736 | Field assembly connector, M12 right-angle socket (female), 4-poles, A coded, solder connection, for cable diameters 4-5 mm
XS2C-D425 | 4443 | 256431 | Field assembly connector, M12 straight socket (female), 4-poles, A coded, solder connection, for cable diameters 3-4 mm
XS2C-D426 | 5030 | 256432 | Field assembly connector, M12 right-angle socket (female), 4-poles, A coded, solder connection, for cable diameters 3-4 mm
XS2C-D4C1 | 4419 | 147521 | Field assembly connector, M12 straight socket (female), 4-poles, A coded, crimp connection, for cable diameters 5-6 mm
XS2C-D4C2 | 5535 | 107737 | Field assembly connector, M12 right-angle socket (female), 4-poles, A coded, crimp connection, for cable diameters 5-6 mm
XS2C-D4C3 | 5260 | 107738 | Field assembly connector, M12 straight socket (female), 4-poles, A coded, crimp connection, for cable diameters 4-5 mm
XS2C-D4C4 | 5160 | 145297 | Field assembly connector, M12 right-angle socket (female), 4-poles, A coded, crimp connection, for cable diameters 4-5 mm
XS2C-D4C5 | 4302 | 152944 | Field assembly connector, M12 straight socket (female), 4-poles, A coded, crimp connection, for cable diameters 3-4 mm
XS2C-D4C6 | 6105 | 107739 | Field assembly connector, M12 right-angle socket (female), 4-poles, A coded, crimp connection, for cable diameters 3-4 mm
XS2C-D4S1 | 5225 | 155975 | Field assembly connector, M12 straight socket (female), 4-poles, A coded, screw connection, for cable diameters 5-6 mm
XS2C-D4S2 | 5225 | 147522 | Field assembly connector, M12 right-angle socket (female), 4-poles, A coded, screw connection, for cable diameters 5-6 mm
XS2C-D4S3 | 5325 | 152945 | Field assembly connector, M12 straight socket (female), 4-poles, A coded, screw connection, for cable diameters 4-5 mm
XS2C-D4S4 | 5325 | 107740 | Field assembly connector, M12 right-angle socket (female), 4-poles, A coded, screw connection, for cable diameters 4-5 mm
XS2C-D4S5 | 5325 | 107741 | Field assembly connector, M12 straight socket (female), 4-poles, A coded, screw connection, for cable diameters 3-4 mm
XS2C-D4S6 | 5325 | 107742 | Field assembly connector, M12 right-angle socket (female), 4-poles, A coded, screw connection, for cable diameters 3-4 mm
XS2C-D4S7 | 8155 | 107744 | Field assembly connector, M12 straight socket (female), 4-poles, A coded, screw connection, for cable diameters 7-8 mm
XS2C-D4S9 | 9030 | 180462 | Field assembly connector, M12 straight socket (female), 4-poles, A coded, screw connection, for cable diameters 6-7 mm
XS2C-D5S1 | 6010 | 374557 | Field assembly connector, M12 straight socket (female), 5-poles, A coded, screw connection, for cable diameters 5-6 mm
XS2C-D5S2 | 6010 | 374558 | Field assembly connector, M12 right-angle socket (female), 5-poles, A coded, screw connection, for cable diameters 5-6 mm
XS2C-D5S3 | 6550 | 260478 | Field assembly connector, M12 straight socket (female), 5-poles, A coded, screw connection, for cable diameters 4-5 mm
XS2C-D5S4 | 6550 | 260480 | Field assembly connector, M12 right-angle socket (female), 5-poles, A coded, screw connection, for cable diameters 4-5 mm
XS2C-D5S5 | 6550 | 260479 | Field assembly connector, M12 straight socket (female), 5-poles, A coded, screw connection, for cable diameters 3-4 mm
XS2C-D5S6 | 6550 | 260481 | Field assembly connector, M12 right-angle socket (female), 5-poles, A coded, screw connection, for cable diameters 3-4 mm
XS2C-D5S7 | 7280 | 107743 | Field assembly connector, M12 straight socket (female), 5-poles, A coded, screw connection, for cable diameters 7-8 mm
XS2F-A421-D90-F | 7525 | 372875 | Sensor cable, M12 straight socket (female), 4-poles, B coded, PVC fire-retardant robot cable, IP67, 2 m
XS2F-A421-DB0-F | 7365 | 372801 | Sensor cable, M12 straight socket (female), 4-poles, 2-wires (3 - 4), B coded, PVC fire-retardant robot cable, IP67, 2 m
XS2F-A421-G90-F | 12090 | 374459 | Sensor cable, M12 straight socket (female), 4-poles, B coded, PVC fire-retardant robot cable, IP67, 5 m
XS2F-A421-GB0-F | 15130 | 379143 | Sensor cable, M12 straight socket (female), 4-poles, 2-wires (3 - 4), B coded, PVC fire-retardant robot cable, IP67, 5 m
XS2F-A421-GB0-TR | 11590 | 107717 | Sensor cable, M12 straight socket (female), 4-poles, 2-wires (3 - 4), B coded, PVC, IP67, 5 m
XS2F-A422-GB0-F | 9355 | 373179 | Sensor cable, M12 right-angle socket (female), 4-poles, 2-wires (3 - 4), B coded, PVC fire-retardant robot cable, IP67, 5 m
XS2F-A422-GB0-TR | 11590 | 107718 | Sensor cable, M12 right-angle socket (female), 4-poles, 2-wires (3 - 4), B coded, PVC cable, IP67, 5 m
XS2F-A422-JB0-F | 17160 | 374460 | Sensor cable, M12 right-angle socket (female), 4-poles, 2-wires (3 - 4), B coded, PVC fire-retardant robot cable, IP67, 10 m
XS2F-D421-310 | 5055 | 256433 | Sensor cable, M12 straight socket (female), 4-poles, 2-wires, A coded, PVC standard cable, IP67, 2 m
XS2F-D421-410 | 6980 | 256434 | Sensor cable, M12 straight socket (female), 4-poles, 2-wires, A coded, PVC standard cable, IP67, 5 m
XS2F-D421-A80-SA | 10380 | 224799 | Sensor cable, M12 straight socket (female), 4-poles, A coded, PE spatter-resistant cable, IP67, 0.3 m
XS2F-D421-B80-F | 7905 | 180124 | Sensor cable, M12 straight socket (female), 4-poles, A coded, PVC fire-retardant robot cable, IP67, 0.5 m
XS2F-D421-B80-SA | 10390 | 224800 | Sensor cable, M12 straight socket (female), 4-poles, A coded, PE spatter-resistant cable, IP67, 0.5 m
XS2F-D421-C80-F | 7935 | 107679 | Sensor cable, M12 straight socket (female), 4-poles, A coded, PVC fire-retardant robot cable, IP67, 1 m
XS2F-D421-C80-SA | 10400 | 224801 | Sensor cable, M12 straight socket (female), 4-poles, A coded, PE spatter-resistant cable, IP67, 1 m
XS2F-D421-D80-F | 8950 | 107677 | Sensor cable, M12 straight socket (female), 4-poles, A coded, PVC fire-retardant robot cable, IP67, 2 m
XS2F-D421-D80-SA | 10260 | 224803 | Sensor cable, M12 straight socket (female), 4-poles, A coded, PE spatter-resistant cable, IP67, 2 m
XS2F-D421-DC0-TR | 9310 | 147525 | Sensor cable, M12 straight socket (female), 4-poles, 3-wires (1 - 3 - 4), A coded, PVC, IP67, 2 m
XS2F-D421-DD0 | 7255 | 145300 | Sensor cable, M12 straight socket (female), 4-poles, 2-wires (3 - 4), A coded, PVC fire-retardant robot cable, IP67, 2 m
XS2F-D421-DD0-TR | 7365 | 256441 | Sensor cable, M12 straight socket (female), 4-poles, 2-wires (3 - 4), A coded, PVC cable, IP67, 2 m
XS2F-D421-E80-F | 12740 | 107714 | Sensor cable, M12 straight socket (female), 4-poles, A coded, PVC fire-retardant robot cable, IP67, 3 m
XS2F-D421-E80-SA | 12970 | 224804 | Sensor cable, M12 straight socket (female), 4-poles, A coded, PE spatter-resistant cable, IP67, 3 m
XS2F-D421-G80-F | 15420 | 107678 | Sensor cable, M12 straight socket (female), 4-poles, A coded, PVC fire-retardant robot cable, IP67, 5 m
XS2F-D421-G80-SA | 17970 | 224805 | Sensor cable, M12 straight socket (female), 4-poles, A coded, PE spatter-resistant cable, IP67, 5 m
XS2F-D421-GA0-F | 15130 | 374556 | Sensor cable, M12 straight socket (female), 4-poles, 2-wires (1 - 4), A coded, PVC fire-retardant robot cable, IP67, 5 m
XS2F-D421-GC0-F | 15130 | 374507 | Sensor cable, M12 straight socket (female), 4-poles, 3-wires (1 - 3 - 4), A coded, PVC fire-retardant robot cable, IP67, 5 m
XS2F-D421-GC0-TR | 12120 | 107761 | Sensor cable, M12 straight socket (female), 4-poles, 3-wires (1 - 3 - 4), A coded, PVC, IP67, 5 m
XS2F-D421-GD0 | 9470 | 107675 | Sensor cable, M12 straight socket (female), 4-poles, 2-wires (3 - 4), A coded, PVC fire-retardant robot cable, IP67, 5 m
XS2F-D421-GD0-TR | 9880 | 256442 | Sensor cable, M12 straight socket (female), 4-poles, 2-wires (3 - 4), A coded, PVC cable, IP67, 5 m
XS2F-D421-H80-SA | 23020 | 224802 | Sensor cable, M12 straight socket (female), 4-poles, A coded, PE spatter-resistant cable, IP67, 7 m
XS2F-D421-J80-F | 24280 | 107680 | Sensor cable, M12 straight socket (female), 4-poles, A coded, PVC fire-retardant robot cable, IP67, 10 m
XS2F-D421-J80-SA | 28980 | 107689 | Sensor cable, M12 straight socket (female), 4-poles, A coded, PE spatter-resistant cable, IP67, 10 m
XS2F-D421-JA0-F | 38360 | 670483 | Sensor cable, M12 straight socket (female), 4-poles, 2-wires (1 - 4), A coded, PVC fire-retardant robot cable, IP67, 10 m
XS2F-D421-K80-F | 9845 | 699126 | Sensor cable, M12 straight socket (female), 4-poles, A coded, PVC fire-retardant robot cable, IP67, 15 m
XS2F-D421-KC0-F | 21350 | 693785 | Sensor cable, M12 straight socket (female), 4-poles, 3-wires (1 - 3 - 4), A coded, PVC fire-retardant robot cable, IP67, 15 m
XS2F-D421-S005 | 26260 | 105014 | Sensor cable, M12 straight socket (female), 4-poles, customized item
XS2F-D421-S006 | 38960 | 149602 | Sensor cable, M12 straight socket (female), 4-poles, customized item
XS2F-D421-S025 | 30390 | 149603 | Sensor cable, M12 straight socket (female), 4-poles, customized item
XS2F-D421-S026 | 58350 | 107752 | Sensor cable, M12 straight socket (female), 4-poles, customized item
XS2F-D421-S064 | 45480 | 218576 | Sensor cable, M12 straight socket (female), 4-poles, customized item
XS2F-D421-T03 | 23530 | 151440 | Sensor cable, M12 straight socket (female), 4-poles, customized item
XS2F-D422-310 | 5670 | 256444 | Sensor cable, M12 right-angle socket (female), 4-poles, 2-wires, A coded, PVC standard cable, IP67, 2 m
XS2F-D422-410 | 8940 | 107764 | Sensor cable, M12 right-angle socket (female), 4-poles, 2-wires, A coded, PVC standard cable, IP67, 5 m
XS2F-D422-C80-F | 7575 | 693952 | Sensor cable, M12 right-angle socket (female), 4-poles, A coded, PVC fire-retardant robot cable, IP67, 1 m
XS2F-D422-D80-F | 8335 | 355664 | Sensor cable, M12 right-angle socket (female), 4-poles, A coded, PVC fire-retardant robot cable, IP67, 2 m
XS2F-D422-DA0-F | 7355 | 374065 | Sensor cable, M12 right-angle socket (female), 4-poles, 2-wires (1 - 4), A coded, PVC fire-retardant robot cable, IP67, 2 m
XS2F-D422-DC0-F | 4642 | 372021 | Sensor cable, M12 right-angle socket (female), 4-poles, 3-wires (1 - 3 - 4), A coded, PVC fire-retardant robot cable, IP67, 2 m
XS2F-D422-DC0-TR | 9310 | 107762 | Sensor cable, M12 right-angle socket (female), 4-poles, 3-wires (1 - 3 - 4), A coded, PVC cable, IP67, 2 m
XS2F-D422-DD0-TR | 10140 | 145298 | Sensor cable, M12 right-angle socket (female), 4-poles, 2-wires (3 - 4), A coded, PVC cable, IP67, 2 m
XS2F-D422-E80-F | 9525 | 693786 | Sensor cable, M12 right-angle socket (female), 4-poles, A coded, PVC fire-retardant robot cable, IP67, 3 m
XS2F-D422-G80-F | 14170 | 355663 | Sensor cable, M12 right-angle socket (female), 4-poles, A coded, PVC fire-retardant robot cable, IP67, 5 m
XS2F-D422-GA0-F | 18670 | 670485 | Sensor cable, M12 right-angle socket (female), 4-poles, 2-wires (1 - 4), A coded, PVC fire-retardant robot cable, IP67, 5 m
XS2F-D422-GC0-F | 13210 | 680532 | Sensor cable, M12 right-angle socket (female), 4-poles, 3-wires (1 - 3 - 4), A coded, PVC fire-retardant robot cable, IP67, 5 m
XS2F-D422-GC0-TR | 11880 | 149605 | Sensor cable, M12 right-angle socket (female), 4-poles, 3-wires (1 - 3 - 4), A coded, PVC cable, IP67, 5 m
XS2F-D422-GD0-TR | 10170 | 256443 | Sensor cable, M12 right-angle socket (female), 4-poles, 2-wires (3 - 4), A coded, PVC cable, IP67, 5 m
XS2F-D422-J80-F | 19850 | 359239 | Sensor cable, M12 right-angle socket (female), 4-poles, A coded, PVC fire-retardant robot cable, IP67, 10 m
XS2F-D422-JA0-F | 38360 | 670484 | Sensor cable, M12 right-angle socket (female), 4-poles, 2-wires (1 - 4), A coded, PVC fire-retardant robot cable, IP67, 10 m
XS2F-D422-S027 | 28210 | 107760 | Sensor cable, M12 right-angle socket (female), 4-poles, customized item
XS2F-D521-DG0-A | 8065 | 150307 | Sensor cable, M12 straight socket (female), 5-poles, A coded, PVC standard cable, IP67, 2 m
XS2F-D521-GG0-A | 13560 | 107769 | Sensor cable, M12 straight socket (female), 5-poles, A coded, PVC standard cable, IP67, 5 m
XS2F-D521-JG0-A | 7675 | 695391 | Sensor cable, M12 straight socket (female), 5-poles, A coded, PVC standard cable, IP67, 10 m
XS2F-D521-KG0-A | 12670 | 695513 | Sensor cable, M12 straight socket (female), 5-poles, A coded, PVC standard cable, IP67, 15 m
XS2F-D521-LG0-A | 15920 | 695514 | Sensor cable, M12 straight socket (female), 5-poles, A coded, PVC standard cable, IP67, 20 m
XS2F-D522-DG0-A | 9955 | 107716 | Sensor cable, M12 right-angle socket (female), 5-poles, A coded, PVC standard cable, IP67, 2 m
XS2F-D522-GG0-A | 14050 | 107715 | Sensor cable, M12 right-angle socket (female), 5-poles, A coded, PVC standard cable, IP67, 5 m
XS2F-D522-JG0-A | 24180 | 256449 | Sensor cable, M12 right-angle socket (female), 5-poles, A coded, PVC standard cable, IP67, 10 m
XS2F-D821-DH0-C | 24940 | 708874 | Sensor cable, M12 straight socket (female), 8-poles, A coded, PVC standard cable, IP67, 2 m
XS2F-D821-EH0-C | 30440 | 107629 | Sensor cable, M12 straight socket (female), 8-poles, A coded, PVC standard cable, IP67, 3 m
XS2F-D821-GH0-C | 33220 | 107628 | Sensor cable, M12 straight socket (female), 8-poles, A coded, PVC standard cable, IP67, 5 m
XS2F-E421-D80-E | 14260 | 237191 | Sensor cable, M12 straight socket (female), 4-poles, A coded, PVC heat-resistant cable, IP67, 2 m
XS2F-E421-G80-E | 18240 | 237192 | Sensor cable, M12 straight socket (female), 4-poles, A coded, PVC heat-resistant cable, IP67, 5 m
XS2F-E421-J80-E | 41960 | 250780 | Sensor cable, M12 straight socket (female), 4-poles, A coded, PVC heat-resistant cable, IP67, 10 m
XS2F-E422-D80-E | 11920 | 237193 | Sensor cable, M12 right-angle socket (female), 4-poles, A coded, PVC heat-resistant cable, IP67, 2 m
XS2F-E422-G80-E | 18360 | 237194 | Sensor cable, M12 right-angle socket (female), 4-poles, A coded, PVC heat-resistant cable, IP67, 5 m
XS2F-E422-J80-E | 44460 | 250781 | Sensor cable, M12 right-angle socket (female), 4-poles, A coded, PVC heat-resistant cable, IP67, 10 m
XS2F-LM12PVC3A10M | 6075 | 361130 | Sensor cable, M12 right-angle socket (female), 3-poles, A coded, PVC standard cable, IP67, 10 m
XS2F-LM12PVC3A2M | 3352 | 358068 | Sensor cable, M12 right-angle socket (female), 3-poles, A coded, PVC standard cable, IP67, 2 m
XS2F-LM12PVC3A3M | 4139 | 372334 | Sensor cable, M12 right-angle socket (female), 3-poles, A coded, PVC standard cable, IP67, 3 m
XS2F-LM12PVC3A5M | 4375 | 358069 | Sensor cable, M12 right-angle socket (female), 3-poles, A coded, PVC standard cable, IP67, 5 m
XS2F-LM12PVC3S10M | 6075 | 361131 | Sensor cable, M12 straight socket (female), 3-poles, A coded, PVC standard cable, IP67, 10 m
XS2F-LM12PVC3S2M | 3352 | 358070 | Sensor cable, M12 straight socket (female), 3-poles, A coded, PVC standard cable, IP67, 2 m
XS2F-LM12PVC3S5M | 4375 | 358071 | Sensor cable, M12 straight socket (female), 3-poles, A coded, PVC standard cable, IP67, 5 m
XS2F-LM12PVC4A10M | 6075 | 361128 | Sensor cable, M12 right-angle socket (female), 4-poles, A coded, PVC standard cable, IP67, 10 m
XS2F-LM12PVC4A2M | 3352 | 358072 | Sensor cable, M12 right-angle socket (female), 4-poles, A coded, PVC standard cable, IP67, 2 m
XS2F-LM12PVC4A5M | 4375 | 358073 | Sensor cable, M12 right-angle socket (female), 4-poles, A coded, PVC standard cable, IP67, 5 m
XS2F-LM12PVC4S10M | 6075 | 361129 | Sensor cable, M12 straight socket (female), 4-poles, A coded, PVC standard cable, IP67, 10 m
XS2F-LM12PVC4S2M | 3352 | 358074 | Sensor cable, M12 straight socket (female), 4-poles, A coded, PVC standard cable, IP67, 2 m
XS2F-LM12PVC4S5M | 4375 | 358075 | Sensor cable, M12 straight socket (female), 4-poles, A coded, PVC standard cable, IP67, 5 m
XS2F-M12PUR3A10M | 10500 | 419155 | Sensor cable, M12 right-angle socket (female), 3-poles, A coded, PUR fire-retardant halogen free cable, IP67, 10 m
XS2F-M12PUR3A10MPLED | 11590 | 378108 | Sensor cable, M12 right-angle socket (female), 3-poles, A coded, PUR fire-retardant halogen free cable, with LED indicator (PNP), IP67, 10 m
XS2F-M12PUR3A15M | 13350 | 419201 | Sensor cable, M12 right-angle socket (female), 3-poles, A coded, PUR fire-retardant halogen free cable, IP67, 15 m
XS2F-M12PUR3A20M | 16220 | 419202 | Sensor cable, M12 right-angle socket (female), 3-poles, A coded, PUR fire-retardant halogen free cable, IP67, 20 m
XS2F-M12PUR3A2M | 5195 | 419156 | Sensor cable, M12 right-angle socket (female), 3-poles, A coded, PUR fire-retardant halogen free cable, IP67, 2 m
XS2F-M12PUR3A2MPLED | 6785 | 378106 | Sensor cable, M12 right-angle socket (female), 3-poles, A coded, PUR fire-retardant halogen free cable, with LED indicator (PNP), IP67, 2 m
XS2F-M12PUR3A5M | 6915 | 419157 | Sensor cable, M12 right-angle socket (female), 3-poles, A coded, PUR fire-retardant halogen free cable, IP67, 5 m
XS2F-M12PUR3A5MPLED | 8640 | 378107 | Sensor cable, M12 right-angle socket (female), 3-poles, A coded, PUR fire-retardant halogen free cable, with LED indicator (PNP), IP67, 5 m
XS2F-M12PUR3S10M | 10500 | 419158 | Sensor cable, M12 straight socket (female), 3-poles, A coded, PUR fire-retardant halogen free cable, IP67, 10 m
XS2F-M12PUR3S15M | 13350 | 419203 | Sensor cable, M12 straight socket (female), 3-poles, A coded, PUR fire-retardant halogen free cable, IP67, 15 m
XS2F-M12PUR3S20M | 16220 | 419204 | Sensor cable, M12 straight socket (female), 3-poles, A coded, PUR fire-retardant halogen free cable, IP67, 20 m
XS2F-M12PUR3S2M | 5195 | 419159 | Sensor cable, M12 straight socket (female), 3-poles, A coded, PUR fire-retardant halogen free cable, IP67, 2 m
XS2F-M12PUR3S5M | 6915 | 419160 | Sensor cable, M12 straight socket (female), 3-poles, A coded, PUR fire-retardant halogen free cable, IP67, 5 m
XS2F-M12PUR4A10M | 10500 | 419161 | Sensor cable, M12 right-angle socket (female), 4-poles, A coded, PUR fire-retardant halogen free cable, IP67, 10 m
XS2F-M12PUR4A10MPLED | 12380 | 378111 | Sensor cable, M12 right-angle socket (female), 4-poles, A coded, PUR fire-retardant halogen free cable, with LED indicator (PNP), IP67, 10 m
XS2F-M12PUR4A15M | 13350 | 419162 | Sensor cable, M12 right-angle socket (female), 4-poles, A coded, PUR fire-retardant halogen free cable, IP67, 15 m
XS2F-M12PUR4A20M | 16220 | 419163 | Sensor cable, M12 right-angle socket (female), 4-poles, A coded, PUR fire-retardant halogen free cable, IP67, 20 m
XS2F-M12PUR4A2M | 5195 | 419164 | Sensor cable, M12 right-angle socket (female), 4-poles, A coded, PUR fire-retardant halogen free cable, IP67, 2 m
XS2F-M12PUR4A2MPLED | 7765 | 378109 | Sensor cable, M12 right-angle socket (female), 4-poles, A coded, PUR fire-retardant halogen free cable, with LED indicator (PNP), IP67, 2 m
XS2F-M12PUR4A3M | 7575 | 658978 | Sensor cable, M12 right-angle socket (female), 4-poles, A coded, PUR fire-retardant halogen free cable, IP67, 3 m
XS2F-M12PUR4A5M | 6915 | 419165 | Sensor cable, M12 right-angle socket (female), 4-poles, A coded, PUR fire-retardant halogen free cable, IP67, 5 m
XS2F-M12PUR4A5MPLED | 9430 | 378110 | Sensor cable, M12 right-angle socket (female), 4-poles, A coded, PUR fire-retardant halogen free cable, with LED indicator (PNP), IP67, 5 m
XS2F-M12PUR4S10M | 10500 | 419166 | Sensor cable, M12 straight socket (female), 4-poles, A coded, PUR fire-retardant halogen free cable, IP67, 10 m
XS2F-M12PUR4S15M | 13350 | 419167 | Sensor cable, M12 straight socket (female), 4-poles, A coded, PUR fire-retardant halogen free cable, IP67, 15 m
XS2F-M12PUR4S20M | 16220 | 419168 | Sensor cable, M12 straight socket (female), 4-poles, A coded, PUR fire-retardant halogen free cable, IP67, 20 m
XS2F-M12PUR4S2M | 5195 | 419169 | Sensor cable, M12 straight socket (female), 4-poles, A coded, PUR fire-retardant halogen free cable, IP67, 2 m
XS2F-M12PUR4S3M | 6875 | 658976 | Sensor cable, M12 straight socket (female), 4-poles, A coded, PUR fire-retardant halogen free cable, IP67, 3 m
XS2F-M12PUR4S5M | 6915 | 419170 | Sensor cable, M12 straight socket (female), 4-poles, A coded, PUR fire-retardant halogen free cable, IP67, 5 m
XS2F-M12PUR5A10M | 10970 | 419205 | Sensor cable, M12 right-angle socket (female), 5-poles, A coded, PUR fire-retardant halogen free cable, IP67, 10 m
XS2F-M12PUR5A15M | 13830 | 419206 | Sensor cable, M12 right-angle socket (female), 5-poles, A coded, PUR fire-retardant halogen free cable, IP67, 15 m
XS2F-M12PUR5A20M | 16700 | 419207 | Sensor cable, M12 right-angle socket (female), 5-poles, A coded, PUR fire-retardant halogen free cable, IP67, 20 m
XS2F-M12PUR5A2M | 5670 | 419171 | Sensor cable, M12 right-angle socket (female), 5-poles, A coded, PUR fire-retardant halogen free cable, IP67, 2 m
XS2F-M12PUR5A5M | 7395 | 419172 | Sensor cable, M12 right-angle socket (female), 5-poles, A coded, PUR fire-retardant halogen free cable, IP67, 5 m
XS2F-M12PUR5S10M | 10970 | 419173 | Sensor cable, M12 straight socket (female), 5-poles, A coded, PUR fire-retardant halogen free cable, IP67, 10 m
XS2F-M12PUR5S15M | 13830 | 419174 | Sensor cable, M12 straight socket (female), 5-poles, A coded, PUR fire-retardant halogen free cable, IP67, 15 m
XS2F-M12PUR5S20M | 16700 | 419208 | Sensor cable, M12 straight socket (female), 5-poles, A coded, PUR fire-retardant halogen free cable, IP67, 20 m
XS2F-M12PUR5S2M | 5670 | 419175 | Sensor cable, M12 straight socket (female), 5-poles, A coded, PUR fire-retardant halogen free cable, IP67, 2 m
XS2F-M12PUR5S5M | 7395 | 419176 | Sensor cable, M12 straight socket (female), 5-poles, A coded, PUR fire-retardant halogen free cable, IP67, 5 m
XS2F-M12PVC3A10M | 9245 | 419177 | Sensor cable, M12 right-angle socket (female), 3-poles, A coded, PVC fire-retardant cable, IP67, 10 m
XS2F-M12PVC3A10MNLED | 10520 | 378099 | Sensor cable, M12 right-angle socket (female), 3-poles, A coded, PVC fire-retardant cable, with LED indicator (NPN), IP67, 10 m
XS2F-M12PVC3A10MPLED | 8935 | 378102 | Sensor cable, M12 right-angle socket (female), 3-poles, A coded, PVC fire-retardant cable, with LED indicator (PNP), IP67, 10 m
XS2F-M12PVC3A15M | 11650 | 419209 | Sensor cable, M12 right-angle socket (female), 3-poles, A coded, PVC fire-retardant cable, IP67, 15 m
XS2F-M12PVC3A20M | 14030 | 419210 | Sensor cable, M12 right-angle socket (female), 3-poles, A coded, PVC fire-retardant cable, IP67, 20 m
XS2F-M12PVC3A2M | 4714 | 419178 | Sensor cable, M12 right-angle socket (female), 3-poles, A coded, PVC fire-retardant cable, IP67, 2 m
XS2F-M12PVC3A2MNLED | 7765 | 378097 | Sensor cable, M12 right-angle socket (female), 3-poles, A coded, PVC fire-retardant cable, with LED indicator (NPN), IP67, 2 m
XS2F-M12PVC3A2MPLED | 6050 | 378100 | Sensor cable, M12 right-angle socket (female), 3-poles, A coded, PVC fire-retardant cable, with LED indicator (PNP), IP67, 2 m
XS2F-M12PVC3A5M | 6145 | 419179 | Sensor cable, M12 right-angle socket (female), 3-poles, A coded, PVC fire-retardant cable, IP67, 5 m
XS2F-M12PVC3A5MNLED | 8745 | 378098 | Sensor cable, M12 right-angle socket (female), 3-poles, A coded, PVC fire-retardant cable, with LED indicator (NPN), IP67, 5 m
XS2F-M12PVC3A5MPLED | 7070 | 378101 | Sensor cable, M12 right-angle socket (female), 3-poles, A coded, PVC fire-retardant cable, with LED indicator (PNP), IP67, 5 m
XS2F-M12PVC3S10M | 9245 | 419180 | Sensor cable, M12 straight socket (female), 3-poles, A coded, PVC fire-retardant cable, IP67, 10 m
XS2F-M12PVC3S15M | 11650 | 419211 | Sensor cable, M12 straight socket (female), 3-poles, A coded, PVC fire-retardant cable, IP67, 15 m
XS2F-M12PVC3S20M | 14030 | 419212 | Sensor cable, M12 straight socket (female), 3-poles, A coded, PVC fire-retardant cable, IP67, 20 m
XS2F-M12PVC3S2M | 4714 | 419181 | Sensor cable, M12 straight socket (female), 3-poles, A coded, PVC fire-retardant cable, IP67, 2 m
XS2F-M12PVC3S5M | 6145 | 419182 | Sensor cable, M12 straight socket (female), 3-poles, A coded, PVC fire-retardant cable, IP67, 5 m
XS2F-M12PVC4A10M | 9245 | 419183 | Sensor cable, M12 right-angle socket (female), 4-poles, A coded, PVC fire-retardant cable, IP67, 10 m
XS2F-M12PVC4A10MPLED | 10520 | 378105 | Sensor cable, M12 right-angle socket (female), 4-poles, A coded, PVC fire-retardant cable, with LED indicator (PNP), IP67, 10 m
XS2F-M12PVC4A15M | 11650 | 419184 | Sensor cable, M12 right-angle socket (female), 4-poles, A coded, PVC fire-retardant cable, IP67, 15 m
XS2F-M12PVC4A20M | 14030 | 419185 | Sensor cable, M12 right-angle socket (female), 4-poles, A coded, PVC fire-retardant cable, IP67, 20 m
XS2F-M12PVC4A25M | 18460 | 419213 | Sensor cable, M12 right-angle socket (female), 4-poles, A coded, PVC fire-retardant cable, IP67, 25 m
XS2F-M12PVC4A2M | 4714 | 419186 | Sensor cable, M12 right-angle socket (female), 4-poles, A coded, PVC fire-retardant cable, IP67, 2 m
XS2F-M12PVC4A2MPLED | 7625 | 378103 | Sensor cable, M12 right-angle socket (female), 4-poles, A coded, PVC fire-retardant cable, with LED indicator (PNP), IP67, 2 m
XS2F-M12PVC4A3M | 7575 | 658975 | Sensor cable, M12 right-angle socket (female), 4-poles, A coded, PVC fire-retardant cable, IP67, 3 m
XS2F-M12PVC4A5M | 6145 | 419187 | Sensor cable, M12 right-angle socket (female), 4-poles, A coded, PVC fire-retardant cable, IP67, 5 m
XS2F-M12PVC4A5MPLED | 8575 | 378104 | Sensor cable, M12 right-angle socket (female), 4-poles, A coded, PVC fire-retardant cable, with LED indicator (PNP), IP67, 5 m
XS2F-M12PVC4S10M | 9245 | 419188 | Sensor cable, M12 straight socket (female), 4-poles, A coded, PVC fire-retardant cable, IP67, 10 m
XS2F-M12PVC4S15M | 11650 | 419189 | Sensor cable, M12 straight socket (female), 4-poles, A coded, PVC fire-retardant cable, IP67, 15 m
XS2F-M12PVC4S20M | 14030 | 419190 | Sensor cable, M12 straight socket (female), 4-poles, A coded, PVC fire-retardant cable, IP67, 20 m
XS2F-M12PVC4S2M | 4714 | 419191 | Sensor cable, M12 straight socket (female), 4-poles, A coded, PVC fire-retardant cable, IP67, 2 m
XS2F-M12PVC4S3M | 5840 | 419192 | Sensor cable, M12 straight socket (female), 4-poles, A coded, PVC fire-retardant cable, IP67, 3 m
XS2F-M12PVC4S5M | 6145 | 419193 | Sensor cable, M12 straight socket (female), 4-poles, A coded, PVC fire-retardant cable, IP67, 5 m
XS2F-M12PVC5A10M | 9740 | 419194 | Sensor cable, M12 right-angle socket (female), 5-poles, A coded, PVC fire-retardant cable, IP67, 10 m
XS2F-M12PVC5A15M | 12130 | 419214 | Sensor cable, M12 right-angle socket (female), 5-poles, A coded, PVC fire-retardant cable, IP67, 15 m
XS2F-M12PVC5A20M | 14520 | 419215 | Sensor cable, M12 right-angle socket (female), 5-poles, A coded, PVC fire-retardant cable, IP67, 20 m
XS2F-M12PVC5A2M | 5195 | 419195 | Sensor cable, M12 right-angle socket (female), 5-poles, A coded, PVC fire-retardant cable, IP67, 2 m
XS2F-M12PVC5A5M | 6620 | 419196 | Sensor cable, M12 right-angle socket (female), 5-poles, A coded, PVC fire-retardant cable, IP67, 5 m
XS2F-M12PVC5S10M | 9740 | 419197 | Sensor cable, M12 straight socket (female), 5-poles, A coded, PVC fire-retardant cable, IP67, 10 m
XS2F-M12PVC5S15M | 12130 | 419198 | Sensor cable, M12 straight socket (female), 5-poles, A coded, PVC fire-retardant cable, IP67, 15 m
XS2F-M12PVC5S20M | 14520 | 419216 | Sensor cable, M12 straight socket (female), 5-poles, A coded, PVC fire-retardant cable, IP67, 20 m
XS2F-M12PVC5S2M | 5195 | 419199 | Sensor cable, M12 straight socket (female), 5-poles, A coded, PVC fire-retardant cable, IP67, 2 m
XS2F-M12PVC5S5M | 6620 | 419200 | Sensor cable, M12 straight socket (female), 5-poles, A coded, PVC fire-retardant cable, IP67, 5 m
XS2G-A421 | 4416 | 107640 | Field assembly connector, M12 straight plug (male), 4-poles, B coded, solder connection, for cable diameters 5-6 mm
XS2G-A4C1 | 5050 | 143057 | Field assembly connector, M12 straight plug (male), 4-poles, B coded, crimp connection, for cable diameters 5-6 mm
XS2G-D421 | 6320 | 107630 | Field assembly connector, M12 straight plug (male), 4-poles, A coded, solder connection, for cable diameters 5-6 mm
XS2G-D422 | 7615 | 147529 | Field assembly connector, M12 right-angled plug (male), 4-poles, A coded, solder connection, for cable diameters 5-6 mm
XS2G-D423 | 7035 | 107631 | Field assembly connector, M12 straight plug (male), 4-poles, A coded, solder connection, for cable diameters 4-5 mm
XS2G-D424 | 4253 | 256450 | Field assembly connector, M12 right-angled plug (male), 4-poles, A coded, solder connection, for cable diameters 4-5 mm
XS2G-D425 | 6905 | 147527 | Field assembly connector, M12 straight plug (male), 4-poles, A coded, solder connection, for cable diameters 3-4 mm
XS2G-D426 | 4253 | 256451 | Field assembly connector, M12 right-angled plug (male), 4-poles, A coded, solder connection, for cable diameters 3-4 mm
XS2G-D4C1 | 5790 | 147528 | Field assembly connector, M12 straight plug (male), 4-poles, A coded, crimp connection, for cable diameters 5-6 mm
XS2G-D4C3 | 5790 | 107632 | Field assembly connector, M12 straight plug (male), 4-poles, A coded, crimp connection, for cable diameters 4-5 mm
XS2G-D4C5 | 5535 | 107633 | Field assembly connector, M12 straight plug (male), 4-poles, A coded, crimp connection, for cable diameters 3-4 mm
XS2G-D4S1 | 5225 | 107634 | Field assembly connector, M12 straight plug (male), 4-poles, A coded, screw connection, for cable diameters 5-6 mm
XS2G-D4S2 | 5325 | 107635 | Field assembly connector, M12 right-angle plug (male), 4-poles, A coded, screw connection, for cable diameters 5-6 mm
XS2G-D4S3 | 5325 | 107636 | Field assembly connector, M12 straight plug (male), 4-poles, A coded, screw connection, for cable diameters 4-5 mm
XS2G-D4S4 | 4483 | 103108 | Field assembly connector, M12 right-angle plug (male), 4-poles, A coded, screw connection, for cable diameters 4-5 mm
XS2G-D4S5 | 5325 | 107637 | Field assembly connector, M12 straight plug (male), 4-poles, A coded, screw connection, for cable diameters 3-4 mm
XS2G-D4S6 | 5325 | 107638 | Field assembly connector, M12 right-angle plug (male), 4-poles, A coded, screw connection, for cable diameters 3-4 mm
XS2G-D4S7 | 8420 | 146013 | Field assembly connector, M12 straight plug (male), 4-poles, A coded, screw connection, for cable diameters 7-8 mm
XS2G-D4S9 | 8850 | 167679 | Field assembly connector, M12 straight plug (male), 4-poles, A coded, screw connection, for cable diameters 6-7 mm
XS2G-D5S1 | 5055 | 374560 | Field assembly connector, M12 straight plug (male), 5-poles, A coded, screw connection, for cable diameters 5-6 mm
XS2G-D5S2 | 5155 | 374559 | Field assembly connector, M12 right-angle plug (male), 5-poles, A coded, screw connection, for cable diameters 5-6 mm
XS2G-D5S3 | 5695 | 256454 | Field assembly connector, M12 straight plug (male), 5-poles, A coded, screw connection, for cable diameters 4-5 mm
XS2G-D5S4 | 5985 | 256452 | Field assembly connector, M12 right-angle plug (male), 5-poles, A coded, screw connection, for cable diameters 4-5 mm
XS2G-D5S5 | 6065 | 256455 | Field assembly connector, M12 straight plug (male), 5-poles, A coded, screw connection, for cable diameters 3-4 mm
XS2G-D5S6 | 6065 | 256453 | Field assembly connector, M12 right-angle plug (male), 5-poles, A coded, screw connection, for cable diameters 3-4 mm
XS2G-D5S7 | 7280 | 107639 | Field assembly connector, M12 straight plug (male), 5-poles, A coded, screw connection, for cable diameters 7-8 mm
XS2G-S005 | 5805 | 393250 | Field assembly connector, M12plug (male), customized item (Pin #1 and #2 are connected, Pin #3 and #4 are connected) For Fanac
XS2H-D421-A80-F | 3955 | 107646 | Sensor cable, M12 straight plug (male), 4-poles, A coded, PVC fire-retardant robot cable, IP67, 0.3 m
XS2H-D421-AA0-F | 7045 | 693953 | Sensor cable, M12 straight plug (male), 4-poles, 2-wires (1 - 4), A coded, PVC fire-retardant robot cable, IP67, 0.3 m
XS2H-D421-B80-F | 7710 | 107647 | Sensor cable, M12 straight plug (male), 4-poles, A coded, PVC fire-retardant robot cable, IP67, 0.5 m
XS2H-D421-C80-F | 9450 | 152598 | Sensor cable, M12 straight plug (male), 4-poles, A coded, PVC fire-retardant robot cable, IP67, 1 m
XS2H-D421-CC0-F | 8640 | 393413 | Sensor cable, M12 straight plug (male), 4-poles, 3-wires (1 - 3 - 4), A coded, PVC fire-retardant robot cable, IP67, 0.3 m
XS2H-D421-G80-F | 18710 | 167683 | Sensor cable, M12 straight plug (male), 4-poles, A coded, PVC fire-retardant robot cable, IP67, 5 m
XS2H-D421-J80-F | 17430 | 679412 | Sensor cable, M12 straight plug (male), 4-poles, A coded, PVC fire-retardant robot cable, IP67, 10 m
XS2H-D521-AG0-A | 6230 | 256459 | Sensor cable, M12 straight plug (male), 5-poles, A coded, PVC standard cable, IP67, 0.3 m
XS2H-D521-CG0-A | 7090 | 213830 | Sensor cable, M12 straight plug (male), 5-poles, A coded, PVC standard cable, IP67, 1 m
XS2H-D821-AH0-C | 12750 | 256460 | Sensor cable, M12 straight plug (male), 8-poles, A coded, PVC standard cable, IP67, 0.3 m
XS2H-D821-CH0-C | 15750 | 254442 | Sensor cable, M12 straight plug (male), 8-poles, A coded, PVC standard cable, IP67, 1 m
XS2H-D821-DH0-C | 17750 | 256462 | Sensor cable, M12 straight plug (male), 8-poles, A coded, PVC standard cable, IP67, 2 m
XS2H-D821-GH0-C | 25710 | 256461 | Sensor cable, M12 straight plug (male), 8-poles, A coded, PVC standard cable, IP67, 5 m
XS2M-A421 | 1754 | 156298 | Sensor embedded connector, M12 plug (male), 4-poles, B coded, with screw threads
XS2M-A422 | 2022 | 107649 | Sensor embedded connector, M12 plug (male), 4-poles, B coded, without screw threads
XS2M-A423 | 2039 | 107650 | Panel mount connector, M12 plug (male), 4 poles, B coded, flange-mounting with solder cup pins
XS2M-A424-2 | 3203 | 107651 | Panel mount connector, M12 plug (male), 4 poles, B coded, screw-mounting with solder cup pins
XS2M-D421 | 1726 | 152947 | Sensor embedded connector, M12 plug (male), 4-poles, A coded, with screw threads
XS2M-D422 | 1981 | 105348 | Sensor embedded connector, M12 plug (male), 4-poles, A coded, without screw threads
XS2M-D423 | 2039 | 146349 | Panel mount connector, M12 plug (male), 4 poles, A coded, flange-mounting with solder cup pins
XS2M-D424-1 | 2641 | 256466 | Panel mount connector, M12 plug (male), 4 poles, A coded, screw-mounting with DIP pins
XS2M-D424-2 | 2762 | 141966 | Panel mount connector, M12 plug (male), 4 poles, A coded, screw-mounting with solder cup pins
XS2M-D424-4 | 3322 | 703697 | Panel mount connector, M12 plug (male), 4 poles, A coded, metal body plug, screw-mounting with solder cup pins
XS2M-D524-1 | 2982 | 251465 | Panel mount connector, M12 plug (male), 5 poles, A coded, screw-mounting with DIP pins
XS2M-D524-2 | 4199 | 256467 | Panel mount connector, M12 plug (male), 5 poles, A coded, screw-mounting with solder cup pins
XS2M-D524-4 | 8640 | 269994 | Panel mount connector, M12 plug (male), 5 poles, A coded, metal body plug, screw-mounting with solder cup pins
XS2M-D824-4 | 8890 | 326221 | Panel mount connector, M12 plug (male), 8 poles, A coded, metal body plug, screw-mounting with solder cup pins
XS2P-A421-2 | 7490 | 156299 | Panel mount connector, M12 socket (female), 4 poles, B coded, rear lock, with solder cup pins
XS2P-A422-1 | 8395 | 107657 | Panel mount connector, M12 socket (female), 4 poles, B coded, front lock, with DIP pins
XS2P-A422-2 | 7055 | 107656 | Panel mount connector, M12 socket (female), 4 poles, B coded, front lock, with solder cup pins
XS2P-D421-2 | 7820 | 107653 | Panel mount connector, M12 socket (female), 4 poles, A coded, rear lock, with solder cup pins
XS2P-D422-1 | 7525 | 149199 | Panel mount connector, M12 socket (female), 4 poles, A coded, front lock, with DIP pins
XS2P-D422-2 | 7675 | 107654 | Panel mount connector, M12 socket (female), 4 poles, A coded, front lock, with solder cup pins
XS2P-D422-S002 | 17640 | 107655 | Panel mount connector, M12 socket (female), A coded, customized item
XS2P-D522-1 | 7135 | 251466 | Panel mount connector, M12 socket (female), 5 poles, A coded, front lock, with DIP pins
XS2P-D522-2 | 6305 | 269995 | Panel mount connector, M12 socket (female), 5 poles, A coded, front lock, with solder cup pins
XS2P-D821-2 | 11500 | 256468 | Panel mount connector, M12 socket (female), 8 poles, A coded, rear lock, with solder cup pins
XS2P-D822-2 | 11430 | 256469 | Panel mount connector, M12 socket (female), 8 poles, A coded, front lock, with solder cup pins
XS2R-D422-1 | 20740 | 107659 | Connector, M12 T-joint plug/socket, aggregate model, 4-4:2-4
XS2R-D422-5 | 15230 | 107660 | Connector, M12 T-joint plug/socket, aggregate model, 1:1
XS2R-D423-1 | 19900 | 196507 | Connector
XS2R-D424-1 | 32340 | 171571
XS2R-D426-1 | 27260 | 107661 | Y-Joint plug/socket M12 without cable (3 pole 1:2)
XS2R-D426-5 | 28820 | 106034 | Y-Joint plug/socket M12 without cable (4 pole 1:2)
XS2R-D426-81 | 20140 | 256470 | Y-Joint plug/socket M12 without cable
XS2R-D426-82 | 22140 | 256471 | Y-Joint plug/socket M12 without cable
XS2R-D426-B11-F | 21610 | 107662 | Y-Joint Connector, M12, connectors on both cable ends, 0.5 m
XS2R-D426-C11-F | 19170 | 103926 | Y-Joint Connector, M12, connectors on both cable ends, 1 m
XS2R-D426-D10-F | 19170 | 107663 | Y-Joint Connector, M12, connectors on one cable end, 2 m
XS2R-D426-D11-F | 30230 | 107664 | Y-Joint Connector, M12, connectors on both cable ends, 2 m
XS2R-D426-E10-F | 39670 | 107669 | Y-Joint Connector, M12, connectors on one cable end, 3 m
XS2R-D426-E11-F | 36720 | 142700 | Y-Joint Connector, M12, connectors on both cable ends, 3 m
XS2R-D426-G10-F | 36930 | 151444 | Y-Joint Connector, M12, connectors on one cable end, 5 m
XS2R-D427-5 | 22660 | 107668 | DeviceNet environment resistive terminal T-junction power connector (2 x female, 1 x male)
XS2R-D526-S001-2 | 22380 | 107665
XS2R-D526-S001-5 | 27250 | 107666 | Y-Joint plug/socket M12 without cable 5 pole
XS2R-D526-S003 | 31130 | 107667 | Remote I/O
XS2U-2221 | 332.4 | 143058 | Crimping Pin for XS2C, Socket-Pin, Suitable Conductor Size 0.18 to 0.3 mm2
XS2U-2222 | 332.4 | 107671 | Crimping Pin for XS2C, Socket-Pin, Suitable Conductor Size 0.5 to 0.75 mm2
XS2U-3121 | 231.5 | 107672 | Crimping Pin for XS2G, Plug-Pin, Suitable Conductor Size 0.18 to 0.3 mm2
XS2U-3122 | 231.5 | 107673 | Crimping Pin for XS2G, Plug-Pin, Suitable Conductor Size 0.5 to 0.75 mm2
XS2W-D421-A81-SA | 16100 | 372743 | Cable with connectors on both cable ends, M12 straight socket (female), M12 straight plug (male), 4-poles, A coded, PVC spatter-resistant cable, IP67, 0.3 m
XS2W-D421-B81-F | 9425 | 107603 | Cable with connectors on both cable ends, M12 straight socket (female), M12 straight plug (male), 4-poles, A coded, PVC fire-retardant robot cable, IP67, 0.5 m
XS2W-D421-B81-SA | 15250 | 367772 | Cable with connectors on both cable ends, M12 straight socket (female), M12 straight plug (male), 4-poles, A coded, PVC spatter-resistant cable, IP67, 0.5 m
XS2W-D421-BX1 | 10900 | 171647 | Cable with connectors on both cable ends, M12 straight socket (female), M12 straight plug (male), 4-poles, A coded, IP67, 0.5 m, special item
XS2W-D421-BY1 | 10060 | 157516 | Cable with connectors on both cable ends, M12 straight socket (female), M12 straight plug (male), 4-poles, A coded, IP67, 0.5 m, special item
XS2W-D421-C81-F | 10590 | 149606 | Cable with connectors on both cable ends, M12 straight socket (female), M12 straight plug (male), 4-poles, A coded, PVC fire-retardant robot cable, IP67, 1 m
XS2W-D421-CC1-TR | 13140 | 105350 | Cable with connectors on both cable ends, M12 straight socket (female), M12 straight plug (male), 4-poles, A coded, 3-wires (1 - 3 - 4), PVC cable, IP67, 1 m
XS2W-D421-D81-F | 13220 | 107608 | Cable with connectors on both cable ends, M12 straight socket (female), M12 straight plug (male), 4-poles, A coded, PVC fire-retardant robot cable, IP67, 2 m
XS2W-D421-E81-F | 17290 | 149267 | Cable with connectors on both cable ends, M12 straight socket (female), M12 straight plug (male), 4-poles, A coded, PVC fire-retardant robot cable, IP67, 3 m
XS2W-D421-E81-SA | 20570 | 365177 | Cable with connectors on both cable ends, M12 straight socket (female), M12 straight plug (male), 4-poles, A coded, PVC spatter-resistant cable, IP67, 3 m
XS2W-D421-F81-F | 14730 | 373180 | Cable with connectors on both cable ends, M12 straight socket (female), M12 straight plug (male), 4-poles, A coded, PVC fire-retardant robot cable, IP67, 4 m
XS2W-D421-G81-F | 18050 | 107609 | Cable with connectors on both cable ends, M12 straight socket (female), M12 straight plug (male), 4-poles, A coded, PVC fire-retardant robot cable, IP67, 5 m
XS2W-D421-G81-SA | 17760 | 669135 | Cable with connectors on both cable ends, M12 straight socket (female), M12 straight plug (male), 4-poles, A coded, PVC spatter-resistant cable, IP67, 5 m
XS2W-D421-H81-F | 21040 | 373177 | Cable with connectors on both cable ends, M12 straight socket (female), M12 straight plug (male), 4-poles, A coded, PVC fire-retardant robot cable, IP67, 7 m
XS2W-D421-J81-F | 23530 | 146350 | Cable with connectors on both cable ends, M12 straight socket (female), M12 straight plug (male), 4-poles, A coded, PVC fire-retardant robot cable, IP67, 10 m
XS2W-D421-J81-SA | 42830 | 372744 | Cable with connectors on both cable ends, M12 straight socket (female), M12 straight plug (male), 4-poles, A coded, PVC spatter-resistant cable, IP67, 10 m
XS2W-D421-K81-F | 36080 | 696448 | Cable with connectors on both cable ends, M12 straight socket (female), M12 straight plug (male), 4-poles, A coded, PVC fire-retardant robot cable, IP67, 15 m
XS2W-D421-L81-F | 58500 | 180834 | Cable with connectors on both cable ends, M12 straight socket (female), M12 straight plug (male), 4-poles, A coded, PVC fire-retardant robot cable, IP67, 20 m
XS2W-D421-S046 | 29050 | 367773 | Cable with connectors on both cable ends, M12 straight socket (female), M12 straight plug (male), 4-poles, A coded, customized item
XS2W-D421-S047 | 29320 | 328968 | I/O Power adapter cable for conversion from DRT1 to DRT2 IP67 modules, M12 male to 7/8" female
XS2W-D421-Y81-SA | 17970 | 365176 | Cable with connectors on both cable ends, M12 straight socket (female), M12 straight plug (male), 4-poles, A coded, PVC spatter-resistant cable, IP67, 1.5 m
XS2W-D423-G81-F | 6395 | 698785 | Cable with connectors on both cable ends, M12 straight socket (female), M12 right-angle plug (male), 4-poles, A coded, PVC fire-retardant robot cable, IP67, 5 m
XS2W-D424-D81-F | 11310 | 374848 | Cable with connectors on both cable ends, M12 right-angle socket (female), M12 straight plug (male), 4-poles, A coded, PVC fire-retardant robot cable, IP67, 2 m
XS2W-D424-G81-F | 17860 | 668475 | Cable with connectors on both cable ends, M12 right-angle socket (female), M12 straight plug (male), 4-poles, A coded, PVC fire-retardant robot cable, IP67, 5 m
XS2W-D521-DG1-A | 11230 | 354395 | Cable with connectors on both cable ends, M12 straight socket (female), M12 straight plug (male), 5-poles, A coded, PVC standard cable, IP67, 2 m
XS2W-D521-GG1-A | 12770 | 354394 | Cable with connectors on both cable ends, M12 straight socket (female), M12 straight plug (male), 5-poles, A coded, PVC standard cable, IP67, 5 m
XS2W-D521-JG1-A | 16880 | 354393 | Cable with connectors on both cable ends, M12 straight socket (female), M12 straight plug (male), 5-poles, A coded, PVC standard cable, IP67, 10 m
XS2W-D521-KG1-A | 21940 | 354392 | Cable with connectors on both cable ends, M12 straight socket (female), M12 straight plug (male), 5-poles, A coded, PVC standard cable, IP67, 15 m
XS2W-D521-LG1-A | 28520 | 354396 | Cable with connectors on both cable ends, M12 straight socket (female), M12 straight plug (male), 5-poles, A coded, PVC standard cable, IP67, 20 m
XS2W-D821-CH1-C | 31980 | 107612 | Cable with connectors on both cable ends, M12 straight socket (female), M12 straight plug (male), 8-poles, A coded, PVC standard cable, IP67, 1 m
XS2W-D821-DH1-C | 22150 | 256475 | Cable with connectors on both cable ends, M12 straight socket (female), M12 straight plug (male), 8-poles, A coded, PVC standard cable, IP67, 2 m
XS2W-D821-EH1-C | 39830 | 104623 | Cable with connectors on both cable ends, M12 straight socket (female), M12 straight plug (male), 8-poles, A coded, PVC standard cable, IP67, 3 m
XS2W-D821-GH1-C | 36470 | 154897 | Cable with connectors on both cable ends, M12 straight socket (female), M12 straight plug (male), 8-poles, A coded, PVC standard cable, IP67, 5 m
XS2W-M12PUR4SA1M | 8495 | 393370 | Cable with connectors on both cable ends, M12 right-angle socket (female), M12 straight plug (male), 4-poles, A coded, PVC fire-retardant robot cable, IP67, 1 m
XS2W-M12PUR4SA3M | 26490 | 393372 | Cable with connectors on both cable ends, M12 right-angle socket (female), M12 straight plug (male), 4-poles, A coded, PVC fire-retardant robot cable, IP67, 3 m
XS2W-T015 | 14530 | 107610 | Cable with connectors on both cable ends, customized item
XS2Z-11 | 2059 | 107615
XS2Z-12 | 2786 | 107618 | IP67 cap for not used I/O connectors (M12)
XS2Z-13 | 295.6 | 107616
XS2Z-14 | 465.9 | 107617
XS2Z-15 | 553 | 144211
XS2Z-16 | 957.5 | 107619
XS2Z-16Z | 465.9 | 107620
XS2Z-18 | 395.9 | 690336 | Loosening-preventing C-ring accessory for XS2F/H/W connectors
XS2Z-22 | 2962 | 143740 | Water-resistive Covers for M12-male connector
XS3F-E421-402-A | 10900 | 250787 | Sensor cable, M8 straight socket (female), SUS connector, 4-poles, PVC standard cable, IP67, 2 m
XS3F-E421-405-A | 13430 | 250788 | Sensor cable, M8 straight socket (female), SUS connector, 4-poles, PVC standard cable, IP67, 5 m
XS3F-E421-410-A | 16590 | 250782 | Sensor cable, M8 straight socket (female), SUS connector, 4-poles, PVC standard cable, IP67, 10 m
XS3F-E421-415-A | 25860 | 324917 | Sensor cable, M8 straight socket (female), SUS connector, 4-poles, PVC standard cable, IP67, 15 m
XS3F-E422-402-A | 11210 | 250789 | Sensor cable, M8 right-angle socket (female), SUS connector, 4-poles, PVC standard cable, IP67, 2 m
XS3F-E422-405-A | 13550 | 250790 | Sensor cable, M8 right-angle socket (female), SUS connector, 4-poles, PVC standard cable, IP67, 5 m
XS3F-E422-410-A | 16730 | 250783 | Sensor cable, M8 right-angle socket (female), SUS connector, 4-poles, PVC standard cable, IP67, 10 m
XS3F-LM8PVC3A2M | 2966 | 358076 | Sensor cable, M8 right-angle socket (female), 3-poles, PVC standard cable, IP67, 2 m
XS3F-LM8PVC3A5M | 3982 | 358077 | Sensor cable, M8 right-angle socket (female), 3-poles, PVC standard cable, IP67, 5 m
XS3F-LM8PVC3S2M | 2966 | 358078 | Sensor cable, M8 straight socket (female), 3-poles, PVC standard cable, IP67, 2 m
XS3F-LM8PVC3S5M | 3982 | 358079 | Sensor cable, M8 straight socket (female), 3-poles, PVC standard cable, IP67, 5 m
XS3F-LM8PVC4A2M | 2966 | 358080 | Sensor cable, M8 right-angle socket (female), 4-poles, PVC standard cable, IP67, 2 m
XS3F-LM8PVC4A5M | 3982 | 358081 | Sensor cable, M8 right-angle socket (female), 4-poles, PVC standard cable, IP67, 5 m
XS3F-LM8PVC4S2M | 2966 | 358082 | Sensor cable, M8 straight socket (female), 4-poles, PVC standard cable, IP67, 2 m
XS3F-LM8PVC4S5M | 3982 | 358083 | Sensor cable, M8 straight socket (female), 4-poles, PVC standard cable, IP67, 5 m
XS3F-M321-302-R | 4823 | 372022 | Sensor cable, M8 straight socket (female), 3-poles, PVC robot cable, IP67, 2 m
XS3F-M321-305-R | 5380 | 372023 | Sensor cable, M8 straight socket (female), 3-poles, PVC robot cable, IP67, 5 m
XS3F-M321-310-R | 7465 | 701359 | Sensor cable, M8 straight socket (female), 3-poles, PVC robot cable, IP67, 10 m
XS3F-M322-302-R | 4823 | 372024 | Sensor cable, M8 right-angle socket (female), 3-poles, PVC robot cable, IP67, 2 m
XS3F-M322-305-R | 5380 | 372025 | Sensor cable, M8 right-angle socket (female), 3-poles, PVC robot cable, IP67, 5 m
XS3F-M322-310-R | 13820 | 372026 | Sensor cable, M8 right-angle socket (female), 3-poles, PVC robot cable, IP67, 10 m
XS3F-M421-401-A | 6345 | 167691 | Sensor cable, M8 straight socket (female), 4-poles, PVC standard cable, IP67, 1 m
XS3F-M421-401-R | 9415 | 151787 | Sensor cable, M8 straight socket (female), 4-poles, PVC robot cable, IP67, 1 m
XS3F-M421-402-A | 7055 | 107537 | Sensor cable, M8 straight socket (female), 4-poles, PVC standard cable, IP67, 2 m
XS3F-M421-402-PR | 5260 | 695604 | Sensor cable, M8 straight socket (female), 4-poles, PUR oil-resistant robot cable, IP67, 2 m
XS3F-M421-402-R | 9820 | 156301 | Sensor cable, M8 straight socket (female), 4-poles, PVC robot cable, IP67, 2 m
XS3F-M421-405-A | 8845 | 105016 | Sensor cable, M8 straight socket (female), 4-poles, PVC standard cable, IP67, 5 m
XS3F-M421-405-R | 11430 | 107621 | Sensor cable, M8 straight socket (female), 4-poles, PVC robot cable, IP67, 5 m
XS3F-M421-410-A | 11380 | 107539 | Sensor cable, M8 straight socket (female), 4-poles, PVC standard cable, IP67, 10 m
XS3F-M421-410-R | 11920 | 250785 | Sensor cable, M8 straight socket (female), 4-poles, PVC robot cable, IP67, 10 m
XS3F-M422-401-A | 6765 | 250786 | Sensor cable, M8 right-angle socket (female), 4-poles, PVC standard cable, IP67, 1 m
XS3F-M422-401-R | 6420 | 250784 | Sensor cable, M8 right-angle socket (female), 4-poles, PVC robot cable, IP67, 1 m
XS3F-M422-402-A | 7055 | 107538 | Sensor cable, M8 right-angle socket (female), 4-poles, PVC standard cable, IP67, 2 m
XS3F-M422-402-R | 10160 | 107622 | Sensor cable, M8 right-angle socket (female), 4-poles, PVC robot cable, IP67, 2 m
XS3F-M422-405-A | 8825 | 141967 | Sensor cable, M8 right-angle socket (female), 4-poles, PVC standard cable, IP67, 5 m
XS3F-M422-405-R | 8845 | 107623 | Sensor cable, M8 right-angle socket (female), 4-poles, PVC robot cable, IP67, 5 m
XS3F-M422-410-A | 11340 | 107540 | Sensor cable, M8 right-angle socket (female), 4-poles, PVC standard cable, IP67, 10 m
XS3F-M422-410-R | 12880 | 250941 | Sensor cable, M8 right-angle socket (female), 4-poles, PVC robot cable, IP67, 10 m
XS3F-M521-505-A | 7580 | 690320 | Sensor cable, M8 straight socket (female), 5-poles, PVC standard cable, IP67, 5 m
XS3F-M522-502-A | 5235 | 693959 | Sensor cable, M8 right-angle socket (female), 5-poles, PVC standard cable, IP67, 2 m
XS3F-M8PUR3A10M | 10120 | 419217 | Sensor cable, M8 right-angle socket (female), 3-poles, PUR fire-retardant halogen free cable, IP67, 10 m
XS3F-M8PUR3A15M | 12960 | 419218 | Sensor cable, M8 right-angle socket (female), 3-poles, PUR fire-retardant halogen free cable, IP67, 15 m
XS3F-M8PUR3A20M | 15840 | 419219 | Sensor cable, M8 right-angle socket (female), 3-poles, PUR fire-retardant halogen free cable, IP67, 20 m
XS3F-M8PUR3A2M | 4811 | 419220 | Sensor cable, M8 right-angle socket (female), 3-poles, PUR fire-retardant halogen free cable, IP67, 2 m
XS3F-M8PUR3A3M | 7015 | 658977 | Sensor cable, M8 right-angle socket (female), 3-poles, PUR fire-retardant halogen free cable, IP67, 3 m
XS3F-M8PUR3A5M | 6525 | 419221 | Sensor cable, M8 right-angle socket (female), 3-poles, PUR fire-retardant halogen free cable, IP67, 5 m
XS3F-M8PUR3S10M | 10120 | 419222 | Sensor cable, M8 straight socket (female), 3-poles, PUR fire-retardant halogen free cable, IP67, 10 m
XS3F-M8PUR3S15M | 12960 | 419223 | Sensor cable, M8 straight socket (female), 3-poles, PUR fire-retardant halogen free cable, IP67, 15 m
XS3F-M8PUR3S20M | 15840 | 419224 | Sensor cable, M8 straight socket (female), 3-poles, PUR fire-retardant halogen free cable, IP67, 20 m
XS3F-M8PUR3S2M | 4811 | 419225 | Sensor cable, M8 straight socket (female), 3-poles, PUR fire-retardant halogen free cable, IP67, 2 m
XS3F-M8PUR3S5M | 6525 | 419226 | Sensor cable, M8 straight socket (female), 3-poles, PUR fire-retardant halogen free cable, IP67, 5 m
XS3F-M8PUR4A10M | 10120 | 419227 | Sensor cable, M8 right-angle socket (female), 4-poles, PUR fire-retardant halogen free cable, IP67, 10 m
XS3F-M8PUR4A15M | 12960 | 419228 | Sensor cable, M8 right-angle socket (female), 4-poles, PUR fire-retardant halogen free cable, IP67, 15 m
XS3F-M8PUR4A20M | 15840 | 419229 | Sensor cable, M8 right-angle socket (female), 4-poles, PUR fire-retardant halogen free cable, IP67, 20 m
XS3F-M8PUR4A2M | 4811 | 419230 | Sensor cable, M8 right-angle socket (female), 4-poles, PUR fire-retardant halogen free cable, IP67, 2 m
XS3F-M8PUR4A3M | 7015 | 658979 | Sensor cable, M8 right-angle socket (female), 4-poles, PUR fire-retardant halogen free cable, IP67, 4 m
XS3F-M8PUR4A5M | 6525 | 419231 | Sensor cable, M8 right-angle socket (female), 4-poles, PUR fire-retardant halogen free cable, IP67, 5 m
XS3F-M8PUR4S10M | 10120 | 419232 | Sensor cable, M8 straight socket (female), 4-poles, PUR fire-retardant halogen free cable, IP67, 10 m
XS3F-M8PUR4S15M | 12960 | 419233 | Sensor cable, M8 straight socket (female), 4-poles, PUR fire-retardant halogen free cable, IP67, 15 m
XS3F-M8PUR4S20M | 15840 | 419234 | Sensor cable, M8 straight socket (female), 4-poles, PUR fire-retardant halogen free cable, IP67, 20 m
XS3F-M8PUR4S2M | 4811 | 419235 | Sensor cable, M8 straight socket (female), 4-poles, PUR fire-retardant halogen free cable, IP67, 2 m
XS3F-M8PUR4S5M | 6525 | 419236 | Sensor cable, M8 straight socket (female), 4-poles, PUR fire-retardant halogen free cable, IP67, 5 m
XS3F-M8PVC3A10M | 8880 | 419237 | Sensor cable, M8 right-angle socket (female), 3-poles, PVC fire-retardant cable, IP67, 10 m
XS3F-M8PVC3A15M | 11260 | 419238 | Sensor cable, M8 right-angle socket (female), 3-poles, PVC fire-retardant cable, IP67, 15 m
XS3F-M8PVC3A20M | 13640 | 419239 | Sensor cable, M8 right-angle socket (female), 3-poles, PVC fire-retardant cable, IP67, 20 m
XS3F-M8PVC3A2M | 4334 | 419240 | Sensor cable, M8 right-angle socket (female), 3-poles, PVC fire-retardant cable, IP67, 2 m
XS3F-M8PVC3A5M | 5765 | 419241 | Sensor cable, M8 right-angle socket (female), 3-poles, PVC fire-retardant cable, IP67, 5 m
XS3F-M8PVC3S10M | 8880 | 419242 | Sensor cable, M8 straight socket (female), 3-poles, PVC fire-retardant cable, IP67, 10 m
XS3F-M8PVC3S15M | 11260 | 419243 | Sensor cable, M8 straight socket (female), 3-poles, PVC fire-retardant cable, IP67, 15 m
XS3F-M8PVC3S20M | 13640 | 419244 | Sensor cable, M8 straight socket (female), 3-poles, PVC fire-retardant cable, IP67, 20 m
XS3F-M8PVC3S2M | 4334 | 419245 | Sensor cable, M8 straight socket (female), 3-poles, PVC fire-retardant cable, IP67, 2 m
XS3F-M8PVC3S5M | 5765 | 419246 | Sensor cable, M8 straight socket (female), 3-poles, PVC fire-retardant cable, IP67, 5 m
XS3F-M8PVC4A10M | 8880 | 419247 | Sensor cable, M8 right-angle socket (female), 4-poles, PVC fire-retardant cable, IP67, 10 m
XS3F-M8PVC4A15M | 11260 | 419248 | Sensor cable, M8 right-angle socket (female), 4-poles, PVC fire-retardant cable, IP67, 15 m
XS3F-M8PVC4A20M | 13640 | 419249 | Sensor cable, M8 right-angle socket (female), 4-poles, PVC fire-retardant cable, IP67, 20 m
XS3F-M8PVC4A2M | 4334 | 419250 | Sensor cable, M8 right-angle socket (female), 4-poles, PVC fire-retardant cable, IP67, 2 m
XS3F-M8PVC4A5M | 5765 | 419251 | Sensor cable, M8 right-angle socket (female), 4-poles, PVC fire-retardant cable, IP67, 5 m
XS3F-M8PVC4S10M | 8880 | 419252 | Sensor cable, M8 straight socket (female), 4-poles, PVC fire-retardant cable, IP67, 10 m
XS3F-M8PVC4S15M | 11260 | 419253 | Sensor cable, M8 straight socket (female), 4-poles, PVC fire-retardant cable, IP67, 15 m
XS3F-M8PVC4S20M | 13640 | 419254 | Sensor cable, M8 straight socket (female), 4-poles, PVC fire-retardant cable, IP67, 20 m
XS3F-M8PVC4S2M | 4334 | 419255 | Sensor cable, M8 straight socket (female), 4-poles, PVC fire-retardant cable, IP67, 2 m
XS3F-M8PVC4S5M | 5765 | 419256 | Sensor cable, M8 straight socket (female), 4-poles, PVC fire-retardant cable, IP67, 5 m
XS3F-S421-401-R | 6260 | 250791 | Sensor cable, M8 straight socket (female), Snap-In connector, 4-poles, PVC robot cable, IP67, 1 m
XS3F-S421-401-RZ | 5790 | 107531 | Customized item
XS3F-S421-402-R | 6680 | 250792 | Sensor cable, M8 straight socket (female), Snap-In connector, 4-poles, PVC robot cable, IP67, 2 m
XS3F-S421-405-R | 8635 | 250793 | Sensor cable, M8 straight socket (female), Snap-In connector, 4-poles, PVC robot cable, IP67, 5 m
XS3F-S422-401-R | 6185 | 250794 | Sensor cable, M8 right-angle socket (female), Snap-In connector, 4-poles, PVC robot cable, IP67, 1 m
XS3F-S422-402-R | 6935 | 250795 | Sensor cable, M8 right-angle socket (female), Snap-In connector, 4-poles, PVC robot cable, IP67, 2 m
XS3F-S422-405-R | 8635 | 250796 | Sensor cable, M8 right-angle socket (female), Snap-In connector, 4-poles, PVC robot cable, IP67, 5 m
XS3H-M321-301-R | 2649 | 393414 | Sensor cable, M8 straight plug (male), 3-poles, PVC robot cable, IP67, 1 m
XS3H-M421-401-R | 6785 | 250798 | Sensor cable, M8 straight plug (male), 4-poles, PVC robot cable, IP67, 1 m
XS3H-M421-402-R | 3859 | 250803 | Sensor cable, M8 straight plug (male), 4-poles, PVC robot cable, IP67, 2 m
XS3H-M421-405-R | 11130 | 250804 | Sensor cable, M8 straight plug (male), 4-poles, PVC robot cable, IP67, 5 m
XS3H-M421-4C3-R | 6190 | 250797 | Sensor cable, M8 straight plug (male), 4-poles, PVC robot cable, IP67, 0.3 m
XS3H-M422-401-R | 7275 | 250800 | Sensor cable, M8 right-angle plug (male), 4-poles, PVC robot cable, IP67, 1 m
XS3H-M422-402-R | 8415 | 250801 | Sensor cable, M8 right-angle plug (male), 4-poles, PVC robot cable, IP67, 2 m
XS3H-M422-405-R | 11130 | 250802 | Sensor cable, M8 right-angle plug (male), 4-poles, PVC robot cable, IP67, 5 m
XS3H-M422-4C3-R | 7070 | 250799 | Sensor cable, M8 right-angle plug (male), 4-poles, PVC robot cable, IP67, 0.3 m
XS3H-S421-401-R | 7810 | 250806 | Sensor cable, M8 straight plug (male), Snap-In connector, 4-poles, PVC robot cable, IP67, 1 m
XS3H-S421-4C3-R | 6480 | 250805 | Sensor cable, M8 straight plug (male), Snap-In connector, 4-poles, PVC robot cable, IP67, 0.3 m
XS3M-K421-1 | 1980 | 250951 | Sensor embedded connector, M8 plug (male), 4 poles, DIP pins
XS3M-K421-2 | 1980 | 250952 | Sensor embedded connector, M8 plug (male), 4 poles, with solder cup pins
XS3P-M421-1 | 5325 | 250807 | Panel mount connector, M8 socket (female), 4 poles, front or rear lock, with DIP pins
XS3P-M421-2 | 5420 | 250809 | Panel mount connector, M8 socket (female), 4 poles, front or rear lock, with solder cup pins
XS3P-M422-2 | 7565 | 250810 | Panel mount connector, M8 socket (female), 4 poles, rear lock, with solder cup pins
XS3P-S421-2 | 5095 | 250808 | Panel mount connector, M8 socket (female), Sanp-In, 4 poles, front or rear lock, with solder cup pins
XS3R-M426-1 | 30460 | 107541 | Y-Joint plug/socket M8-4pin without cable (4-4, 4-2)
XS3R-M426-1011-A | 25650 | 249541
XS3R-M426-1020-A | 24430 | 249544 | Y-Joint Plug/Socket Connector, With Cable, Connector On One End, Cable Length 2 m
XS3R-M426-1021-A | 28090 | 249542
XS3R-M426-1031-A | 29920 | 249543
XS3R-M426-1050-A | 24320 | 249545
XS3R-M426-1C51-A | 23820 | 249480 | Y-Joint Plug/Socket Connector, With Cable, Connector On Both Ends, Cable Length 0.5 m
XS3R-M426-5 | 23020 | 249479 | Y-Joint plug/socket M8-4pin without cable (1:1)
XS3W-M321-301-R | 12970 | 387058 | Cable with connectors on both cable ends, M8 straight socket (female), M8 straight plug (male), 3-poles, PVC robot cable, IP67, 1 m
XS3W-M321-302-R | 13680 | 387059 | Cable with connectors on both cable ends, M8 straight socket (female), M8 straight plug (male), 3-poles, PVC robot cable, IP67, 2 m
XS3W-M321-303-R | 20310 | 393371 | Cable with connectors on both cable ends, M8 straight socket (female), M8 straight plug (male), 3-poles, PVC robot cable, IP67, 3 m
XS3W-M321-305-R | 14710 | 355020 | Cable with connectors on both cable ends, M8 straight socket (female), M8 straight plug (male), 3-poles, PVC robot cable, IP67, 5 m
XS3W-M32C-3C2-A | 28510 | 674687 | Cable with connectors on both cable ends, M8 straight socket (female), Smartclick M12 straight plug (male), 3-poles, PVC standard cable, IP67, 0.2 m
XS3W-M32D-3C2-A | 24800 | 674309 | Cable with connectors on both cable ends, Smartclick M12 straight socket (female), M8 straight plug (male), 3-poles, PVC standard cable, IP67, 0.2 m
XS3W-M421-401-PR | 10470 | 693806 | Cable with connectors on both cable ends, M8 straight socket (female), M8 straight plug (male), 4-poles, PUR oil-resistant robot cable, IP67, 1 m
XS3W-M421-401-R | 13880 | 107542 | Cable with connectors on both cable ends, M8 straight socket (female), M8 straight plug (male), 4-poles, PVC robot cable, IP67, 1 m
XS3W-M421-402-PR | 12140 | 693800 | Cable with connectors on both cable ends, M8 straight socket (female), M8 straight plug (male), 4-poles, PUR oil-resistant robot cable, IP67, 2 m
XS3W-M421-402-R | 14650 | 107543 | Cable with connectors on both cable ends, M8 straight socket (female), M8 straight plug (male), 4-poles, PVC robot cable, IP67, 2 m
XS3W-M421-405-PR | 16490 | 693799 | Cable with connectors on both cable ends, M8 straight socket (female), M8 straight plug (male), 4-poles, PUR oil-resistant robot cable, IP67, 5 m
XS3W-M421-405-R | 16940 | 107544 | Cable with connectors on both cable ends, M8 straight socket (female), M8 straight plug (male), 4-poles, PVC robot cable, IP67, 5 m
XS3W-M422-401-PR | 10680 | 693804 | Cable with connectors on both cable ends, M8 right-angle socket (female), M8 right-angle plug (male), 4-poles, PUR oil-resistant robot cable, IP67, 1 m
XS3W-M422-402-PR | 12140 | 693809 | Cable with connectors on both cable ends, M8 right-angle socket (female), M8 right-angle plug (male), 4-poles, PUR oil-resistant robot cable, IP67, 2 m
XS3W-M422-402-R | 12900 | 250811 | Cable with connectors on both cable ends, M8 right-angle socket (female), M8 right-angle plug (male), 4-poles, PVC robot cable, IP67, 2 m
XS3W-M422-405-PR | 16490 | 693805 | Cable with connectors on both cable ends, M8 right-angle socket (female), M8 right-angle plug (male), 4-poles, PUR oil-resistant robot cable, IP67, 5 m
XS3W-M422-405-R | 16700 | 250812 | Cable with connectors on both cable ends, M8 right-angle socket (female), M8 right-angle plug (male), 4-poles, PVC robot cable, IP67, 5 m
XS3W-M423-401-PR | 10680 | 693810 | Cable with connectors on both cable ends, M8 straight socket (female), M8 right-angle plug (male), 4-poles, PUR oil-resistant robot cable, IP67, 1 m
XS3W-M423-402-PR | 12140 | 693803 | Cable with connectors on both cable ends, M8 straight socket (female), M8 right-angle plug (male), 4-poles, PUR oil-resistant robot cable, IP67, 2 m
XS3W-M423-402-R | 12550 | 250813 | Cable with connectors on both cable ends, M8 straight socket (female), M8 right-angle plug (male), 4-poles, PVC robot cable, IP67, 2 m
XS3W-M423-405-PR | 16490 | 693801 | Cable with connectors on both cable ends, M8 straight socket (female), M8 right-angle plug (male), 4-poles, PUR oil-resistant robot cable, IP67, 5 m
XS3W-M423-405-R | 17150 | 250814 | Cable with connectors on both cable ends, M8 straight socket (female), M8 right-angle plug (male), 4-poles, PVC robot cable, IP67, 5 m
XS3W-M424-401-PR | 10680 | 693808 | Cable with connectors on both cable ends, M8 right-angle socket (female), M8 straight plug (male), 4-poles, PUR oil-resistant robot cable, IP67, 1 m
XS3W-M424-402-PR | 12140 | 693807 | Cable with connectors on both cable ends, M8 right-angle socket (female), M8 straight plug (male), 4-poles, PUR oil-resistant robot cable, IP67, 2 m
XS3W-M424-402-R | 13750 | 250815 | Cable with connectors on both cable ends, M8 right-angle socket (female), M8 straight plug (male), 4-poles, PVC robot cable, IP67, 2 m
XS3W-M424-405-PR | 16490 | 693802 | Cable with connectors on both cable ends, M8 right-angle socket (female), M8 straight plug (male), 4-poles, PUR oil-resistant robot cable, IP67, 5 m
XS3W-M424-405-R | 13780 | 250816 | Cable with connectors on both cable ends, M8 right-angle socket (female), M8 straight plug (male), 4-poles, PVC robot cable, IP67, 5 m
XS3W-M42A-4C2-A | 37410 | 351771 | Cable with connectors on both cable ends, M8 straight socket (female), M12 straight plug (male), 4-poles, PVC standard cable, IP67, 0.2 m
XS3W-M42C-4C2-A | 28510 | 674688 | Cable with connectors on both cable ends, M8 straight socket (female), Smartclick M12 straight plug (male), 4-poles, PVC standard cable, IP67, 0.2 m
XS3W-M42D-4C2-A | 24800 | 674686 | Cable with connectors on both cable ends, Smartclick M12 straight socket (female), M8 straight plug (male), 4-poles, PVC standard cable, IP67, 0.2 m
XS3W-M8PVC3SA2M | 3208 | 700890 | Cable with connectors on both cable ends, M8 right-angle socket (female), M8 straight plug (male), 4-poles, PVC fire-retardant cable, IP67, 2 m
XS3W-S421-401-R | 11130 | 250817 | Cable with connectors on both cable ends, M8 straight socket (female), M8 straight plug (male), Snap-in connectors, 4poles, PVC robot cable, IP67, 1 m
XS3W-S421-402-R | 11550 | 250818 | Cable with connectors on both cable ends, M8 straight socket (female), M8 straight plug (male), Snap-in connectors, 4poles, PVC robot cable, IP67, 2 m
XS3W-S421-405-R | 13560 | 250819 | Cable with connectors on both cable ends, M8 straight socket (female), M8 straight plug (male), Snap-in connectors, 4poles, PVC robot cable, IP67, 5 m
XS3W-S422-402-R | 12900 | 250820 | Cable with connectors on both cable ends, M8 right-angle socket (female), M8 right-angle plug (male), Snap-in connectors, 4poles, PVC robot cable, IP67, 2 m
XS3W-S422-405-R | 16700 | 250821 | Cable with connectors on both cable ends, M8 right-angle socket (female), M8 right-angle plug (male), Snap-in connectors, 4poles, PVC robot cable, IP67, 5 m
XS3W-S423-402-R | 12920 | 250822 | Cable with connectors on both cable ends, M8 straight socket (female), M8 right-angle plug (male), Snap-in connectors, 4poles, PVC robot cable, IP67, 2 m
XS3W-S423-405-R | 18900 | 250823 | Cable with connectors on both cable ends, M8 straight socket (female), M8 right-angle plug (male), Snap-in connectors, 4poles, PVC robot cable, IP67, 5 m
XS3W-S424-402-R | 12920 | 250824 | Cable with connectors on both cable ends, M8 right-angle socket (female), M8 straight plug (male), Snap-in connectors, 4poles, PVC robot cable, IP67, 2 m
XS3W-S424-405-R | 18900 | 250825 | Cable with connectors on both cable ends, M8 right-angle socket (female), M8 straight plug (male), Snap-in connectors, 4poles, PVC robot cable, IP67, 5 m
XS3Z-13 | 406.2 | 250847 | Dust cover for M8 plugs, PVC, red
XS3Z-15 | 406.2 | 250849 | Dust cover for M8 sockets, PVC, red
XS4F-D421-101-A | 15990 | 107545 | I/O power cable for DRT2 environment resistive terminal, straight 7/8" connectors one end (female), 1 m
XS4F-D421-102-A | 20030 | 107546 | I/O power cable for DRT2 environment resistive terminal, straight 7/8" connectors one end (female), 2 m
XS4F-D421-105-A | 30430 | 142514 | I/O power cable for DRT2 environment resistive terminal, straight 7/8" connectors one end (female), 5 m
XS4F-D421-110-A | 52400 | 107547 | I/O power cable for DRT2 environment resistive terminal, straight 7/8" connectors one end (female), 10 m
XS4H-D421-101-A | 15990 | 107548 | 7/8 power cable length 1 m with male connector on one side and open on other
XS4H-D421-102-A | 20030 | 107549 | 7/8 power cable length 2 m with male connector on one side and open on other
XS4H-D421-110-A | 52400 | 107550 | 7/8 power cable length 10 m with male connector on one side and open on other
XS4M-D421-1 | 15840 | 167694
XS4M-D521-1 | 17540 | 167693
XS4P-D421-1C5-A | 17520 | 167695
XS4R-D424-5 | 20990 | 107551 | DRT2 environment resistive terminal power supply T-junction, 7/8
XS4W-D421-101-A | 26400 | 107552 | I/O power cable for DRT2 environment resistive terminal, straight 7/8" connectors both ends (1 male, 1 female), 1 m
XS4W-D421-102-A | 30190 | 107553 | I/O power cable for DRT2 environment resistive terminal, straight 7/8" connectors both ends (1 male, 1 female), 2 m
XS4W-D421-105-A | 40980 | 107554 | I/O power cable for DRT2 environment resistive terminal, straight 7/8" connectors both ends (1 male, 1 female), 5 m
XS4W-D421-110-A | 53950 | 107555 | I/O power cable for DRT2 environment resistive terminal, straight 7/8" connectors both ends (1 male, 1 female), 10 m
XS4W-D421-1C5-A | 19360 | 247539 | I/O power cable for DRT2 environment resistive terminal, straight 7/8" connectors both ends (1 male, 1 female), 1.5 m
XS4W-D521-102-D | 45880 | 176523
XS4W-D521-105-D | 69400 | 176524
XS4W-D521-115-D | 160100 | 176525
XS4Z-11 | 3402 | 176526
XS4Z-12 | 3402 | 176527 | Automation, Remote I/O, Accessories remote I/O, XS4Z-12
XS4Z-13 | 1821 | 213420
XS5C-D418 | 4255 | 377248 | Field assembly connector, Smartclick M12 straight socket (female), 4-poles, A coded, IDC connection, for cable diameters 3-8 mm
XS5C-D421 | 4686 | 269067 | Field assembly connector, Smartclick M12 straight socket (female), 4-poles, A coded, solder connection, for cable diameters 5-6 mm
XS5C-D422 | 4804 | 269083 | Field assembly connector, Smartclick M12 right-angle socket (female), 4-poles, A coded, solder connection, for cable diameters 5-6 mm
XS5C-D423 | 4686 | 269068 | Field assembly connector, Smartclick M12 straight socket (female), 4-poles, A coded, solder connection, for cable diameters 4-5 mm
XS5C-D424 | 4804 | 269084 | Field assembly connector, Smartclick M12 right-angle socket (female), 4-poles, A coded, solder connection, for cable diameters 4-5 mm
XS5C-D425 | 4742 | 269069 | Field assembly connector, Smartclick M12 straight socket (female), 4-poles, A coded, solder connection, for cable diameters 3-4 mm
XS5C-D426 | 4804 | 269085 | Field assembly connector, Smartclick M12 right-angle socket (female), 4-poles, A coded, solder connection, for cable diameters 3-4 mm
XS5C-D4C1 | 3849 | 269064 | Field assembly connector, Smartclick M12 straight socket (female), 4-poles, A coded, crimp connection, for cable diameters 5-6 mm
XS5C-D4C2 | 3849 | 269080 | Field assembly connector, Smartclick M12 right-angle socket (female), 4-poles, A coded, crimp connection, for cable diameters 5-6 mm
XS5C-D4C3 | 3849 | 269065 | Field assembly connector, Smartclick M12 straight socket (female), 4-poles, A coded, crimp connection, for cable diameters 4-5 mm
XS5C-D4C4 | 3849 | 269081 | Field assembly connector, Smartclick M12 right-angle socket (female), 4-poles, A coded, crimp connection, for cable diameters 4-5 mm
XS5C-D4C5 | 3849 | 269066 | Field assembly connector, Smartclick M12 straight socket (female), 4-poles, A coded, crimp connection, for cable diameters 3-4 mm
XS5C-D4C6 | 3849 | 269082 | Field assembly connector, Smartclick M12 right-angle socket (female), 4-poles, A coded, crimp connection, for cable diameters 3-4 mm
XS5C-D4S1 | 4863 | 269070 | Field assembly connector, Smartclick M12 straight socket (female), 4-poles, A coded, screw connection, for cable diameters 5-6 mm
XS5C-D4S2 | 4863 | 269086 | Field assembly connector, Smartclick M12 right-angle socket (female), 4-poles, A coded, screw connection, for cable diameters 5-6 mm
XS5C-D4S3 | 4863 | 269071 | Field assembly connector, Smartclick M12 straight socket (female), 4-poles, A coded, screw connection, for cable diameters 4-5 mm
XS5C-D4S4 | 4863 | 269087 | Field assembly connector, Smartclick M12 right-angle socket (female), 4-poles, A coded, screw connection, for cable diameters 4-5 mm
XS5C-D4S5 | 4829 | 269072 | Field assembly connector, Smartclick M12 straight socket (female), 4-poles, A coded, screw connection, for cable diameters 3-4 mm
XS5C-D4S6 | 4863 | 269088 | Field assembly connector, Smartclick M12 right-angle socket (female), 4-poles, A coded, screw connection, for cable diameters 3-4 mm
XS5C-D4S7 | 4985 | 269073 | Field assembly connector, Smartclick M12 straight socket (female), 4-poles, A coded, screw connection, for cable diameters 7-8 mm
XS5C-D4S9 | 4863 | 269074 | Field assembly connector, Smartclick M12 straight socket (female), 4-poles, A coded, screw connection, for cable diameters 6-7 mm
XS5C-D5S1 | 6130 | 269075 | Field assembly connector, Smartclick M12 straight socket (female), 5-poles, A coded, screw connection, for cable diameters 5-6 mm
XS5C-D5S3 | 6130 | 269076 | Field assembly connector, Smartclick M12 straight socket (female), 5-poles, A coded, screw connection, for cable diameters 4-5 mm
XS5C-D5S5 | 6130 | 269077 | Field assembly connector, Smartclick M12 straight socket (female), 5-poles, A coded, screw connection, for cable diameters 3-4 mm
XS5C-D5S7 | 6070 | 269078 | Field assembly connector, Smartclick M12 straight socket (female), 5-poles, A coded, screw connection, for cable diameters 7-8 mm
XS5C-D5S9 | 6130 | 269079 | Field assembly connector, Smartclick M12 straight socket (female), 5-poles, A coded, screw connection, for cable diameters 6-7 mm
XS5F-D421-C80-F | 5300 | 237197 | Sensor cable, Smartclick M12 straight socket (female), 4-poles, A coded, PVC fire-retardant robot cable, IP67, 1 m
XS5F-D421-C80-X | 5345 | 690504 | Sensor cable, Smartclick M12 straight socket (female), 4-poles, A coded, PVC oil-resistant cable, IP67, 1 m
XS5F-D421-C80-XR | 6585 | 690512 | Sensor cable, Smartclick M12 straight socket (female), 4-poles, A coded, PVC oil-resistant robot cable, IP67, 1 m
XS5F-D421-D80-F | 5595 | 237228 | Sensor cable, Smartclick M12 straight socket (female), 4-poles, A coded, PVC fire-retardant robot cable, IP67, 2 m
XS5F-D421-D80-P | 18240 | 237240 | Sensor cable, Smartclick M12 straight socket (female), 4-poles, A coded, PUR oil-resistant cable, IP67, 2 m
XS5F-D421-D80-SA | 6445 | 669136 | Sensor cable, Smartclick M12 straight socket (female), 4-poles, A coded, PE spatter-resistant cable, IP67, 2 m
XS5F-D421-D80-X | 5795 | 690507 | Sensor cable, Smartclick M12 straight socket (female), 4-poles, A coded, PVC oil-resistant cable, IP67, 2 m
XS5F-D421-D80-XR | 8420 | 690513 | Sensor cable, Smartclick M12 straight socket (female), 4-poles, A coded, PVC oil-resistant robot cable, IP67, 2 m
XS5F-D421-E80-F | 6780 | 237198 | Sensor cable, Smartclick M12 straight socket (female), 4-poles, A coded, PVC fire-retardant robot cable, IP67, 3 m
XS5F-D421-E80-X | 6195 | 690510 | Sensor cable, Smartclick M12 straight socket (female), 4-poles, A coded, PVC oil-resistant cable, IP67, 3 m
XS5F-D421-E80-XR | 9920 | 690514 | Sensor cable, Smartclick M12 straight socket (female), 4-poles, A coded, PVC oil-resistant robot cable, IP67, 3 m
XS5F-D421-G80-F | 8245 | 237229 | Sensor cable, Smartclick M12 straight socket (female), 4-poles, A coded, PVC fire-retardant robot cable, IP67, 5 m
XS5F-D421-G80-P | 37560 | 237241 | Sensor cable, Smartclick M12 straight socket (female), 4-poles, A coded, PUR oil-resistant cable, IP67, 5 m
XS5F-D421-G80-SA | 11030 | 669137 | Sensor cable, Smartclick M12 straight socket (female), 4-poles, A coded, PE spatter-resistant cable, IP67, 5 m
XS5F-D421-G80-X | 6935 | 690508 | Sensor cable, Smartclick M12 straight socket (female), 4-poles, A coded, PVC oil-resistant cable, IP67, 5 m
XS5F-D421-G80-XR | 13400 | 690515 | Sensor cable, Smartclick M12 straight socket (female), 4-poles, A coded, PVC oil-resistant robot cable, IP67, 5 m
XS5F-D421-J80-F | 13550 | 237230 | Sensor cable, Smartclick M12 straight socket (female), 4-poles, A coded, PVC fire-retardant robot cable, IP67, 10 m
XS5F-D421-J80-P | 72550 | 237239 | Sensor cable, Smartclick M12 straight socket (female), 4-poles, A coded, PUR oil-resistant cable, IP67, 10 m
XS5F-D421-J80-X | 8935 | 690505 | Sensor cable, Smartclick M12 straight socket (female), 4-poles, A coded, PVC oil-resistant cable, IP67, 10 m
XS5F-D421-J80-XR | 21310 | 690516 | Sensor cable, Smartclick M12 straight socket (female), 4-poles, A coded, PVC oil-resistant robot cable, IP67, 10 m
XS5F-D421-K80-F | 53000 | 688934 | Sensor cable, Smartclick M12 straight socket (female), 4-poles, A coded, PVC fire-retardant robot cable, IP67, 15 m
XS5F-D421-L80-F | 24260 | 669139 | Sensor cable, Smartclick M12 straight socket (female), 4-poles, A coded, PVC fire-retardant robot cable, IP67, 20 m
XS5F-D422-C80-F | 6480 | 269040 | Sensor cable, Smartclick M12 right-angle socket (female), 4-poles, A coded, PVC fire-retardant robot cable, IP67, 1 m
XS5F-D422-D80-F | 7900 | 269041 | Sensor cable, Smartclick M12 right-angle socket (female), 4-poles, A coded, PVC fire-retardant robot cable, IP67, 2 m
XS5F-D422-D80-P | 24520 | 269045 | Sensor cable, Smartclick M12 right-angle socket (female), 4-poles, A coded, PUR oil-resistant cable, IP67, 2 m
XS5F-D422-E80-F | 9605 | 269042 | Sensor cable, Smartclick M12 right-angle socket (female), 4-poles, A coded, PVC fire-retardant robot cable, IP67, 3 m
XS5F-D422-G80-F | 12630 | 269043 | Sensor cable, Smartclick M12 right-angle socket (female), 4-poles, A coded, PVC fire-retardant robot cable, IP67, 5 m
XS5F-D422-G80-P | 50550 | 269046 | Sensor cable, Smartclick M12 right-angle socket (female), 4-poles, A coded, PUR oil-resistant cable, IP67, 5 m
XS5F-D422-J80-F | 19410 | 269044 | Sensor cable, Smartclick M12 right-angle socket (female), 4-poles, A coded, PVC fire-retardant robot cable, IP67, 10 m
XS5F-D422-J80-P | 94100 | 269047 | Sensor cable, Smartclick M12 right-angle socket (female), 4-poles, A coded, PUR oil-resistant cable, IP67, 10 m
XS5F-D423-D80-S | 2496 | 702747 | Sensor cable, Smartclick M12 straight socket (female), 4-poles, A coded, PVC fire-retardant thin robot cable, IP67, 2 m
XS5F-D423-G80-S | 3960 | 702746 | Sensor cable, Smartclick M12 straight socket (female), 4-poles, A coded, PVC fire-retardant thin robot cable, IP67, 5 m
XS5F-D42B-G80-PR | 38470 | 700693 | Sensor cable, Smartclick M12 straight socket (female), 4-poles, A coded, PUR oil-resistant robot cable, IP67, 5 m
XS5F-D521-DJ0-IL | 12400 | 690088 | IO-Link cable, Smartclick M12 straight socket (female), 5-poles, A coded, PVC, IP67, 2 m
XS5FR-D423-D80-RB1 | 15580 | 674785 | Sensor cable, Smartclick M12 straight socket (female), 4-poles, A coded, PA oil-resistant cable with fluororesin sheath, IP67/IP67G, 2 m
XS5FR-D423-G80-RB1 | 25900 | 674791 | Sensor cable, Smartclick M12 straight socket (female), 4-poles, A coded, PA oil-resistant cable with fluororesin sheath, IP67/IP67G, 5 m
XS5FR-D423-J80-RB1 | 41390 | 674774 | Sensor cable, Smartclick M12 straight socket (female), 4-poles, A coded, PA oil-resistant cable with fluororesin sheath, IP67/IP67G, 10 m
XS5G-D418 | 4255 | 377249 | Field assembly connector, Smartclick M12 straight plug (male), 4-poles, A coded, IDC connection, for cable diameters 3-8 mm
XS5G-D421 | 4742 | 269092 | Field assembly connector, Smartclick M12 straight plug (male), 4-poles, A coded, solder connection, for cable diameters 5-6 mm
XS5G-D422 | 4742 | 269105 | Field assembly connector, Smartclick M12 right-angle plug (male), 4-poles, A coded, solder connection, for cable diameters 5-6 mm
XS5G-D423 | 4742 | 269093 | Field assembly connector, Smartclick M12 straight plug (male), 4-poles, A coded, solder connection, for cable diameters 4-5 mm
XS5G-D424 | 4742 | 269106 | Field assembly connector, Smartclick M12 right-angle plug (male), 4-poles, A coded, solder connection, for cable diameters 4-5 mm
XS5G-D425 | 4742 | 269094 | Field assembly connector, Smartclick M12 straight plug (male), 4-poles, A coded, solder connection, for cable diameters 3-4 mm
XS5G-D426 | 4742 | 269107 | Field assembly connector, Smartclick M12 right-angle plug (male), 4-poles, A coded, solder connection, for cable diameters 3-4 mm
XS5G-D4C1 | 4266 | 269089 | Field assembly connector, Smartclick M12 straight plug (male), 4-poles, A coded, crimp connection, for cable diameters 5-6 mm
XS5G-D4C3 | 4266 | 269090 | Field assembly connector, Smartclick M12 straight plug (male), 4-poles, A coded, crimp connection, for cable diameters 4-5 mm
XS5G-D4C5 | 4266 | 269091 | Field assembly connector, Smartclick M12 straight plug (male), 4-poles, A coded, crimp connection, for cable diameters 3-4 mm
XS5G-D4S1 | 4985 | 269095 | Field assembly connector, Smartclick M12 straight plug (male), 4-poles, A coded, screw connection, for cable diameters 5-6 mm
XS5G-D4S2 | 4923 | 269108 | Field assembly connector, Smartclick M12 right-angle plug (male), 4-poles, A coded, screw connection, for cable diameters 5-6 mm
XS5G-D4S3 | 4985 | 269096 | Field assembly connector, Smartclick M12 straight plug (male), 4-poles, A coded, screw connection, for cable diameters 4-5 mm
XS5G-D4S4 | 4923 | 269109 | Field assembly connector, Smartclick M12 right-angle plug (male), 4-poles, A coded, screw connection, for cable diameters 4-5 mm
XS5G-D4S5 | 4891 | 269097 | Field assembly connector, Smartclick M12 straight plug (male), 4-poles, A coded, screw connection, for cable diameters 3-4 mm
XS5G-D4S6 | 4923 | 269110 | Field assembly connector, Smartclick M12 right-angle plug (male), 4-poles, A coded, screw connection, for cable diameters 3-4 mm
XS5G-D4S7 | 5045 | 269098 | Field assembly connector, Smartclick M12 straight plug (male), 4-poles, A coded, screw connection, for cable diameters 7-8 mm
XS5G-D4S9 | 4985 | 269099 | Field assembly connector, Smartclick M12 straight plug (male), 4-poles, A coded, screw connection, for cable diameters 6-7 mm
XS5G-D5S1 | 6245 | 269100 | Field assembly connector, Smartclick M12 straight plug (male), 5-poles, A coded, screw connection, for cable diameters 5-6 mm
XS5G-D5S3 | 6125 | 269101 | Field assembly connector, Smartclick M12 straight plug (male), 5-poles, A coded, screw connection, for cable diameters 4-5 mm
XS5G-D5S5 | 6245 | 269102 | Field assembly connector, Smartclick M12 straight plug (male), 5-poles, A coded, screw connection, for cable diameters 3-4 mm
XS5G-D5S7 | 6245 | 269103 | Field assembly connector, Smartclick M12 straight plug (male), 5-poles, A coded, screw connection, for cable diameters 7-8 mm
XS5G-D5S9 | 6245 | 269104 | Field assembly connector, Smartclick M12 straight plug (male), 5-poles, A coded, screw connection, for cable diameters 6-7 mm
XS5H-D421-A80-F | 5655 | 237190 | Sensor cable, Smartclick M12 straight plug (male), 4-poles, A coded, PVC fire-retardant robot cable, IP67, 0.3 m
XS5H-D421-A80-P | 6370 | 237242 | Sensor cable, Smartclick M12 straight plug (male), 4-poles, A coded, PUR oil-resistant cable, IP67, 0.3 m
XS5H-D421-B80-F | 8665 | 377947 | Sensor cable, Smartclick M12 straight plug (male), 4-poles, A coded, PVC fire-retardant robot cable, IP67, 0.5 m
XS5H-D421-C80-F | 5655 | 237204 | Sensor cable, Smartclick M12 straight plug (male), 4-poles, A coded, PVC fire-retardant robot cable, IP67, 1 m
XS5H-D421-D80-F | 5655 | 237232 | Sensor cable, Smartclick M12 straight plug (male), 4-poles, A coded, PVC fire-retardant robot cable, IP67, 2 m
XS5H-D421-D80-P | 19180 | 237243 | Sensor cable, Smartclick M12 straight plug (male), 4-poles, A coded, PUR oil-resistant cable, IP67, 2 m
XS5H-D421-G80-F | 9425 | 237205 | Sensor cable, Smartclick M12 straight plug (male), 4-poles, A coded, PVC fire-retardant robot cable, IP67, 5 m
XS5H-D421-G80-P | 40070 | 237244 | Sensor cable, Smartclick M12 straight plug (male), 4-poles, A coded, PUR oil-resistant cable, IP67, 5 m
XS5H-D422-A80-F | 6845 | 269051 | Sensor cable, Smartclick M12 right-angle plug (male), 4-poles, A coded, PVC fire-retardant robot cable, IP67, 0.3 m
XS5H-D422-A80-P | 9075 | 269055 | Sensor cable, Smartclick M12 right-angle plug (male), 4-poles, A coded, PUR oil-resistant cable, IP67, 0.3 m
XS5H-D422-C80-F | 8295 | 269052 | Sensor cable, Smartclick M12 right-angle plug (male), 4-poles, A coded, PVC fire-retardant robot cable, IP67, 1 m
XS5H-D422-D80-F | 10100 | 269053 | Sensor cable, Smartclick M12 right-angle plug (male), 4-poles, A coded, PVC fire-retardant robot cable, IP67, 2 m
XS5H-D422-D80-P | 22190 | 269056 | Sensor cable, Smartclick M12 right-angle plug (male), 4-poles, A coded, PUR oil-resistant cable, IP67, 2 m
XS5H-D422-G80-F | 15760 | 269054 | Sensor cable, Smartclick M12 right-angle plug (male), 4-poles, A coded, PVC fire-retardant robot cable, IP67, 5 m
XS5H-D422-G80-P | 50250 | 269057 | Sensor cable, Smartclick M12 right-angle plug (male), 4-poles, A coded, PUR oil-resistant cable, IP67, 5 m
XS5H-D423-S001 | 4737 | 251233 | Sensor cable, Smartclick M12, customized item
XS5M-D426-5 | 9015 | 269115 | Panel mount connector, M12 Smartclick plug (male), 4 poles, A coded, rear lock, 0.5 m cable
XS5M-D427-5 | 9015 | 269116 | Panel mount connector, M12 Smartclick plug (male), 4 poles, A coded, front lock, 0.5 m cable
XS5M-D526-4 | 8445 | 700242 | Panel mount connector, M12 Smartclick plug (male), 5 poles, A coded, rear lock, screw-mounting with solder cup pins
XS5P-D426-5 | 8025 | 257487 | Panel mount connector, M12 Smartclick socket (female), 4 poles, A coded, rear lock, 0.5 m cable
XS5P-D427-5 | 8025 | 257434 | Panel mount connector, M12 Smartclick socket (female), 4 poles, A coded, front lock, 0.5 m cable
XS5P-T426-1 | 3509 | 378150 | SmartClick M12 socket connector, 4-pole, panel-mount, rear-locking, DIP terminals
XS5P-T426-5 | 11140 | 699510 | SmartClick M12 socket connector, 4-pole, panel-mount, rear-locking, cable with loose wires (0.5 m)
XS5P-T427-5 | 11140 | 699509 | SmartClick M12 socket connector, 4-pole, panel-mount, front-locking, cable with loose wires (0.5 m)
XS5R-D426-1 | 18830 | 237217 | Y-Joint plug/socket M12 SmartClick without cable (4-4, 4-2)
XS5R-D426-5 | 22150 | 355702 | Y-Joint plug/socket M12 SmartClick without cable (1:1)
XS5R-D426-B11-F | 26430 | 237209
XS5R-D426-C10-F | 19180 | 237213
XS5R-D426-C11-F | 22190 | 237210
XS5R-D426-D10-F | 18830 | 237214
XS5R-D426-D11-F | 21760 | 237211
XS5R-D426-E10-F | 22190 | 237215
XS5R-D426-E11-F | 24660 | 237212
XS5R-D426-G10-F | 27610 | 237216
XS5R-D427-5 | 16890 | 674263 | XS5R Plug/Socket T-joint connector M12
XS5U-2221 | 290.6 | 269113
XS5U-2222 | 290.6 | 269114
XS5U-3121 | 325.3 | 269111
XS5U-3122 | 319 | 269112
XS5W-D421-A81-F | 12190 | 392217 | Cable with connectors on both cable ends, Smartclick M12 straight socket (female), Smartclick M12 straight plug (male), 4-poles, A coded, PVC fire-retardant robot cable, IP67, 0.3 m
XS5W-D421-B81-F | 22360 | 675220 | Cable with connectors on both cable ends, Smartclick M12 straight socket (female), Smartclick M12 straight plug (male), 4-poles, A coded, PVC fire-retardant robot cable, IP67, 0.5 m
XS5W-D421-C81-F | 9265 | 237220 | Cable with connectors on both cable ends, Smartclick M12 straight socket (female), Smartclick M12 straight plug (male), 4-poles, A coded, PVC fire-retardant robot cable, IP67, 1 m
XS5W-D421-C81-X | 10400 | 690511 | Cable with connectors on both cable ends, Smartclick M12 straight socket (female), Smartclick M12 straight plug (male), 4-poles, A coded, PVC oil-resistant cable, IP67, 1 m
XS5W-D421-C81-XR | 11410 | 690517 | Cable with connectors on both cable ends, Smartclick M12 straight socket (female), Smartclick M12 straight plug (male), 4-poles, A coded, PVC oil-reistant robot cable, IP67, 1 m
XS5W-D421-D81-F | 9265 | 237236 | Cable with connectors on both cable ends, Smartclick M12 straight socket (female), Smartclick M12 straight plug (male), 4-poles, A coded, PVC fire-retardant robot cable, IP67, 2 m
XS5W-D421-D81-P | 21780 | 237245 | Cable with connectors on both cable ends, Smartclick M12 straight socket (female), Smartclick M12 straight plug (male), 4-poles, A coded, PUR oil-resistant cable, IP67, 2 m
XS5W-D421-D81-X | 10900 | 690502 | Cable with connectors on both cable ends, Smartclick M12 straight socket (female), Smartclick M12 straight plug (male), 4-poles, A coded, PVC oil-resistant cable, IP67, 2 m
XS5W-D421-D81-XR | 13400 | 690518 | Cable with connectors on both cable ends, Smartclick M12 straight socket (female), Smartclick M12 straight plug (male), 4-poles, A coded, PVC oil-reistant robot cable, IP67, 2 m
XS5W-D421-E81-F | 10400 | 237221 | Cable with connectors on both cable ends, Smartclick M12 straight socket (female), Smartclick M12 straight plug (male), 4-poles, A coded, PVC fire-retardant robot cable, IP67, 3 m
XS5W-D421-E81-X | 11410 | 690509 | Cable with connectors on both cable ends, Smartclick M12 straight socket (female), Smartclick M12 straight plug (male), 4-poles, A coded, PVC oil-resistant cable, IP67, 3 m
XS5W-D421-E81-XR | 14890 | 690519 | Cable with connectors on both cable ends, Smartclick M12 straight socket (female), Smartclick M12 straight plug (male), 4-poles, A coded, PVC oil-reistant robot cable, IP67, 3 m
XS5W-D421-G81-F | 12250 | 237237 | Cable with connectors on both cable ends, Smartclick M12 straight socket (female), Smartclick M12 straight plug (male), 4-poles, A coded, PVC fire-retardant robot cable, IP67, 5 m
XS5W-D421-G81-P | 43410 | 237246 | Cable with connectors on both cable ends, Smartclick M12 straight socket (female), Smartclick M12 straight plug (male), 4-poles, A coded, PUR oil-resistant cable, IP67, 5 m
XS5W-D421-G81-SA | 14860 | 669138 | Cable with connectors on both cable ends, Smartclick M12 straight socket (female), Smartclick M12 straight plug (male), 4-poles, A coded, PE spatter-resistant cable, IP67, 5 m
XS5W-D421-G81-X | 11910 | 690506 | Cable with connectors on both cable ends, Smartclick M12 straight socket (female), Smartclick M12 straight plug (male), 4-poles, A coded, PVC oil-resistant cable, IP67, 5 m
XS5W-D421-G81-XR | 18340 | 690520 | Cable with connectors on both cable ends, Smartclick M12 straight socket (female), Smartclick M12 straight plug (male), 4-poles, A coded, PVC oil-reistant robot cable, IP67, 5 m
XS5W-D421-J81-F | 18460 | 237238 | Cable with connectors on both cable ends, Smartclick M12 straight socket (female), Smartclick M12 straight plug (male), 4-poles, A coded, PVC fire-retardant robot cable, IP67, 10 m
XS5W-D421-J81-P | 78150 | 237247 | Cable with connectors on both cable ends, Smartclick M12 straight socket (female), Smartclick M12 straight plug (male), 4-poles, A coded, PUR oil-resistant cable, IP67, 10 m
XS5W-D421-J81-X | 13880 | 690503 | Cable with connectors on both cable ends, Smartclick M12 straight socket (female), Smartclick M12 straight plug (male), 4-poles, A coded, PVC oil-resistant cable, IP67, 10 m
XS5W-D421-J81-XR | 26280 | 690521 | Cable with connectors on both cable ends, Smartclick M12 straight socket (female), Smartclick M12 straight plug (male), 4-poles, A coded, PVC oil-reistant robot cable, IP67, 10 m
XS5W-D421-L81-F | 35320 | 669140 | Cable with connectors on both cable ends, Smartclick M12 straight socket (female), Smartclick M12 straight plug (male), 4-poles, A coded, PVC fire-retardant robot cable, IP67, 20 m
XS5W-D422-G81-F | 15170 | 690006 | Cable with connectors on both cable ends, Smartclick M12 right-angle socket (female), Smartclick M12 right-angle plug (male), 4-poles, A coded, PVC fire-retardant robot cable, IP67, 5 m
XS5WR-D425-D81-RB1 | 20710 | 674798 | Cable with connectors on both cable ends, Smartclick M12 straight socket (female), Smartclick M12 straight plug (male), 4-poles, A coded,, PA oil-resistant cable with fluororesin sheath, IP67/IP67G, 2 m
XS5WR-D425-G81-RB1 | 46560 | 674765 | Cable with connectors on both cable ends, Smartclick M12 straight socket (female), Smartclick M12 straight plug (male), 4-poles, A coded,, PA oil-resistant cable with fluororesin sheath, IP67/IP67G, 5 m
XS5WR-D425-J81-RB1 | 63300 | 674780 | Cable with connectors on both cable ends, Smartclick M12 straight socket (female), Smartclick M12 straight plug (male), 4-poles, A coded,, PA oil-resistant cable with fluororesin sheath, IP67/IP67G, 10 m
XS5W-T421-AM2-Y | 13460 | 685768 | Ethernet Cat.5 cable, PVC, M12 straight plug / M12 straight plug, 0.3 m, yellow
XS5W-T421-AMC-K | 17890 | 375722 | Ethernet Cat.5 cable, PVC, M12 straight plug / RJ45 plug, 0.3 m
XS5W-T421-AMC-Y | 17890 | 685788 | Ethernet Cat.5 cable, PVC, M12 straight plug / RJ45 plug, 0.3 m, yellow
XS5W-T421-AMD-K | 30130 | 357507 | Ethernet Cat.5 cable, PVC, RJ45 plug / RJ45 plug, 0.3 m
XS5W-T421-BM1-K | 14910 | 685783 | Ethernet Cat.5 extension cable, PVC, M12 straight socket / M12 straight plug, 0.5 m
XS5W-T421-BM2-K | 14910 | 375715 | Ethernet Cat.5 cable, PVC, M12 straight plug / M12 straight plug, 0.5 m
XS5W-T421-BM2-Y | 13460 | 685767 | Ethernet Cat.5 cable, PVC, M12 straight plug / M12 straight plug, 0.5 m, yellow
XS5W-T421-BMC-K | 18300 | 375723 | Ethernet Cat.5 cable, PVC, M12 straight plug / RJ45 plug, 0.5 m
XS5W-T421-BMC-KR | 32830 | 682290 | Ethernet Cat.5 cable, PVC, robotic, M12 straight plug / RJ45 plug, 0.5 m
XS5W-T421-BMC-SS | 35800 | 671210 | EtherCAT cable, improved shield, M12 straight plug / RJ45 plug, 0.5 m
XS5W-T421-BMC-Y | 18300 | 685789 | Ethernet Cat.5 cable, PVC, M12 straight plug / RJ45 plug, 0,5 m, yellow
XS5W-T421-BMD-K | 30470 | 357508 | Ethernet Cat.5 cable, PVC, RJ45 plug / RJ45 plug, 0.5 m
XS5W-T421-BMD-KR | 28630 | 658923 | Ethernet Cat.5 cable, PVC, robotic, RJ45 plug / RJ45 plug, 0.5 m
XS5W-T421-BMD-YR | 28160 | 685773 | Ethernet Cat.5 cable, PVC, robotic, RJ45 plug / RJ45 plug, 0.5 m, yellow
XS5W-T421-CM1-K | 16590 | 685784 | Ethernet Cat.5 extension cable, PVC, M12 straight socket / M12 straight plug, 1 m
XS5W-T421-CM2-K | 16590 | 375716 | Ethernet Cat.5 cable, PVC, M12 straight plug / M12 straight plug, 1 m
XS5W-T421-CM2-Y | 16590 | 685766 | Ethernet Cat.5 cable, PVC, M12 straight plug / M12 straight plug, 1 m, yellow
XS5W-T421-CM3-K | 16730 | 690785 | Ethernet Cat.5 cable, PVC, M12 straight socket / M12 straight socket, 1 m
XS5W-T421-CMC-K | 19490 | 375724 | Ethernet Cat.5 cable, PVC, M12 straight plug / RJ45 plug, 1 m
XS5W-T421-CMC-KR | 38080 | 682288 | Ethernet Cat.5 cable, PVC, robotic, M12 straight plug / RJ45 plug, 1 m
XS5W-T421-CMC-SS | 38080 | 671203 | EtherCAT cable, improved shield, M12 straight plug / RJ45 plug, 1 m
XS5W-T421-CMC-Y | 17610 | 685790 | Ethernet Cat.5 cable, PVC, M12 straight plug / RJ45 plug, 1 m, yellow
XS5W-T421-CMD-K | 31400 | 357509 | Ethernet Cat.5 cable, PVC, RJ45 plug / RJ45 plug, 1 m
XS5W-T421-CMD-KR | 28670 | 658919 | Ethernet Cat.5 cable, PVC, robotic, RJ45 plug / RJ45 plug, 1 m
XS5W-T421-CMD-YR | 31400 | 685772 | Ethernet Cat.5 cable, PVC, robotic, RJ45 plug / RJ45 plug, 1 m, yellow
XS5W-T421-DM1-K | 19880 | 685782 | Ethernet Cat.5 extension cable, PVC, M12 straight socket / M12 straight plug, 2 m
XS5W-T421-DM2-K | 19850 | 375717 | Ethernet Cat.5 cable, PVC, M12 straight plug / M12 straight plug, 2 m
XS5W-T421-DM2-Y | 19880 | 685765 | Ethernet Cat.5 cable, PVC, M12 straight plug / M12 straight plug, 2 m, yellow
XS5W-T421-DM2-YR | 17940 | 685762 | Ethernet Cat.5 cable, PVC, robotic, M12 straight plug / M12 straight plug, 2 m, yellow
XS5W-T421-DM3-K | 19900 | 690786 | Ethernet Cat.5 cable, PVC, M12 straight socket / M12 straight socket, 2 m
XS5W-T421-DMC-K | 22010 | 375712 | Ethernet Cat.5 cable, PVC, M12 straight plug / RJ45 plug, 2 m
XS5W-T421-DMC-KR | 41790 | 682289 | Ethernet Cat.5 cable, PVC, robotic, M12 straight plug / RJ45 plug, 2 m
XS5W-T421-DMC-SS | 43020 | 671204 | EtherCAT cable, improved shield, M12 straight plug / RJ45 plug, 2 m
XS5W-T421-DMC-Y | 22030 | 685791 | Ethernet Cat.5 cable, PVC, M12 straight plug / RJ45 plug, 2 m, yellow
XS5W-T421-DMD-K | 32960 | 357510 | Ethernet Cat.5 cable, PVC, RJ45 plug / RJ45 plug, 2 m
XS5W-T421-DMD-KR | 32030 | 658918 | Ethernet Cat.5 cable, PVC, robotic, RJ45 plug / RJ45 plug, 2 m
XS5W-T421-DMD-YR | 32960 | 685771 | Ethernet Cat.5 cable, PVC, robotic, RJ45 plug / RJ45 plug, 2 m, yellow
XS5W-T421-EM1-K | 22940 | 685787 | Ethernet Cat.5 extension cable, PVC, M12 straight socket / M12 straight plug, 3 m
XS5W-T421-EM2-K | 22940 | 375718 | Ethernet Cat.5 cable, PVC, M12 straight plug / M12 straight plug, 3 m
XS5W-T421-EM2-Y | 20710 | 685764 | Ethernet Cat.5 cable, PVC, M12 straight plug / M12 straight plug, 3 m, yellow
XS5W-T421-EMC-K | 24640 | 375725 | Ethernet Cat.5 cable, PVC, M12 straight plug / RJ45 plug, 3 m
XS5W-T421-EMC-KR | 45480 | 682291 | Ethernet Cat.5 cable, PVC, robotic, M12 straight plug / RJ45 plug, 3 m
XS5W-T421-EMC-SS | 48150 | 671211 | EtherCAT cable, improved shield, M12 straight plug / RJ45 plug, 3 m
XS5W-T421-EMD-K | 34580 | 357511 | Ethernet Cat.5 cable, PVC, RJ45 plug / RJ45 plug, 3 m
XS5W-T421-EMD-KR | 35500 | 658920 | Ethernet Cat.5 cable, PVC, robotic, RJ45 plug / RJ45 plug, 3 m
XS5W-T421-EMD-YR | 34580 | 685770 | Ethernet Cat.5 cable, PVC, robotic, RJ45 plug / RJ45 plug, 3 m, yellow
XS5W-T421-GM1-K | 29040 | 685786 | Ethernet Cat.5 extension cable, PVC, M12 straight socket / M12 straight plug, 5 m
XS5W-T421-GM2-K | 29040 | 375719 | Ethernet Cat.5 cable, PVC, M12 straight plug / M12 straight plug, 5 m
XS5W-T421-GM2-Y | 26240 | 685763 | Ethernet Cat.5 cable, PVC, M12 straight plug / M12 straight plug, 5 m, yellow
XS5W-T421-GMC-K | 29580 | 375713 | Ethernet Cat.5 cable, PVC, M12 straight plug / RJ45 plug, 5 m
XS5W-T421-GMC-KR | 66550 | 668865 | Ethernet Cat.5 cable, PVC, robotic, M12 straight plug / RJ45 plug, 5 m
XS5W-T421-GMC-SS | 57500 | 671207 | EtherCAT cable, improved shield, M12 straight plug / RJ45 plug, 5 m
XS5W-T421-GMC-Y | 29590 | 685793 | Ethernet Cat.5 cable, PVC, M12 straight plug / RJ45 plug, 5 m, yellow
XS5W-T421-GMD-K | 41880 | 357512 | Ethernet Cat.5 cable, PVC, RJ45 plug / RJ45 plug, 5 m
XS5W-T421-GMD-KR | 42290 | 658921 | Ethernet Cat.5 cable, PVC, robotic, RJ45 plug / RJ45 plug, 5 m
XS5W-T421-GMD-YR | 42290 | 685769 | Ethernet Cat.5 cable, PVC, robotic, RJ45 plug / RJ45 plug, 5 m, yellow
XS5W-T421-GME-K | 44100 | 677930 | Ethernet Cat.5 extension cable, PVC, M12 straight socket / RJ45 plug, 5 m
XS5W-T421-JM2-K | 44590 | 375720 | Ethernet Cat.5 cable, PVC, M12 straight plug / M12 straight plug, 10 m
XS5W-T421-JMC-K | 40850 | 375726 | Ethernet Cat.5 cable, PVC, M12 straight plug / RJ45 plug, 10 m
XS5W-T421-JMC-KR | 97750 | 680055 | Ethernet Cat.5 cable, PVC, robotic, M12 straight plug / RJ45 plug, 10 m
XS5W-T421-JMC-SS | 80500 | 671212 | EtherCAT cable, improved shield, M12 straight plug / RJ45 plug, 10 m
XS5W-T421-JMD-K | 55850 | 357513 | Ethernet Cat.5 cable, PVC, RJ45 plug / RJ45 plug, 10 m
XS5W-T421-JMD-KR | 59300 | 658922 | Ethernet Cat.5 cable, PVC, robotic, RJ45 plug / RJ45 plug, 10 m
XS5W-T421-KM1-K | 52950 | 685775 | Ethernet Cat.5 extension cable, PVC, M12 straight socket / M12 straight plug, 15 m
XS5W-T421-KM2-K | 58600 | 375721 | Ethernet Cat.5 cable, PVC, M12 straight plug / M12 straight plug, 15 m
XS5W-T421-KMC-K | 52150 | 375714 | Ethernet Cat.5 cable, PVC, M12 straight plug / RJ45 plug, 15 m
XS5W-T421-KMC-KR | 88050 | 682292 | Ethernet Cat.5 cable, PVC, robotic, M12 straight plug / RJ45 plug, 15 m
XS5W-T421-KMD-K | 65800 | 357514 | Ethernet Cat.5 cable, PVC, RJ45 plug / RJ45 plug, 15 m
XS5W-T422-AMC-K | 17890 | 375727 | Ethernet Cat.5 cable, PVC, M12 right-angle plug/RJ45, 0.3 m
XS5W-T422-BM2-K | 14910 | 378008 | Ethernet Cat.5 cable, PVC, M12 right-angle plug/M12 right-angle plug, 0.5 m
XS5W-T422-BMC-K | 18300 | 375728 | Ethernet Cat.5 cable, PVC, M12 right-angle plug/RJ45, 0.5 m
XS5W-T422-CM2-K | 16590 | 378009 | Ethernet Cat.5 cable, PVC, M12 right-angle plug/M12 right-angle plug, 1 m
XS5W-T422-CMC-K | 19490 | 375729 | Ethernet Cat.5 cable, PVC, M12 right-angle plug/RJ45, 1 m
XS5W-T422-DM2-K | 19850 | 378010 | Ethernet Cat.5 cable, PVC, M12 right-angle plug/M12 right-angle plug, 2 m
XS5W-T422-DMC-K | 22010 | 375730 | Ethernet Cat.5 cable, PVC, M12 right-angle plug/RJ45, 2 m
XS5W-T422-EM2-K | 22940 | 378011 | Ethernet Cat.5 cable, PVC, M12 right-angle plug/M12 right-angle plug, 3 m
XS5W-T422-EMC-K | 24640 | 375731 | Ethernet Cat.5 cable, PVC, M12 right-angle plug/RJ45, 3 m
XS5W-T422-GM2-K | 29040 | 378012 | Ethernet Cat.5 cable, PVC, M12 right-angle plug/M12 right-angle plug, 5 m
XS5W-T422-GMC-K | 29580 | 375732 | Ethernet Cat.5 cable, PVC, M12 right-angle plug/RJ45, 5 m
XS5W-T422-JM2-K | 44590 | 378013 | Ethernet Cat.5 cable, PVC, M12 right-angle plug/M12 right-angle plug, 10 m
XS5W-T422-JMC-K | 40850 | 375733 | Ethernet Cat.5 cable, PVC, M12 right-angle plug/RJ45, 10 m
XS5W-T422-KM2-K | 58600 | 378014 | Ethernet Cat.5 cable, PVC, M12 right-angle plug/M12 right-angle plug, 15 m
XS5W-T422-KMC-K | 52150 | 375734 | Ethernet Cat.5 cable, PVC, M12 right-angle plug/RJ45, 15 m
XS5Z-11 | 2700 | 674310 | M12 Smartclick waterproof cover for connector, material PBT
XS6G-T421-1 | 13570 | 357515 | RJ45 connector assembly (For AWG22 to AWG24)
XS6W-5PUR8SS1000CM-G | 18860 | 374597 | Ethernet patch cable, S/FTP, Cat.5, PUR (Green), 10 m
XS6W-5PUR8SS100CM-G | 4516 | 374591 | Ethernet patch cable, S/FTP, Cat.5, PUR (Green), 1 m
XS6W-5PUR8SS1500CM-G | 26540 | 374598 | Ethernet patch cable, S/FTP, Cat.5, PUR (Green), 15 m
XS6W-5PUR8SS150CM-G | 5305 | 374592 | Ethernet patch cable, S/FTP, Cat.5, PUR (Green), 1.5 m
XS6W-5PUR8SS2000CM-G | 34480 | 374599 | Ethernet patch cable, S/FTP, Cat.5, PUR (Green), 20 m
XS6W-5PUR8SS200CM-G | 6170 | 374593 | Ethernet patch cable, S/FTP, Cat.5, PUR (Green), 2 m
XS6W-5PUR8SS300CM-G | 7700 | 374594 | Ethernet patch cable, S/FTP, Cat.5, PUR (Green), 3 m
XS6W-5PUR8SS500CM-G | 10910 | 374595 | Ethernet patch cable, S/FTP, Cat.5, PUR (Green), 5 m
XS6W-5PUR8SS50CM-G | 3728 | 374590 | Ethernet patch cable, S/FTP, Cat.5, PUR (Green), 0.5 m
XS6W-5PUR8SS750CM-G | 14890 | 374596 | Ethernet patch cable, S/FTP, Cat.5, PUR (Green), 7.5 m
XS6W-6LSZH8SS1000CM-B | 10960 | 374609 | Ethernet patch cable, F/UTP, Cat.6A, LSZH (Blue), 10 m
XS6W-6LSZH8SS1000CM-G | 10960 | 374621 | Ethernet patch cable, F/UTP, Cat.6A, LSZH (Green), 10 m
XS6W-6LSZH8SS1000CM-Y | 10960 | 374587 | Ethernet patch cable, F/UTP, Cat.6A, LSZH (Yellow), 10 m
XS6W-6LSZH8SS100CM-B | 2666 | 374603 | Ethernet patch cable, F/UTP, Cat.6A, LSZH (Blue), 1 m
XS6W-6LSZH8SS100CM-G | 2666 | 374615 | Ethernet patch cable, F/UTP, Cat.6A, LSZH (Green), 1 m
XS6W-6LSZH8SS100CM-Y | 2666 | 374581 | Ethernet patch cable, F/UTP, Cat.6A, LSZH (Yellow), 1 m
XS6W-6LSZH8SS1500CM-B | 15510 | 374610 | Ethernet patch cable, F/UTP, Cat.6A, LSZH (Blue), 15 m
XS6W-6LSZH8SS1500CM-G | 15510 | 374622 | Ethernet patch cable, F/UTP, Cat.6A, LSZH (Green), 15 m
XS6W-6LSZH8SS1500CM-Y | 15510 | 374588 | Ethernet patch cable, F/UTP, Cat.6A, LSZH (Yellow), 15 m
XS6W-6LSZH8SS150CM-B | 3088 | 374604 | Ethernet patch cable, F/UTP, Cat.6A, LSZH (Blue), 1.5 m
XS6W-6LSZH8SS150CM-G | 3088 | 374616 | Ethernet patch cable, F/UTP, Cat.6A, LSZH (Green) 1.5 m
XS6W-6LSZH8SS150CM-Y | 3088 | 374582 | Ethernet patch cable, F/UTP, Cat.6A, LSZH (Yellow), 1.5 m
XS6W-6LSZH8SS2000CM-B | 20210 | 374611 | Ethernet patch cable, F/UTP, Cat.6A, LSZH (Blue), 20 m
XS6W-6LSZH8SS2000CM-G | 20210 | 374623 | Ethernet patch cable, F/UTP, Cat.6A, LSZH (Green), 20 m
XS6W-6LSZH8SS2000CM-Y | 20210 | 374589 | Ethernet patch cable, F/UTP, Cat.6A, LSZH (Yellow), 20 m
XS6W-6LSZH8SS200CM-B | 3564 | 374605 | Ethernet patch cable, F/UTP, Cat.6A, LSZH (Blue), 2 m
XS6W-6LSZH8SS200CM-G | 3564 | 374617 | Ethernet patch cable, F/UTP, Cat.6A, LSZH (Green), 2 m
XS6W-6LSZH8SS200CM-Y | 3564 | 374583 | Ethernet patch cable, F/UTP, Cat.6A, LSZH (Yellow), 2 m
XS6W-6LSZH8SS20CM-B | 2004 | 374600 | Ethernet patch cable, F/UTP, Cat.6A, LSZH (Blue), 0.2 m
XS6W-6LSZH8SS20CM-G | 2004 | 374612 | Ethernet patch cable, F/UTP, Cat.6A, LSZH (Green), 0.2 m
XS6W-6LSZH8SS20CM-Y | 2004 | 374578 | Ethernet patch cable, F/UTP, Cat.6A, LSZH (Yellow), 0.2 m
XS6W-6LSZH8SS300CM-B | 4516 | 374606 | Ethernet patch cable, F/UTP, Cat.6A, LSZH (Blue), 3 m
XS6W-6LSZH8SS300CM-G | 4516 | 374618 | Ethernet patch cable, F/UTP, Cat.6A, LSZH (Green), 3 m
XS6W-6LSZH8SS300CM-Y | 4516 | 374584 | Ethernet patch cable, F/UTP, Cat.6A, LSZH (Yellow), 3 m
XS6W-6LSZH8SS30CM-B | 2078 | 374601 | Ethernet patch cable, F/UTP, Cat.6A, LSZH (Blue), 0.3 m
XS6W-6LSZH8SS30CM-G | 2078 | 374613 | Ethernet patch cable, F/UTP, Cat.6A, LSZH (Green), 0.3 m
XS6W-6LSZH8SS30CM-Y | 2078 | 374579 | Ethernet patch cable, F/UTP, Cat.6A, LSZH (Yellow), 0.3 m
XS6W-6LSZH8SS500CM-B | 6265 | 374607 | Ethernet patch cable, F/UTP, Cat.6A, LSZH (Blue), 5 m
XS6W-6LSZH8SS500CM-G | 6265 | 374619 | Ethernet patch cable, F/UTP, Cat.6A, LSZH (Green), 5 m
XS6W-6LSZH8SS500CM-Y | 6265 | 374585 | Ethernet patch cable, F/UTP, Cat.6A, LSZH (Yellow), 5 m
XS6W-6LSZH8SS50CM-B | 2152 | 374602 | Ethernet patch cable, F/UTP, Cat.6A, LSZH (Blue), 0.5 m
XS6W-6LSZH8SS50CM-G | 2152 | 374614 | Ethernet patch cable, F/UTP, Cat.6A, LSZH (Green), 0.5 m
XS6W-6LSZH8SS50CM-Y | 2152 | 374580 | Ethernet patch cable, F/UTP, Cat.6A, LSZH (Yellow), 0.5 m
XS6W-6LSZH8SS750CM-B | 8675 | 374608 | Ethernet patch cable, F/UTP, Cat.6A, LSZH (Blue), 7.5 m
XS6W-6LSZH8SS750CM-G | 8675 | 374620 | Ethernet patch cable, F/UTP, Cat.6A, LSZH (Green), 7.5 m
XS6W-6LSZH8SS750CM-Y | 8675 | 374586 | Ethernet patch cable, F/UTP, Cat.6A, LSZH (Yellow), 7.5 m
XS6W-6PUR8SS1000CM-YF | 26180 | 702423 | Ethernet patch cable, S/FTP, Cat.6A, PUR (Yellow Flexible), 10 m
XS6W-6PUR8SS100CM-YF | 7990 | 702417 | Ethernet patch cable, S/FTP, Cat.6A, PUR (Yellow Flexible), 1 m
XS6W-6PUR8SS100CM-YH | 9540 | 682428 | Ethernet patch cable, Cat.6, PUR 1 m
XS6W-6PUR8SS1500CM-YF | 38140 | 702424 | Ethernet patch cable, S/FTP, Cat.6A, PUR (Yellow Flexible), 15 m
XS6W-6PUR8SS150CM-YF | 9485 | 702418 | Ethernet patch cable, S/FTP, Cat.6A, PUR (Yellow Flexible), 1.5 m
XS6W-6PUR8SS2000CM-YF | 49350 | 702425 | Ethernet patch cable, S/FTP, Cat.6A, PUR (Yellow Flexible), 20 m
XS6W-6PUR8SS200CM-YF | 9980 | 702419 | Ethernet patch cable, S/FTP, Cat.6A, PUR (Yellow Flexible), 2 m
XS6W-6PUR8SS20CM-YF | 3990 | 702414 | Ethernet patch cable, S/FTP, Cat.6A, PUR (Yellow Flexible), 0.2 m
XS6W-6PUR8SS300CM-YF | 10480 | 702420 | Ethernet patch cable, S/FTP, Cat.6A, PUR (Yellow Flexible), 3 m
XS6W-6PUR8SS30CM-YF | 5985 | 702415 | Ethernet patch cable, S/FTP, Cat.6A, PUR (Yellow Flexible), 0.3 m
XS6W-6PUR8SS30CM-YH | 6880 | 682426 | Ethernet patch cable, Cat.6, PUR 0.3 m
XS6W-6PUR8SS500CM-YF | 14750 | 702421 | Ethernet patch cable, S/FTP, Cat.6A, PUR (Yellow Flexible), 5 m
XS6W-6PUR8SS50CM-YF | 6485 | 702416 | Ethernet patch cable, S/FTP, Cat.6A, PUR (Yellow Flexible), 0.5 m
XS6W-6PUR8SS50CM-YH | 7945 | 682427 | Ethernet patch cable, Cat.6, PUR 0.5 m
XS6W-6PUR8SS750CM-YF | 20210 | 702422 | Ethernet patch cable, S/FTP, Cat.6A, PUR (Yellow Flexible), 7.5 m
XS7W-M8M12PVC3SA06M | 8245 | 357977 | Customized item
XS8A-0441 | 1782 | 107556 | Accessory for Compobus. Connectors for SRT1-ID/ND08S sensor terminal, cable size 0.3-0.5mm sq. (10 per pack)
XS8A-0442 | 2332 | 225567 | Accessory for Compobus
XW2B-20G4 | 24860 | 154108 | General-purpose I/O terminal block, MIL20 socket, screw clamp, 20 points
XW2B-20G5 | 20590 | 152948 | General-purpose I/O terminal block, MIL20 socket, M3.5 screws, 20 points
XW2B-20G5-D | 27210 | 107570 | Daisy-chain I/O terminal block, 2 x MIL20 sockets, M3.5 screws, 20 points
XW2B-20J6-1B | 45130 | 107563 | Servo Relay Unit, 1 axis. For CS1W-NC113/133, CJ1W-NC113/133, C200HW-NC113 and C200H-NC112 (Doesn't support communications functions)
XW2B-20J6-3B | 77650 | 107565 | Servo Relay Unit, 1 axis. For CQM1H-PLB21 and CQM1-CPU43-V1 (Doesn't support communications functions)
XW2B-20J6-6 | 55300 | 107561 | Servo Relay Unit, 1 axis
XW2B-20J6-8A | 48920 | 149077 | Servo Relay Unit, 1 axis (Does not support communications functions)
XW2B-20Y4 | 26950 | 107573 | General-purpose I/O terminal block, Honda MR-20 socket, screw clamp, 20 points
XW2B-34G4 | 31430 | 107557 | General-purpose I/O terminal block, MIL34 socket, screw clamp, 34 points
XW2B-34G5 | 30910 | 107558 | General-purpose I/O terminal block, MIL34 socket, M3.5 screws, 34 points
XW2B-34Y4 | 37930 | 107574 | General-purpose I/O terminal block, Honda MR-34 socket, screw clamp, 34 points
XW2B-40G4 | 36470 | 156303 | General-purpose I/O terminal block, MIL40 socket, screw clamp, 40 points
XW2B-40G5 | 32490 | 150730 | General-purpose I/O terminal block, MIL40 socket, M3.5 screws, 40 points
XW2B-40G5-T | 37410 | 107571 | General-purpose I/O terminal block, 2 x MIL20 socket, M3.5 screws, 40 points
XW2B-40J6-2B | 54050 | 107564 | Servo Relay Unit, 2 axis. For CS1W-NC213/233/413/433, CJ1W-NC213/233/413/433, C200HW-NC213/413, C500-NC113/211 and C200H-NC211 (Doesn't support communications functions)
XW2B-40J6-4A | 26760 | 107566 | Servo terminal block for CS/CJ1 NC units, support communication functions, 2 axes
XW2B-40J6-7 | 63700 | 107562 | Servo Relay Unit, 2 axis
XW2B-40J6-9A | 57350 | 107567 | Servo Relay Unit, 2 axis (Does not support communications functions)
XW2B-50G4 | 41360 | 105351 | General-purpose I/O terminal block, MIL50 socket, screw clamp, 50 points
XW2B-50G5 | 33540 | 143060 | General-purpose I/O terminal block, MIL50 socket, M3.5 screws, 50 points
XW2B-50Y4 | 49300 | 157377 | General-purpose I/O terminal block, Honda MR-50 socket, screw clamp, 50 points
XW2B-50Y5 | 58350 | 107575 | General-purpose I/O terminal block, Honda MR-50 socket, M3.5 screws, 50 points
XW2B-60G4 | 51200 | 144212 | General-purpose I/O terminal block, MIL60 socket, screw clamp, 60 points
XW2B-60G5 | 46000 | 147532 | General-purpose I/O terminal block, MIL60 socket, M3.5 screws, 60 points
XW2C-20G5-IN16 | 41150 | 107576 | Input terminal block, MIL20 socket, M3.5 screws, 16 x IN, NPN, LED indication
XW2C-20G6IO16 | 19670 | 107577 | I/O terminal block, MIL20 socket, M3 captive screws, 16 x IN/OUT, NPN/PNP selectable
XW2D-20G6 | 13800 | 703441 | General-purpose I/O terminal block, MIL20 socket, M3 captive screws, 20 points
XW2D-34G6 | 22740 | 695854 | General-purpose I/O terminal block, MIL34 socket, M3 captive screws, 34 points
XW2D-34G6 | 22740 | 703440 | General-purpose I/O terminal block, MIL34 socket, M3 captive screws, 34 points
XW2D-40G6 | 20740 | 703439 | General-purpose I/O terminal block, MIL40 socket, M3 captive screws, 40 points
XW2D-40G6-RF | 26350 | 374214 | Input terminal block, MIL40 socket, M3 captive screws, 32 x IN with bleed resistors, for Omron PLC units with FCN connectors
XW2D-40G6-RF | 26350 | 703438 | Input terminal block, MIL40 socket, M3 captive screws, 32 x IN with bleed resistors, for Omron PLC units with FCN connectors
XW2D-50G6 | 21550 | 695850 | General-purpose I/O terminal block, MIL50 socket, M3 captive screws, 50 points
XW2D-50G6 | 21550 | 703436 | General-purpose I/O terminal block, MIL50 socket, M3 captive screws, 50 points
XW2E-20G5-IN16 | 25680 | 107485 | Input terminal block, MIL20 socket, M3 captive screws, 16 x IN, 3-wire connection
XW2F-20G7-IN16 | 42600 | 172652 | Terminal block, MIL20 socket, 20 point input, screwless connections
XW2F-20G7-OUT16 | 48040 | 172653 | Terminal block, MIL20 socket, 20 point output, screwless connections
XW2G-40G7 | 36530 | 180645 | DIN-rail mounting input terminal block for CJ1W-CTL41-E, MIL40 socket, screwless terminals (use with XW2Z-xxxK cable)
XW2K-20G-O16A-IN | 27740 | 707448 | PLC interface wiring system with push-in plus technology and power supply terminal, 20 points MIL connector, Input, Signal: 0.5 A, Power: 4 A, NPN, 30 VDC, DIN rail horizontal and vertical mounting
XW2K-20G-O16B-OUT | 27740 | 707445 | PLC interface wiring system with push-in plus technology and power supply terminal, 20 points MIL connector, Output, Signal: 0.5 A, Power: 4 A, NPN, 30 VDC, DIN rail horizontal and vertical mounting
XW2K-20G-T | 15860 | 707455 | General purpose interface wiring system with push-in plus technology, 20 points MIL connector, Input/Output, 1 A, NPN/PNP, 125 VAC, 30 VDC, DIN rail horizontal and vertical mounting
XW2K-34G-T | 20800 | 707454 | General purpose interface wiring system with push-in plus technology, 34 points MIL connector, Input/Output, 1 A, NPN/PNP, 125 VAC, 30 VDC, DIN rail horizontal and vertical mounting
XW2K-40G-O32A | 23770 | 707451 | PLC interface wiring system with push-in plus technology and power supply terminal, 40 points MIL connector, Input/Output, 0.5 A, NPN/PNP, 30 VDC, DIN rail horizontal and vertical mounting
XW2K-40G-O32A-IN | 33670 | 707447 | PLC interface wiring system with push-in plus technology and power supply terminal, 40 points MIL connector, Input, Signal: 0.5 A, Power: 7 A, NPN, 30 VDC, DIN rail horizontal and vertical mounting
XW2K-40G-O32B | 23770 | 707450 | PLC interface wiring system with push-in plus technology and power supply terminal, 40 points MIL connector, Input/Output, 0.5 A, NPN/PNP, 30 VDC, DIN rail horizontal and vertical mounting
XW2K-40G-O32B-OUT | 33670 | 707444 | PLC interface wiring system with push-in plus technology and power supply terminal, 40 points MIL connector, Output, Signal: 0.5 A, Power: 7 A, NPN, 30 VDC, DIN rail horizontal and vertical mounting
XW2K-40G-O32C | 23770 | 707449 | PLC interface wiring system with push-in plus technology and power supply terminal, 40 points MIL connector, Input/Output, 0.5 A, NPN/PNP, 30 VDC, DIN rail horizontal and vertical mounting
XW2K-40G-O32C-IN | 33670 | 707446 | PLC interface wiring system with push-in plus technology and power supply terminal, 40 points MIL connector, Input, Signal: 0.5 A, Power: 7 A, NPN, 30 VDC, DIN rail horizontal and vertical mounting
XW2K-40G-O32C-OUT | 33670 | 707443 | PLC interface wiring system with push-in plus technology and power supply terminal, 40 points MIL connector, Output, Signal: 0.5 A, Power: 7 A, NPN, 30 VDC, DIN rail horizontal and vertical mounting
XW2K-40G-T | 24770 | 707453 | General purpose interface wiring system with push-in plus technology, 40 points MIL connector, Input/Output, 1 A, NPN/PNP, 125 VAC, 30 VDC, DIN rail horizontal and vertical mounting
XW2K-50G-T | 28730 | 707452 | General purpose interface wiring system with push-in plus technology, 50 points MIL connector, Input/Output, 1 A, NPN/PNP, 125 VAC, 30 VDC, DIN rail horizontal and vertical mounting
XW2K-COM20 | 27740 | 707440 | Interface wiring system with push-in plus technology and common terminals , 10 A, 250 VAC/DC, DIN rail horizontal and vertical mounting
XW2K-COM20N | 27740 | 707441 | Interface wiring system with push-in plus technology and common terminals , 10 A, 250 VAC/DC, DIN rail horizontal and vertical mounting
XW2K-COM20P | 27740 | 707442 | Interface wiring system with push-in plus technology and common terminals , 10 A, 250 VAC/DC, DIN rail horizontal and vertical mounting
XW2R-E20G-T | 17120 | 372888 | DIN-rail mounting terminal block, MIL20 socket, screw clamp, 20 points, general-purpose
XW2R-E34G-C1 | 19390 | 372893 | DIN-rail interface wiring system, MIL40 socket, screw clamp, 32x IN + power, for Omron PLC units with FCN40 connectors
XW2R-E34G-C2 | 19390 | 372894 | DIN-rail interface wiring system, MIL40 socket, screw clamp, 32x IN + power, for Omron PLC units with MIL40 connectors
XW2R-E34G-C3 | 19390 | 372895 | DIN-rail interface wiring system, MIL40 socket, screw clamp, 32x OUT + power, for Omron PLC units with FCN40 connectors
XW2R-E34G-C4 | 19390 | 372896 | DIN-rail interface wiring system, MIL40 socket, screw clamp, 32x OUT + power, for Omron PLC units with MIL40 connectors
XW2R-E34GD-T | 14360 | 670882 | DIN-rail mounting terminal block, MIL34 socket, screw clamp, 34 points, general-purpose,slotted screw(rise up)
XW2R-E34G-M1 | 19390 | 372989 | DIN-rail mounting terminal block, MIL40 socket, screw clamp, 32x IN + power, for Mitsubishi PLC units with FCN40 connectors
XW2R-E34G-M2 | 19390 | 372990 | DIN-rail mounting terminal block, MIL40 socket, screw clamp, 32x OUT + power, for Mitsubishi PLC units with FCN40 connectors
XW2R-E34G-T | 19390 | 372889 | DIN-rail mounting terminal block, MIL34 socket, screw clamp, 34 points, general-purpose
XW2R-E40G-T | 20780 | 372890 | DIN-rail mounting terminal block, MIL40 socket, screw clamp, 40 points, general-purpose
XW2R-E50G-T | 23070 | 372994 | DIN-rail mounting terminal block, MIL50 socket, screw clamp, 50 points, general-purpose
XW2R-E60G-T | 25270 | 372891 | DIN-rail mounting terminal block, MIL60 socket, screw clamp, 60 points, general-purpose
XW2R-J20G-T | 19340 | 372884 | DIN-rail mounting terminal block, MIL20 socket, M3 screws, 20 points, general-purpose
XW2R-J34G-C1 | 21530 | 372878 | DIN-rail mounting terminal block, MIL40 socket, M3 screws, 32x IN + power, for Omron PLC units with FCN40 connectors
XW2R-J34G-C2 | 21530 | 372879 | DIN-rail mounting terminal block, MIL40 socket, M3 screws, 32x IN + power, for Omron PLC units with MIL40 connectors
XW2R-J34G-C3 | 21530 | 372880 | DIN-rail mounting terminal block, MIL40 socket, M3 screws, 32x OUT + power, for Omron PLC units with FCN40 connectors
XW2R-J34G-C4 | 21530 | 372881 | DIN-rail mounting terminal block, MIL40 socket, M3 screws, 32x OUT + power, for Omron PLC units with MIL40 connectors
XW2R-J34GD-T | 14360 | 670880 | DIN-rail mounting terminal block, MIL34 socket, screw clamp, 34 points, general-purpose,philips screw
XW2R-J34G-M1 | 21530 | 372987 | DIN-rail mounting terminal block, MIL40 socket, M3 screws, 32x IN + power, for Mitsubishi PLC units with FCN40 connectors
XW2R-J34G-M2 | 21530 | 372988 | DIN-rail mounting terminal block, MIL40 socket, M3 screws, 32x OUT + power, for Mitsubishi PLC units with FCN40 connectors
XW2R-J34G-T | 21530 | 372877 | DIN-rail mounting terminal block, MIL34 socket, M3 screws, 34 points, general-purpose
XW2R-J40G-T | 23070 | 372885 | DIN-rail mounting terminal block, MIL40 socket, M3 screws, 40 points, general-purpose
XW2R-J50G-T | 25240 | 372886 | DIN-rail mounting terminal block, MIL50 socket, M3 screws, 50 points, general-purpose
XW2R-J60G-T | 27470 | 372887 | DIN-rail mounting terminal block, MIL60 socket, M3 screws, 60 points, general-purpose
XW2R-P16GD-C1-COM | 19760 | 410803 | DIN-rail mounting terminal block, MIL20 socket, push-in clamp, 16 I/O points (3-wire connection), for Omron input units
XW2R-P16GD-C3-COM | 19760 | 410806 | DIN-rail mounting terminal block, MIL20 socket, push-in clamp, 16 I/O points (3-wire connection), for Omron output units
XW2R-P20G-T | 15610 | 372892 | DIN-rail mounting terminal block, MIL20 socket, push-in clamp, 20 points, general-purpose
XW2R-P32GD-C1-COM | 29280 | 410804 | DIN-rail mounting terminal block, MIL40 socket, push-in clamp, 32 I/O points (3-wire connection), for Omron input units with FCN40 connectors
XW2R-P32GD-C2-COM | 29280 | 410805 | DIN-rail mounting terminal block, MIL40 socket, push-in clamp, 32 I/O points (3-wire connection), for Omron input units with MIL40 connectors
XW2R-P32GD-C3-COM | 29280 | 410807 | DIN-rail mounting terminal block, MIL40 socket, push-in clamp, 32 I/O points (3-wire connection), for Omron output units with FCN40 connectors
XW2R-P32GD-C4-COM | 29710 | 410808 | DIN-rail mounting terminal block, MIL40 socket, push-in clamp, 32 I/O points (3-wire connection), for Omron output units with MIL40 connectors
XW2R-P34G-C1 | 17830 | 372999 | DIN-rail mounting terminal block, MIL40 socket, push-in clamp, 32x IN + power, for Omron PLC units with FCN40 connectors
XW2R-P34G-C2 | 17830 | 373000 | DIN-rail mounting terminal block, MIL40 socket, push-in clamp, 32x IN + power, for Omron PLC units with MIL40 connectors
XW2R-P34G-C3 | 17830 | 373001 | DIN-rail mounting terminal block, MIL40 socket, push-in clamp, 32x OUT + power, for Omron PLC units with FCN40 connectors
XW2R-P34G-C4 | 17830 | 373002 | DIN-rail mounting terminal block, MIL40 socket, push-in clamp, 32x OUT + power, for Omron PLC units with MIL40 connectors
XW2R-P34GD-C1 | 17840 | 690425 | Din track mounting terminal, MIL34 socket, push-in spring, 34 points, general-purpose
XW2R-P34GD-C4 | 17840 | 690424 | DIN-rail mounting terminal, MIL34 socket, 32 x OUT + power, for Omron PLC
XW2R-P34GD-T | 14360 | 670881 | DIN-rail mounting terminal block, MIL34 socket, screw clamp, 34 points, general-purpose,push in spring
XW2R-P34G-M1 | 17830 | 372991 | DIN-rail mounting terminal block, MIL40 socket, push-in clamp, 32x IN + power, for Mitsubishi PLC units with FCN40 connectors
XW2R-P34G-M2 | 17830 | 372992 | DIN-rail mounting terminal block, MIL40 socket, push-in clamp, 32x OUT + power, for Mitsubishi PLC units with FCN40 connectors
XW2R-P34G-T | 17830 | 372995 | Horizontal screw mounting terminal block, MIL34 socket, push-in clamp, 34 points, general-purpose
XW2R-P40BD-COM | 33550 | 671191 | DIN-rail mounting common terminal, 40 poles, + and - mixed common
XW2R-P40G-T | 19390 | 372996 | DIN-rail mounting terminal block, MIL40 socket, push-in clamp, 40 points, general-purpose
XW2R-P40MD-COM | 33550 | 671190 | DIN-rail mounting common terminal, 40 poles, - negative common
XW2R-P40PD-COM | 33550 | 671189 | DIN-rail mounting common terminal, 40 poles, + positive common
XW2R-P50G-T | 21530 | 372997 | DIN-rail mounting terminal block, MIL50 socket, push-in clamp, 50 points, general-purpose
XW2R-P60G-T | 23730 | 372998 | DIN-rail mounting terminal block, MIL60 socket, push-in clamp, 60 points, general-purpose
XW2Z-0030FF-L | 10900 | 377664 | I/O connection cable, unshielded, MIL40 to MIL40, 0.3 m
XW2Z-0050AD-L | 15760 | 377597 | I/O connection cable, unshielded, FCN24 to MIL20, 0.5 m
XW2Z-0050BF-L | 17930 | 377615 | I/O connection cable, unshielded, FCN40 to MIL40, 0.5 m
XW2Z-0050DD-L | 7875 | 377638 | I/O connection cable, unshielded, MIL20 to MIL20, 0.5 m
XW2Z-0050DL-L | 8600 | 377641 | I/O connection cable, unshielded, MIL20 to open ends, 0.5 m
XW2Z-0050DM-L | 12910 | 377647 | I/O connection cable, unshielded, MIL20 to fork terminals, 0.5 m
XW2Z-0050EE-L | 19100 | 675179 | I/O connection cable, unshielded, MIL34 to MIL34, 0.5 m
XW2Z-0050FF-L | 11470 | 377665 | I/O connection cable, unshielded, MIL40 to MIL40, 0.5 m
XW2Z-0075FH-L01 | 20050 | 377654 | I/O connection cable, unshielded, MIL40 to 2 x MIL20, 0.75 m, cross-wired
XW2Z-0075FH-L02 | 20050 | 377659 | I/O connection cable, unshielded, MIL40 to 2 x MIL20, 0.75 m
XW2Z-0100AD-L | 16470 | 377596 | I/O connection cable, unshielded, FCN24 to MIL20, 1 m
XW2Z-0100AL-L | 17200 | 377600 | I/O connection cable, unshielded, FCN24 to open ends, 1 m
XW2Z-0100BF-L | 19370 | 377616 | I/O connection cable, unshielded, FCN40 to MIL40, 1 m
XW2Z-0100BH-L01 | 27240 | 377603 | I/O connection cable, unshielded, FCN40 to 2 x MIL20, 1 m
XW2Z-0100BH-L02 | 27240 | 377609 | I/O connection cable, unshielded, FCN40 to 2 x MIL20, 1 m, cross-wired
XW2Z-0100BN-L | 18640 | 377621 | I/O connection cable, unshielded, FCN40 to open ends, 1 m
XW2Z-0100CG-L | 31510 | 377635 | I/O connection cable, unshielded, FCN56 to MIL60, 1 m
XW2Z-0100DD-L | 8600 | 377639 | I/O connection cable, unshielded, MIL20 to MIL20, 1 m
XW2Z-0100DL-L | 9320 | 377642 | I/O connection cable, unshielded, MIL20 to open ends, 1 m
XW2Z-0100DM-L | 13630 | 377648 | I/O connection cable, unshielded, MIL20 to fork terminals, 1 m
XW2Z-0100FF-L | 12910 | 377666 | I/O connection cable, unshielded, MIL40 to MIL40, 1 m
XW2Z-0100FH-L01 | 20780 | 377655 | I/O connection cable, unshielded, MIL40 to 2 x MIL20, 1 m, cross-wired
XW2Z-0100FH-L02 | 20780 | 377660 | I/O connection cable, unshielded, MIL40 to 2 x MIL20, 1 m
XW2Z-0100FN-L | 12190 | 377671 | I/O connection cable, unshielded, MIL40 to open ends, 1 m
XW2Z-010D | 142800 | 671069 | I/O connection cable, FCN40 to 2 x MIL20, 10 m
XW2Z-010-H1B | 118400 | 144215 | I/O connection cable, FCN56 to XW2B-60G*, 10 m
XW2Z-010PP-1 | 157400 | 410311 | Vision system accessory FH RS-232C cable 10 m
XW2Z-010S | 62250 | 107464 | Automation, Control Systems, XW2, XW2Z-010S
XW2Z-010X | 77900 | 300893 | I/O connection cable, MIL20 to MIL20, 10 m
XW2Z-0150BF-L | 20780 | 377617 | I/O connection cable, unshielded, FCN40 to MIL40, 1.5 m
XW2Z-0150BH-L01 | 28630 | 377604 | I/O connection cable, unshielded, FCN40 to 2 x MIL20, 1.5 m
XW2Z-0150BH-L02 | 28630 | 377610 | I/O connection cable, unshielded, FCN40 to 2 x MIL20, 1.5 m, cross-wired
XW2Z-0150CJ-L01 | 48680 | 377625 | I/O connection cable, unshielded, FCN56 to 3 x MIL20, 1.5 m
XW2Z-0150CJ-L02 | 48680 | 377628 | I/O connection cable, unshielded, FCN56 to 3 x MIL20, 1.5 m, cross-wired
XW2Z-0150CK-L01 | 40790 | 377631 | I/O connection cable, unshielded, FCN56 to MIL20 + MIL40, 1.5 m
XW2Z-0150CK-L02 | 40790 | 377632 | I/O connection cable, unshielded, FCN56 to MIL20 + MIL40, 1.5 m, cross-wired
XW2Z-0150DL-L | 10030 | 377643 | I/O connection cable, unshielded, MIL20 to open ends, 1.5 m
XW2Z-0150DM-L | 14320 | 377649 | I/O connection cable, unshielded, MIL20 to fork terminals, 1.5 m
XW2Z-0150FF-L | 14320 | 377667 | I/O connection cable, unshielded, MIL40 to MIL40, 1.5 m
XW2Z-0150FN-L | 13630 | 377672 | I/O connection cable, unshielded, MIL40 to open ends, 1.5 m
XW2Z-0200AD-L | 17930 | 377598 | I/O connection cable, unshielded, FCN24 to MIL20, 2 m
XW2Z-0200AL-L | 18640 | 377601 | I/O connection cable, unshielded, FCN24 to open ends, 2 m
XW2Z-0200BF-L | 22220 | 377618 | I/O connection cable, unshielded, FCN40 to MIL40, 2 m
XW2Z-0200BH-L01 | 30080 | 377605 | I/O connection cable, unshielded, FCN40 to 2 x MIL20, 2 m
XW2Z-0200BH-L02 | 30080 | 377611 | I/O connection cable, unshielded, FCN40 to 2 x MIL20, 2 m, cross-wired
XW2Z-0200BN-L | 21510 | 377622 | I/O connection cable, unshielded, FCN40 to open ends, 2 m
XW2Z-0200CG-L | 35790 | 377636 | I/O connection cable, unshielded, FCN56 to MIL60, 2 m
XW2Z-0200CJ-L01 | 50800 | 377626 | I/O connection cable, unshielded, FCN56 to 3 x MIL20, 2 m
XW2Z-0200CJ-L02 | 50800 | 377629 | I/O connection cable, unshielded, FCN56 to 3 x MIL20, 2 m, cross-wired
XW2Z-0200CK-L01 | 42930 | 377633 | I/O connection cable, unshielded, FCN56 to MIL20 + MIL40, 2 m
XW2Z-0200CK-L02 | 42930 | 377634 | I/O connection cable, unshielded, FCN56 to MIL20 + MIL40, 2 m, cross-wired
XW2Z-0200DD-L | 10030 | 377640 | I/O connection cable, unshielded, MIL20 to MIL20, 2 m
XW2Z-0200DL-L | 10760 | 377644 | I/O connection cable, unshielded, MIL20 to open ends, 2 m
XW2Z-0200DM-L | 15050 | 377650 | I/O connection cable, unshielded, MIL20 to fork terminals, 2 m
XW2Z-0200EE-L | 14320 | 377653 | I/O connection cable, unshielded, MIL34 to MIL34, 2 m
XW2Z-0200FF-L | 15760 | 377668 | I/O connection cable, unshielded, MIL40 to MIL40, 2 m
XW2Z-0200FH-L01 | 23650 | 377656 | I/O connection cable, unshielded, MIL40 to 2 x MIL20, 2 m, cross-wired
XW2Z-0200FH-L02 | 23650 | 377661 | I/O connection cable, unshielded, MIL40 to 2 x MIL20, 2 m
XW2Z-0200FN-L | 15050 | 377673 | I/O connection cable, unshielded, MIL40 to open ends, 2 m
XW2Z-0250FN-L | 16470 | 377674 | I/O connection cable, unshielded, MIL40 to open ends, 2.5 m
XW2Z-0300AD-L | 19370 | 377599 | I/O connection cable, unshielded, FCN24 to MIL20, 3 m
XW2Z-0300AL-L | 20050 | 377602 | I/O connection cable, unshielded, FCN24 to open ends, 3 m
XW2Z-0300BF-L | 25060 | 377619 | I/O connection cable, unshielded, FCN40 to MIL40, 3 m
XW2Z-0300BH-L01 | 32930 | 377606 | I/O connection cable, unshielded, FCN40 to 2 x MIL20, 3 m
XW2Z-0300BH-L02 | 32930 | 377612 | I/O connection cable, unshielded, FCN40 to 2 x MIL20, 3 m, cross-wired
XW2Z-0300BN-L | 24360 | 377623 | I/O connection cable, unshielded, FCN40 to open ends, 3 m
XW2Z-0300CG-L | 40070 | 377637 | I/O connection cable, unshielded, FCN56 to MIL60, 3 m
XW2Z-0300CJ-L01 | 55150 | 377627 | I/O connection cable, unshielded, FCN56 to 3 x MIL20, 3 m
XW2Z-0300CJ-L02 | 55150 | 377630 | I/O connection cable, unshielded, FCN56 to 3 x MIL20, 3 m, cross-wired
XW2Z-0300DL-L | 12190 | 377645 | I/O connection cable, unshielded, MIL20 to open ends, 3 m
XW2Z-0300DM-L | 16470 | 377651 | I/O connection cable, unshielded, MIL20 to fork terminals, 3 m
XW2Z-0300FF-L | 18640 | 377669 | I/O connection cable, unshielded, MIL40 to MIL40, 3 m
XW2Z-0300FH-L01 | 26490 | 377657 | I/O connection cable, unshielded, MIL40 to 2 x MIL20, 3 m, cross-wired
XW2Z-0300FH-L02 | 26490 | 377662 | I/O connection cable, unshielded, MIL40 to 2 x MIL20, 3 m
XW2Z-0300FN-L | 17930 | 377675 | I/O connection cable, unshielded, MIL40 to open ends, 3 m
XW2Z-0400BH-L01 | 35790 | 377607 | I/O connection cable, unshielded, FCN40 to 2 x MIL20, 4 m
XW2Z-0400BH-L02 | 35790 | 377613 | I/O connection cable, unshielded, FCN40 to 2 x MIL20, 4 m, cross-wired
XW2Z-0500BF-L | 30790 | 377620 | I/O connection cable, unshielded, FCN40 to MIL40, 5 m
XW2Z-0500BH-L01 | 38650 | 377608 | I/O connection cable, unshielded, FCN40 to 2 x MIL20, 5 m
XW2Z-0500BH-L02 | 38650 | 377614 | I/O connection cable, unshielded, FCN40 to 2 x MIL20, 5 m, cross-wired
XW2Z-0500BN-L | 30080 | 377624 | I/O connection cable, unshielded, FCN40 to open ends, 5 m
XW2Z-0500DL-L | 15050 | 377646 | I/O connection cable, unshielded, MIL20 to open ends, 5 m
XW2Z-0500DM-L | 19370 | 377652 | I/O connection cable, unshielded, MIL20 to fork terminals, 5 m
XW2Z-0500FF-L | 24360 | 377670 | I/O connection cable, unshielded, MIL40 to MIL40, 5 m
XW2Z-0500FH-L01 | 32210 | 377658 | I/O connection cable, unshielded, MIL40 to 2 x MIL20, 5 m, cross-wired
XW2Z-0500FH-L02 | 32210 | 377663 | I/O connection cable, unshielded, MIL40 to 2 x MIL20, 5 m
XW2Z-0500FN-L | 23650 | 377676 | I/O connection cable, unshielded, MIL40 to open ends, 5 m
XW2Z-050A | 16290 | 149608 | I/O connection cable, FCN24 to MIL20, 0.5 m
XW2Z-050B | 24140 | 107459 | I/O connection cable, FCN40 to MIL40, 0.5 m
XW2Z-050EE | 79900 | 385122 | Parallel I/O cable for terminal block XW2R-_34G-T, 0.5 m
XW2Z-050J-A1 | 45550 | 107494 | I/O connection cable, C200H-NC112 to terminal block, 0.5 m
XW2Z-050J-A10 | 63950 | 107516 | Servo control cable for CS1W-NC133, 0.5 m
XW2Z-050J-A11 | 79600 | 144893 | Servo control cable for CS1W-NC233/433, 0.5 m
XW2Z-050J-A12 | 63950 | 107519
XW2Z-050J-A13 | 79600 | 107521 | I/O connection cable, CS1W-NC233/433 to XW2B-**J6-*B, 0.5 m
XW2Z-050J-A14 | 59550 | 107525 | Servo control cable for CS1W-NC113, 0.5 m
XW2Z-050J-A15 | 68450 | 107527 | Servo control cable for CS1W-NC213/413, 0.5 m
XW2Z-050J-A16 | 45640 | 154815 | I/O connection cable, CJ1W-NC113 to XW2B-**J6-*B, 0.5 m
XW2Z-050J-A17 | 49050 | 107434 | I/O connection cable, CJ1W-NC213/413 to XW2B-**J6-*B, 0.5 m
XW2Z-050J-A18 | 63950 | 107435 | Servo control cable for CS1W-NC133, 0.5 m
XW2Z-050J-A19 | 77300 | 107437 | Servo control cable for CS1W-NC233/433, 0.5 m
XW2Z-050J-A2 | 48860 | 151788 | I/O connection cable, C200H-NC211 to terminal block, 0.5 m
XW2Z-050J-A20 | 49050 | 107439 | I/O connection cable, CJ1W-NC133 to XW2B-**J6-*B , 0.5 m
XW2Z-050J-A21 | 76850 | 107440 | I/O connection cable, CS1W-NC233/433 to XW2B-**J6-*B, 0.5 m
XW2Z-050J-A22 | 54600 | 107442
XW2Z-050J-A23 | 75000 | 107444
XW2Z-050J-A27 | 47120 | 281445 | I/O connection cable, CJ1M-CPU2x or CJ2M-MD21x to XW2B-**J6-8A/9A, for Sigma II, 0.5 m
XW2Z-050J-A33 | 50450 | 281446 | Cable: Pulse I/O Modules to Servo Relay Unit, 0.5 m (SmartStep2, G, G5)
XW2Z-050J-A4 | 36390 | 153572 | Servo control cable for C200H-NC112, 0.5 m
XW2Z-050J-A5 | 50250 | 107503
XW2Z-050J-A6 | 62450 | 107505 | Servo control cable for C200HW-NC113, CS1W-NC113, 0.5 m
XW2Z-050J-A7 | 73450 | 155979 | Servo control cable for C200HW-NC213/413, CS1W-NC213/413, 0.5 m
XW2Z-050J-A8 | 61350 | 107508 | I/O connection cable, CS1W-NC113 or C200HW-NC113 to XW2B-**J6-*B, 0.5 m
XW2Z-050J-A9 | 55700 | 154109 | I/O connection cable, CS1W-NC213/413 or C200HW-NC213/413 to XW2B-**J6-*B, 0.5 m
XW2Z-0700EE-L | 40700 | 699942 | I/O connection cable, unshielded, MIL34 to MIL34, 7 m
XW2Z-070-T1 | 25330 | 107462 | 0.7 m cable for connection of NT-AL001 and PLC/NT/NS RS-232C, 5 VDC
XW2Z-100A | 16700 | 107454 | I/O connection cable, FCN24 to MIL20, 1 m
XW2Z-100B | 21750 | 107457 | I/O connection cable, FCN40 to MIL40, 1 m
XW2Z-100D | 34750 | 152949 | I/O connection cable, FCN40 to 2 x MIL20, 1 m
XW2Z-100EE | 79900 | 385123 | Parallel I/O cable for terminal block XW2R-_34G-T, 1 m
XW2Z-100F | 28750 | 146351 | I/O connection cable, MIL20 to fork terminals, 1 m
XW2Z-100-H1 | 41600 | 107509 | I/O connection cable, FCN56 to XW2B-60G*, 1 m
XW2Z-100-H2G | 52700 | 107513 | I/O connection cable, FCN56 to MIL20 + MIL40, 1 m, cross-wired
XW2Z-100J-A1 | 42340 | 107495 | I/O connection cable, C200H-NC112 to terminal block, 1 m
XW2Z-100J-A10 | 72800 | 107517 | Servo control cable for CS1W-NC133, 1 m
XW2Z-100J-A11 | 88350 | 107518 | Servo control cable for CS1W-NC233/433, 1 m
XW2Z-100J-A12 | 72800 | 107520
XW2Z-100J-A13 | 88350 | 143446 | I/O connection cable, CS1W-NC233/433 to XW2B-**J6-*B, 1 m
XW2Z-100J-A14 | 61800 | 107526 | Servo control cable for CS1W-NC113, 1 m
XW2Z-100J-A15 | 55000 | 107528 | Servo control cable for CS1W-NC213/413, 1 m
XW2Z-100J-A16 | 48220 | 107529 | I/O connection cable, CJ1W-NC113 to XW2B-**J6-*B, 1 m
XW2Z-100J-A17 | 54200 | 103762 | I/O connection cable, CJ1W-NC213/413 to XW2B-**J6-*B, 1 m
XW2Z-100J-A18 | 69600 | 107436 | Servo control cable for CS1W-NC133, 1 m
XW2Z-100J-A19 | 79600 | 107438 | Servo control cable for CS1W-NC233/433, 1 m
XW2Z-100J-A2 | 53550 | 105352 | I/O connection cable, C200H-NC211 to terminal block, 1 m
XW2Z-100J-A20 | 68450 | 107447 | I/O connection cable, CJ1W-NC133 to XW2B-**J6-*B , 1 m
XW2Z-100J-A21 | 79600 | 107441 | I/O connection cable, CS1W-NC233/433 to XW2B-**J6-*B, 1 m
XW2Z-100J-A22 | 70200 | 107443
XW2Z-100J-A23 | 77250 | 107445
XW2Z-100J-A26 | 50700 | 107453 | I/O connection cable, CJ1M-CPU2x or CJ2M-MD21x to XW2B-**J6-8A/9A, for SmartStep/Junma, 1 m
XW2Z-100J-A27 | 50700 | 156855 | I/O connection cable, CJ1M-CPU2x or CJ2M-MD21x to XW2B-**J6-8A/9A, for Sigma II, 1 m
XW2Z-100J-A33 | 54050 | 281447 | Cable: Pulse I/O Modules to Servo Relay Unit, 1 m (SmartStep2, G, G5)
XW2Z-100J-A4 | 38590 | 107502 | Servo control cable for C200H-NC112, 1 m
XW2Z-100J-A5 | 48480 | 144827 | Servo control cable for C200H-NC211, C500-NC113/211, 1 m
XW2Z-100J-A6 | 51350 | 107506 | Servo control cable for C200HW-NC113, CS1W-NC113, 1 m
XW2Z-100J-A7 | 60000 | 152950 | Servo control cable for C200HW-NC213/413, CS1W-NC213/413, 1 m
XW2Z-100J-A8 | 66050 | 105017 | I/O connection cable, CS1W-NC113 or C200HW-NC113 to XW2B-**J6-*B, 1 m
XW2Z-100J-A9 | 76850 | 107507 | I/O connection cable, CS1W-NC213/413 or C200HW-NC213/413 to XW2B-**J6-*B, 1 m
XW2Z-100J-B1 | 48860 | 103110
XW2Z-100J-B15 | 47070 | 252476
XW2Z-100J-B17 | 45470 | 231790 | I/O connection cable, XW2B terminal block to Junma series servo drive, 1 m
XW2Z-100J-B19 | 47050 | 231792 | Terminal block connector cable, 1 m
XW2Z-100J-B24 | 84600 | 294103 | General Purpose servo terminal block cable, 1 m
XW2Z-100J-B25 | 56850 | 294105 | Servo control cable for CS1W/CJ1W/C200HW-NCx13, 1 m
XW2Z-100J-B28 | 63150 | 292067 | I/O connection cable, terminal block to SmartStep 2, 100-400 W, 1 m
XW2Z-100J-B29 | 69950 | 292069 | I/O connection cable, CJ1W-NC113/213/413 to terminal block, 1 m
XW2Z-100J-B31 | 56850 | 294107 | Cable: Servo Relay Unit to Servo driver, 1 m (G, G5)
XW2Z-100J-B32 | 56300 | 292071 | Cable: Servo Relay Unit to Servo driver, 1 m (SmartStep 2)
XW2Z-100J-B33 | 53500 | 294109 | Terminal block cable, 1 m
XW2Z-100J-B34 | 47660 | 323497 | G5 series, terminal block cable, for CN1 connector, use with XW2B-20G_ terminal blocks, 1 m
XW2Z-100J-B4 | 37510 | 107500 | Cable from XW2B-**J6-** to Sigma II servo drive, 1 m
XW2Z-100J-F1 | 63650 | 107499 | Cable to Servo Driver, 1 m
XW2Z-100J-G1 | 106600 | 300848 | Cable for SmartStep 2 (750 W), G or G5 series servodriver and CJ1W-NCx34 (2 axes), 1 m
XW2Z-100J-G10 | 54200 | 300871
XW2Z-100J-G12 | 46410 | 300877 | Cable for connecting SmartStep 2 series servodriver (100-400 W) with CJ1W-NCx34, 1 m
XW2Z-100J-G13 | 54200 | 300880 | Cable for SmartStep 2 (750W), G or G5 series servodriver (pulse) and CJ1W-NCx14 (1 axis), 1 m
XW2Z-100J-G14 | 54200 | 300882
XW2Z-100J-G16 | 46410 | 300886 | Cable for connecting SmartStep 2 series servodriver (100-400 W) with CJ1W-NCx14, 1 m
XW2Z-100J-G2 | 106600 | 300851
XW2Z-100J-G4 | 89150 | 300857 | Cable for connecting SmartStep 2 series servodriver (100-400 W) with CJ1W-NCx34, 1 m
XW2Z-100J-G5 | 106600 | 300860 | Cable from SmartStep 2 (750 W), G and G5-series servo drives to CJ1W-NCx14, 1 m
XW2Z-100J-G6 | 106600 | 300862
XW2Z-100J-G8 | 108500 | 300866 | Cable for connecting SmartStep 2 series servodriver (100-400 W) with CJ1W-NCx14, 1 m
XW2Z-100J-G9 | 54200 | 300868 | Cable for SmartStep 2 (750 W), G or G5 series servodriver and CJ1W-NCx34 (1 axis), 1 m
XW2Z-100K | 18860 | 107448 | I/O connection cable, MIL40 to MIL40, 1 m
XW2Z-100N | 31240 | 167714 | I/O connection cable, MIL40 to 2 x MIL20, 1 m, cross-wired
XW2Z-100X | 22570 | 300889 | I/O connection cable, MIL20 to MIL20, 1 m
XW2Z-100X-R | 31420 | 702464 | I/O connection cable, NX-OD5256-5 and XW2R-P16GD-C3-COM, 1 m
XW2Z-10MJ-G1 | 201600 | 300850 | Cable for SmartStep 2 (750 W), G or G5 series servodriver and CJ1W-NCx34 (2 axes), 10 m
XW2Z-10MJ-G10 | 102600 | 300873
XW2Z-10MJ-G12 | 89150 | 300879 | Cable for connecting SmartStep 2 series servodriver (100-400 W) with CJ1W-NCx34, 10 m
XW2Z-10MJ-G2 | 201600 | 300853
XW2Z-10MJ-G4 | 176400 | 300859 | Cable for connecting SmartStep 2 series servodriver (100-400 W) with CJ1W-NCx34, 10 m
XW2Z-10MJ-G9 | 102600 | 300870 | Cable for SmartStep 2 (750 W), G or G5 series servodriver and CJ1W-NCx34 (1 axis), 10 m
XW2Z-150A | 20330 | 154110 | I/O connection cable, FCN24 to MIL20, 1.5 m
XW2Z-150B | 23180 | 107460 | I/O connection cable, FCN40 to MIL40, 1.5 m
XW2Z-150D | 39090 | 107486 | I/O connection cable, FCN40 to 2 x MIL20, 1.5 m
XW2Z-150EE | 79900 | 385124 | Parallel I/O cable for terminal block XW2R-_34G-T, 1.5 m
XW2Z-150F | 31820 | 145304 | I/O connection cable, MIL20 to fork terminals, 1.5 m
XW2Z-150-H2G | 58700 | 107514 | I/O connection cable, FCN56 to MIL20 + MIL40, 1.5 m, cross-wired
XW2Z-150K | 21700 | 107449 | I/O connection cable, MIL40 to MIL40, 1.5 m
XW2Z-150L | 40700 | 330818 | I/O connection cable, FCN40 to 2 x MIL20, 1.5 m
XW2Z-150N | 35040 | 167715 | I/O connection cable, MIL40 to 2 x MIL20, 1.5 m, cross-wired
XW2Z-15MD | 180200 | 671070 | I/O connection cable, FCN40 to 2 x MIL20, 15 m
XW2Z-200A | 22030 | 143062 | I/O connection cable, FCN24 to MIL20, 2 m
XW2Z-200B | 24750 | 151789 | I/O connection cable, FCN40 to MIL40, 2 m
XW2Z-200C | 42190 | 107463 | I/O connection cable, MIL34 to MIL34, 2 m
XW2Z-200D | 35070 | 107487 | I/O connection cable, FCN40 to 2 x MIL20, 2 m
XW2Z-200EE | 79900 | 385125 | Parallel I/O cable for terminal block XW2R-_34G-T, 2 m
XW2Z-200F | 31820 | 107490 | I/O connection cable, MIL20 to fork terminals, 2 m
XW2Z-200-H1 | 50850 | 150409 | I/O connection cable, FCN56 to XW2B-60G*, 2 m
XW2Z-200-H2 | 57750 | 107511 | I/O connection cable, FCN56 to MIL20 + MIL40, 2 m
XW2Z-200-H3 | 53400 | 154841 | I/O connection cable, FCN56 to 3 x MIL20, 2 m
XW2Z-200J-B1 | 51250 | 143061
XW2Z-200JB17 | 50200 | 231791 | Cable from XW2B terminal block to Junma series servo drive, 2 m
XW2Z-200J-B19 | 53100 | 231793 | Terminal block connector cable, 2 m
XW2Z-200J-B24 | 94850 | 294104 | General Purpose servo terminal block cable, 2 m
XW2Z-200J-B25 | 62000 | 294106 | Servo control cable for CS1W/CJ1W/C200HW-NCx13, 2 m
XW2Z-200J-B28 | 68900 | 292068 | SmartStep 2 general purpose servo control cable, 2 m
XW2Z-200J-B29 | 73400 | 292070 | Servo drive cable from servo relay unit to servo drive, 2 m
XW2Z-200J-B31 | 62000 | 294108 | Cable: Servo Relay Unit to Servo driver, 2 m (G, G5)
XW2Z-200J-B32 | 62000 | 292072 | Servo drive cable from servo relay unit to servo drive, 2 m
XW2Z-200J-B33 | 60950 | 294110 | Cable from G-series servodriver (MECHATROLINK-II) to terminal block XW2B-20G4/G5 or XW2D-20G6, 2 m
XW2Z-200J-B34 | 50950 | 323498 | G5 series terminal block cable, for CN1 connector, use with XW2B-20G_ terminal blocks, 2 m
XW2Z-200J-B4 | 40140 | 107501 | Cable from XW2B-**J6-** to Sigma II servo drive, 2 m
XW2Z-200J-F1 | 64600 | 107504 | Cable from terminal block XW2B-20J6-6 / 40J6-7 and C200H-MC221 or CS1W-MC221 / MC421, 2 m
XW2Z-200K | 25830 | 107451 | I/O connection cable, MIL40 to MIL40, 2 m
XW2Z-200N | 37160 | 167716 | I/O connection cable, MIL40 to 2 x MIL20, 2 m, cross-wired
XW2Z-200PP-1 | 53350 | 410309 | Vision system accessory FH RS-232C cable 2m
XW2Z-200PV | 33040 | 103111 | Cable, RS-232C, 2 m, for programming PLC 25-pin host link unit from PC 9-pin port
XW2Z-200R | 35970 | 156304 | Automation, Control Systems, XW2, XW2Z-200R
XW2Z-200S | 35800 | 107492 | Cable, RS-232C, 2 m, for connecting NT HMI 25-pin port to PLC 9-pin port & NT HMI 9-pin port to PLC 25-pin host link unit
XW2Z-200S-CV | 52700 | 147534 | Cable, RS-232C, for programming PLC or HMI 9-pin port from PC 9-pin port, 2 m
XW2Z-200S-V | 39800 | 149609 | Cable, RS-232C, for programming PLC or HMI 9-pin port from PC 9-pin port, 2 m
XW2Z-200T | 40740 | 105353 | Cable, RS-232C, for connecting NT HMI 9-pin port to PLC 9-pin port, 2 m
XW2Z-200-T1 | 44360 | 107461 | Cable, RS-232C, 2 m, for connecting NT HMI 9-pin port to PLC 9-pin port
XW2Z-200T2 | 65250 | 107522 | Cable, RS-232C, for connecting NT/NS/NB HMI 9-pin D-Sub to PLC 10-pin DDK, 2 m
XW2Z-200T-3 | 25420 | 347063 | Cable, RS-232C, 2 m, for connecting PLC 9-pin port to NV3W HMI (with external 24VDC supply)
XW2Z-200T-4 | 25420 | 347065 | Cable, RS-232C, 2 m, for connecting PLC 9-pin port to NV3W HMI (incl 5VDC supply)
XW2Z-200X | 25230 | 300890 | I/O connection cable, MIL20 to MIL20, 2 m
XW2Z-20MD | 215900 | 671071 | I/O connection cable, FCN40 to 2 x MIL20, 20 m
XW2Z-300A | 25370 | 107456 | I/O connection cable, FCN24 to MIL20, 3 m
XW2Z-300B | 30320 | 107458 | I/O connection cable, FCN40 to MIL40, 3 m
XW2Z-300EE | 106500 | 385126 | Parallel I/O cable for terminal block XW2R-_34G-T, 3 m
XW2Z-300F | 31970 | 107491 | I/O connection cable, MIL20 to fork terminals, 3 m
XW2Z-300-H1 | 58000 | 107510 | I/O connection cable, FCN56 to XW2B-60G*, 3 m
XW2Z-300J-A7 | 70200 | 107452 | 3 m cable between terminal strip XW2B-40J6-2B and CS1W / C200HW-NC213 / 413 at W series servo driver
XW2Z-300J-G13 | 65750 | 300881 | Cable for SmartStep 2 (750 W), G or G5 series servodriver (pulse) and CJ1W-NCx14 (1 axis), 3 m
XW2Z-300J-G14 | 65750 | 300883
XW2Z-300J-G16 | 56050 | 300887 | Cable from SmartStep 2 (100-400 W), G and G5-series servo drives to CJ1W-NCx14 (2 axes), 3 m
XW2Z-300J-G5 | 127800 | 300861 | Cable from SmartStep 2 (750 W), G and G5-series servo drives to CJ1W-NCx14 (2 axes), 3 m
XW2Z-300J-G6 | 127800 | 300863
XW2Z-300J-G8 | 108500 | 300867 | Cable from SmartStep 2 (100-400W), G and G5-series servo drives to CJ1W-NCx14 (2 axes), 3 m
XW2Z-300K | 33080 | 107450 | I/O connection cable, MIL40 to MIL40, 3 m
XW2Z-300N | 44840 | 167717 | I/O connection cable, MIL40 to 2 x MIL20, 3 m, cross-wired
XW2Z-300X | 37830 | 300891 | I/O connection cable, MIL20 to MIL20, 3 m
XW2Z-500A | 30560 | 107455 | I/O connection cable, FCN24 to MIL20, 5 m
XW2Z-500B | 40620 | 150731 | I/O connection cable, FCN40 to MIL40, 5 m
XW2Z-500D | 58900 | 107489 | I/O connection cable, FCN40 to 2 x MIL20, 5 m
XW2Z-500EE | 135700 | 385127 | Parallel I/O cable for terminal block XW2R-_34G-T, 5 m
XW2Z-500-H1 | 75850 | 105018 | I/O connection cable, FCN56 to XW2B-60G*, 5 m
XW2Z-500J-G1 | 149200 | 300849 | Cable from SmartStep 2 (750 W), G and G5 serie servo drives to CJ1W-NCx34, 5 m
XW2Z-500J-G10 | 75500 | 300872
XW2Z-500J-G12 | 65750 | 300878 | Cable from SmartStep 2 (750 W), G and G5 serie servo drives to CJ1W-NCx34, 5 m
XW2Z-500J-G2 | 149200 | 300852
XW2Z-500J-G4 | 129700 | 300858 | Cable from SmartStep 2 (750 W), G and G5 series servo drives to CJ1W-NCx34, 5 m
XW2Z-500J-G9 | 75500 | 300869 | Cable from SmartStep 2 (750 W), G and G5 series servo driver to CJ1W-NCx34 (1 axis), 5 m
XW2Z-500K | 36270 | 103604 | I/O connection cable, MIL40 to MIL40, 5 m
XW2Z-500N | 54650 | 167718 | I/O connection cable, MIL40 to 2 x MIL20, 5 m, cross-wired
XW2Z-500PP-1 | 104800 | 410310 | Vision system accessory FH RS-232C cable 5m
XW2Z-500PV | 55300 | 107465 | Cable, RS-232C, 5 m, for programming PLC 25-pin host link unit from PC 9-pin port
XW2Z-500S | 52500 | 107493 | Cable, RS-232C, 5 m, for connecting NT HMI 25-pin port to PLC 9-pin port & NT HMI 9-pin port to PLC 25-pin host link unit
XW2Z-500S-CV | 68150 | 107512 | Cable, RS-232C, 5 m, for programming PLC or HMI 9-pin port from PC 9-pin port
XW2Z-500S-V | 59750 | 155980 | Cable, RS-232C, 5 m, for programming PLC or HMI 9-pin port from PC 9-pin port
XW2Z-500T | 56950 | 155978 | Cable, RS-232C, for connecting NT HMI 9-pin port to PLC 9-pin port, 5 m
XW2Z-500T-3 | 30480 | 347064 | Cable, RS-232C, 6 m, for connecting PLC 9-pin port to NV3W HMI (with external 24VDC supply)
XW2Z-500X | 46800 | 300892 | I/O connection cable, MIL20 to MIL20, 5 m
XW2Z-700-H1 | 91350 | 156305 | I/O connection cable, FCN56 to XW2B-60G*, 7 m
XW2Z-C50K | 28880 | 153570 | I/O connection cable, MIL40 to MIL40, 0.5 m
XW2Z-C50X | 21980 | 300888 | I/O connection cable, MIL20 to MIL20, 0.5 m
XW2Z-R050C-SCH-A | 84600 | 670855 | I/O connection cable for G70V with Schneider Electric PLCs board 140 DDI 353 00, 32 input points, 0.5 m
XW2Z-R050C-SCH-B | 84600 | 670783 | I/O connection cable for G70V with Schneider Electric PLCs board 140 DDO 353 00, 32 output points, 0.5 m
XW2Z-R050C-SCH-C | 48030 | 670858 | I/O connection cable for G70V with Schneider Electric PLCs board BMX DDI 1602, 16 input points, 0.5 m
XW2Z-R050C-SCH-D | 48030 | 670785 | I/O connection cable for G70V with Schneider Electric PLCs board BMX DDO 1602, 16 output points, 0.5 m
XW2Z-R050C-SIM-A | 73650 | 670792 | I/O connection cable for G70V with Siemens PLCs board 6ES7 321-1BL00-0 AA0, 32 input points, 0.5 m
XW2Z-R050C-SIM-B | 73650 | 670799 | I/O connection cable for G70V with Siemens PLCs board 6ES7 322-1BL00-0 AA0, 32 output points, 0.5 m
XW2Z-R050C-SIM-C | 48030 | 670801 | I/O connection cable for G70V with Siemens PLCs board 6ES7 321-1BH02-0 AA0, 16 input points, 0.5 m
XW2Z-R050C-SIM-D | 127700 | 670790 | I/O connection cable for G70V with Siemens PLCs board 6ES7 421-1BL-0 AA0, 32 input points, 0.5 m
XW2Z-R050C-SIM-E | 127700 | 670769 | I/O connection cable for G70V with Siemens PLCs board 6ES7 422-1BL-0 AA0, 32 output points, 0.5 m
XW2Z-R100C | 24050 | 670331 | I/O connection cable, with shield connection, FCN24 to MIL20 for G70A-ZOC16-3 / G70A-ZIM16-5, 1 m
XW2Z-R100C-SCH-A | 86500 | 670788 | I/O connection cable for G70V with Schneider Electric PLCs board 140 DDI 353 00, 32 input points, 1 m
XW2Z-R100C-SCH-B | 86500 | 670851 | I/O connection cable for G70V with Schneider Electric PLCs board 140 DDO 353 00, 32 output points, 1 m
XW2Z-R100C-SCH-C | 49020 | 670825 | I/O connection cable for G70V with Schneider Electric PLCs board BMX DDI 1602, 16 input points, 1 m
XW2Z-R100C-SCH-D | 49020 | 670828 | I/O connection cable for G70V with Schneider Electric PLCs board BMX DDO 1602, 16 output points, 1 m
XW2Z-R100C-SIM-A | 74600 | 670824 | I/O connection cable for G70V with Siemens PLCs board 6ES7 321-1BL00-0 AA0, 32 input points, 1 m
XW2Z-R100C-SIM-B | 74600 | 670822 | I/O connection cable for G70V with Siemens PLCs board 6ES7 322-1BL00-0 AA0, 32 output points, 1 m
XW2Z-R100C-SIM-C | 49020 | 670782 | I/O connection cable for G70V with Siemens PLCs board 6ES7 321-1BH02-0 AA0, 16 input points, 1 m
XW2Z-R100C-SIM-D | 129600 | 670770 | I/O connection cable for G70V with Siemens PLCs board 6ES7 421-1BL-0 AA0, 32 input points, 1 m
XW2Z-R100C-SIM-E | 129600 | 670853 | I/O connection cable for G70V with Siemens PLCs board 6ES7 422-1BL-0 AA0, 32 output points, 1 m
XW2Z-R150C | 32270 | 670319 | I/O connection cable, with shield connection, FCN24 to MIL20 for G70A-ZOC16-3 / G70A-ZIM16-5, 1.5 m
XW2Z-R150C-125-100 | 62000 | 670332 | I/O connection cable, with shield connection, FCN56 to 3 x MIL20 for G70A-ZOC16-3, 1.5 m / 1.25 m / 1 m
XW2Z-R200C | 33690 | 670317 | I/O connection cable, with shield connection, FCN24 to MIL20 for G70A-ZOC16-3 / G70A-ZIM16-5, 2 m
XW2Z-R200C-175-150 | 70150 | 670318 | I/O connection cable, with shield connection, FCN56 to 3 x MIL20 for G70A-ZOC16-3, 2 m / 1.75 m / 1.5 m
XW2Z-R200C-SCH-A | 89400 | 670849 | I/O connection cable for G70V with Schneider Electric PLCs board 140 DDI 353 00, 32 input points, 2 m
XW2Z-R200C-SCH-B | 89400 | 670839 | I/O connection cable for G70V with Schneider Electric PLCs board 140 DDO 353 00, 32 output points, 2 m
XW2Z-R200C-SCH-C | 51000 | 670800 | I/O connection cable for G70V with Schneider Electric PLCs board BMX DDI 1602, 16 input points, 2 m
XW2Z-R200C-SCH-D | 51000 | 670814 | I/O connection cable for G70V with Schneider Electric PLCs board BMX DDO 1602, 16 output points, 2 m
XW2Z-R200C-SIM-A | 77550 | 670826 | I/O connection cable for G70V with Siemens PLCs board 6ES7 321-1BL00-0 AA0, 32 input points, 2 m
XW2Z-R200C-SIM-B | 77550 | 670812 | I/O connection cable for G70V with Siemens PLCs board 6ES7 322-1BL00-0 AA0, 32 output points, 2 m
XW2Z-R200C-SIM-C | 50050 | 670813 | I/O connection cable for G70V with Siemens PLCs board 6ES7 321-1BH02-0 AA0, 16 input points, 2 m
XW2Z-R200C-SIM-D | 132700 | 670827 | I/O connection cable for G70V with Siemens PLCs board 6ES7 421-1BL-0 AA0, 32 input points, 2 m
XW2Z-R200C-SIM-E | 132700 | 670835 | I/O connection cable for G70V with Siemens PLCs board 6ES7 422-1BL-0 AA0, 32 output points, 2 m
XW2Z-R300C | 52200 | 670313 | I/O connection cable, with shield connection, FCN24 to MIL20 for G70A-ZOC16-3 / G70A-ZIM16-5, 3 m
XW2Z-R300C-275-250 | 84950 | 670308 | I/O connection cable, with shield connection, FCN56 to 3 x MIL20 for G70A-ZOC16-3, 3 m / 2.75 m / 2.5 m
XW2Z-R300C-SCH-A | 92400 | 670815 | I/O connection cable for G70V with Schneider Electric PLCs board 140 DDI 353 00, 32 input points, 3 m
XW2Z-R300C-SCH-B | 92400 | 670772 | I/O connection cable for G70V with Schneider Electric PLCs board 140 DDO 353 00, 32 output points, 3 m
XW2Z-R300C-SCH-C | 52000 | 670771 | I/O connection cable for G70V with Schneider Electric PLCs board BMX DDI 1602, 16 input points, 3 m
XW2Z-R300C-SCH-D | 52000 | 670789 | I/O connection cable for G70V with Schneider Electric PLCs board BMX DDO 1602, 16 output points, 3 m
XW2Z-R300C-SIM-A | 80550 | 670823 | I/O connection cable for G70V with Siemens PLCs board 6ES7 321-1BL00-0 AA0, 32 input points, 3 m
XW2Z-R300C-SIM-B | 80550 | 670848 | I/O connection cable for G70V with Siemens PLCs board 6ES7 322-1BL00-0 AA0, 32 output points, 3 m
XW2Z-R300C-SIM-C | 52000 | 670810 | I/O connection cable for G70V with Siemens PLCs board 6ES7 321-1BH02-0 AA0, 16 input points, 3 m
XW2Z-R300C-SIM-D | 134600 | 670852 | I/O connection cable for G70V with Siemens PLCs board 6ES7 421-1BL-0 AA0, 32 input points, 3 m
XW2Z-R300C-SIM-E | 134600 | 670840 | I/O connection cable for G70V with Siemens PLCs board 6ES7 422-1BL-0 AA0, 32 output points, 3 m
XW2Z-R500C | 66000 | 670322 | I/O connection cable, with shield connection, FCN24 to MIL20 for G70A-ZOC16-3 / G70A-ZIM16-5, 5 m
XW2Z-R500C-SCH-A | 98150 | 670838 | I/O connection cable for G70V with Schneider Electric PLCs board 140 DDI 353 00, 32 input points, 5 m
XW2Z-R500C-SCH-B | 98150 | 670811 | I/O connection cable for G70V with Schneider Electric PLCs board 140 DDO 353 00, 32 output points, 5 m
XW2Z-R500C-SCH-C | 55000 | 670816 | I/O connection cable for G70V with Schneider Electric PLCs board 140 DDI 353 00, 16 input points, 5 m
XW2Z-R500C-SCH-D | 55000 | 670780 | I/O connection cable for G70V with Schneider Electric PLCs board BMX DDO 1602, 16 output points, 5 m
XW2Z-R500C-SIM-A | 87450 | 670854 | I/O connection cable for G70V with Siemens PLCs board 6ES7 321-1BL00-0 AA0, 32 input points, 5 m
XW2Z-R500C-SIM-B | 87450 | 670837 | I/O connection cable for G70V with Siemens PLCs board 6ES7 322-1BL00-0 AA0, 32 output points, 5 m
XW2Z-R500C-SIM-C | 53950 | 670850 | I/O connection cable for G70V with Siemens PLCs board 6ES7 321-1BH02-0 AA0, 16 input points, 5 m
XW2Z-R500C-SIM-D | 140500 | 670836 | I/O connection cable for G70V with Siemens PLCs board 6ES7 421-1BL-0 AA0, 32 input points, 5 m
XW2Z-R500C-SIM-E | 140500 | 670781 | I/O connection cable for G70V with Siemens PLCs board 6ES7 422-1BL-0 AA0, 32 output points, 5 m
XW2Z-R50C | 29300 | 670327 | I/O connection cable, with shield connection, FCN24 to MIL20 for G70A-ZOC16-3 / G70A-ZIM16-5, 0.5 m
XW2Z-RA200C | 45460 | 670323 | I/O connection cable, with shield connection, MIL20 to open ends, 2 m
XW2Z-RI100C-75 | 31120 | 670333 | I/O connection cable, with shield connection, FCN40 to 2 x MIL20, 1 m / 0.75 m
XW2Z-RI100C-75-MN | 18850 | 670774 | I/O connection cable for G70V with Mitsubishi Electric PLC board AX42, A1SX41, A1SX42, 32 input points, 1 m
XW2Z-RI150C-100 | 43500 | 670334 | I/O connection cable, with shield connection, FCN40 to 2 x MIL20, 1.5 m / 1 m
XW2Z-RI150C-125 | 39030 | 670312 | I/O connection cable, with shield connection, FCN40 to 2 x MIL20, 1.5 m / 1.25 m
XW2Z-RI150C-125-MN | 20720 | 670856 | I/O connection cable for G70V with Mitsubishi Electric PLC board AX42, A1SX41, A1SX42, 32 input points, 1.5 m
XW2Z-RI200C-175 | 47360 | 670310 | I/O connection cable, with shield connection, FCN40 to 2 x MIL20, 2 m / 1.75 m
XW2Z-RI200C-175-MN | 23580 | 670841 | I/O connection cable for G70V with Mitsubishi Electric PLC board AX42, A1SX41, A1SX42, 32 input points, 2 m
XW2Z-RI300C-275 | 45390 | 670314 | I/O connection cable, with shield connection, FCN40 to 2 x MIL20, 3 m / 2.75 m
XW2Z-RI300C-275-MN | 27260 | 670779 | I/O connection cable for G70V with Mitsubishi Electric PLC board AX42, A1SX41, A1SX42, 32 input points, 3 m
XW2Z-RI500C-475 | 69400 | 670330 | I/O connection cable, with shield connection, FCN40 to 2 x MIL20, 5 m / 4.75 m
XW2Z-RI50-25-D1 | 43040 | 679466 | Cable with MIL connectors (1:2) PNP 32 Input Points, 500 mm and 250 mm length (D1)
XW2Z-RI50C | 41820 | 670305 | I/O connection cable, with shield connection, FCN24 to MIL20 for G70A-ZOC16-3 / G70A-ZIM16-5, 5 m
XW2Z-RI75-50-D2 | 36950 | 674190 | Cable with MIL connectors (1:2) PNP 32 Input Points 750 mm and 500 mm
XW2Z-RO100-75-D1 | 45400 | 688652 | I/O connection cable, with shield connection, MIL40 to 2 x MIL20 for G70V-ZOC16-3, 1 m
XW2Z-RO100C-75 | 29280 | 670320 | I/O connection cable, with shield connection, FCN40 to 2 x MIL20 for G70A-ZOC16-3, 1 m / 0.75 m
XW2Z-RO100C-75-MN | 17550 | 670791 | I/O connection cable for G70V with Mitsubishi Electric PLC board AY42, A1SY41, A1SY42, 32 output points, 1 m
XW2Z-RO150-125-D1 | 33870 | 680975 | I/O connection cable, with shield connection, MIL40 to 2 x MIL20 for G70V-ZOC16-3, 1.50 m and 1.25 m
XW2Z-RO150C-100 | 32120 | 670306 | I/O connection cable, with shield connection, FCN40 to 2 x MIL20 for G70A-ZOC16-3, 1.5 m / 1.0 m
XW2Z-RO150C-125 | 32120 | 670325 | I/O connection cable, with shield connection, FCN40 to 2 x MIL20 for G70A-ZOC16-3, 1.5 m / 1.25 m
XW2Z-RO150C-125-MN | 20950 | 670857 | I/O connection cable for G70V with Mitsubishi Electric PLC board AY42, A1SY41, A1SY42, 32 output points, 1.5 m
XW2Z-RO200-175-D1 | 39370 | 680946 | I/O connection cable, with shield connection, MIL40 to 2 x MIL20 for G70V-ZOC16-3, 2.0 m and 1.75 m
XW2Z-RO200C-150 | 32250 | 670324 | I/O connection cable, with shield connection, FCN40 to 2 x MIL20 for G70A-ZOC16-3, 2 m / 1.5 m
XW2Z-RO200C-150-MN | 30460 | 670336 | G70 A connection cable
XW2Z-RO200C-175 | 41880 | 670315 | I/O connection cable, with shield connection, FCN40 to 2 x MIL20 for G70 A-ZOC16-3, 2 m / 1.75 m
XW2Z-RO200C-175-MN | 23820 | 670798 | I/O connection cable for G70V with Mitsubishi Electric PLC board AY42, A1SY41, A1SY42, 32 output points, 2 m
XW2Z-RO300-275-D1 | 33870 | 695724 | I/O connection cable, with shield connection, MIL40 to 2 x MIL20 for G70V-ZOC16-3, 3.00 m and 2.75 m
XW2Z-RO300C-275 | 41350 | 670329 | I/O connection cable, with shield connection, FCN40 to 2 x MIL20 for G70A-ZOC16-3, 3 m / 2.75 m
XW2Z-RO300C-275-MN | 26880 | 670773 | I/O connection cable for G70V with Mitsubishi Electric PLC board AY42, A1SY41, A1SY42, 32 output points, 3 m
XW2Z-RO500C-475 | 51050 | 670321 | I/O connection cable, with shield connection, FCN40 to 2 x MIL20 for G70A-ZOC16-3, 5 m / 4.75 m
XW2Z-RO50-25-D1 | 36450 | 679467 | I/O connection cable, with shield connection, MIL40 to 2 x MIL20 for G70V-ZOC16-3,0.50 m and 0.25 m
XW2Z-RO50C | 30850 | 670335 | I/O connection cable, MIL20 to MIL20 for XW2*-20G* or G70A-ZOC16-3, 0.5 m
XW2Z-RO75-50-D1 | 32490 | 670326 | I/O connection cable, with shield connection, MIL40 to 2 x MIL20 for G70V-ZOC16-3, 0.75 m
XW2Z-RY100C | 48830 | 670328 | I/O connection cable, with shield connection, MIL20 to fork terminals, 1 m
XW2Z-RY150C | 38080 | 670316 | I/O connection cable, with shield connection, MIL20 to fork terminals, 1.5 m
XW2Z-RY200C | 39650 | 670307 | I/O connection cable, with shield connection, MIL20 to fork terminals, 2 m
XW2Z-RY300C | 43080 | 670309 | I/O connection cable, with shield connection, MIL20 to fork terminals, 3 m
XW2Z-RY500C | 41270 | 670311 | I/O connection cable, with shield connection, MIL20 to fork terminals, 5 m
XW2Z-S002 | 40950 | 163258 | RS-232C communication cable between PC and PLC/HMI, 2 m
XW2Z-S002-NL | 16940 | 659674 | RS-232C communication cable between PC and PLC/HMI, 2 m
XW2Z-S010 | 129500 | 684815 | Conversion cable for C200H-ID215
XW2Z-S011 | 129500 | 684814 | Conversion cable for C200H-OD215
XW2Z-S013-15 | 161500 | 696352 | Parallel I/O cable, 15 m, for FH series only
XW2Z-S013-2 | 82350 | 377508 | Parallel I/O cable, 2m, for FH series only
XW2Z-S013-5 | 137100 | 377509 | Parallel I/O cable, 5m, for FH series only
XW3B-P452-G11 | 68800 | 176900 | Connector Terminal Box (Slim Type), 4 Sensor Inputs, Japanese Specification
XW3B-P452-J11 | 125200 | 338090
XW3B-P453-G11 | 68800 | 176897 | M12 Terminal Box, 4-ports, IP67, PVC cable 5m
XW3B-P453-J11 | 125200 | 338094
XW3B-P455-G11 | 68750 | 176898 | Connector Terminal Box (Slim Type), 4 Sensor Inputs, Standard Japanese Specification
XW3B-P455-J11 | 132900 | 339013
XW3B-P652-G11 | 78500 | 176899 | Connector Terminal Box (Slim Type), 6 Sensor Inputs, Japanese Specification
XW3B-P652-J11 | 145600 | 338092
XW3B-P653-G11 | 78500 | 176901 | M12 Terminal Box, 6-ports, IP67, PVC cable 5m
XW3B-P653-J11 | 145600 | 338093
XW3B-P655-G11 | 78500 | 176902 | Block connector
XW3B-P655-J11 | 144100 | 339014
XW3B-P852-G11 | 78500 | 176903 | Connector Terminal Box (Slim Type), 8 Sensor Inputs, Japanese Specification
XW3B-P852-J11 | 169100 | 338091
XW3B-P853-G11 | 78500 | 176904 | M12 Terminal Box, 8-ports, IP67, PVC cable 5m
XW3B-P853-J11 | 169100 | 338089
XW3B-P855-G11 | 78500 | 176905 | IP67 connector terminal box, 8 x 3 wire NPN or 2 wire DC (no polarity)
XW3B-P855-J11 | 155800 | 339015
XW3D-P452-G11 | 90450 | 355033 | Connector terminal box, M12 SmartClick, female, 4 sockets, DC 2-wire, 5 m cable
XW3D-P453-G11 | 90450 | 355031 | Connector terminal box, M12 SmartClick, female, 4 sockets, PNP 3-wire, 5 m cable
XW3D-P455-G11 | 90450 | 355037 | Connector terminal box, M12 SmartClick, female, 4 sockets, NNP 3-wire, 5 m cable
XW3D-P457-G11 | 116000 | 355035 | Connector terminal box, M12 SmartClick, female, 4 sockets, PNP 3-wire and actuator, 5 m cable
XW3D-P458-G11 | 116000 | 355036 | Connector terminal box, M12 SmartClick, female, 4 sockets, NPN 3-wire and actuator, 5 m cable
XW3D-P852-G11 | 136900 | 355034 | Connector terminal box, M12 SmartClick, female, 8 sockets, DC 2-wire, 5 m cable
XW3D-P853-G11 | 136900 | 355032 | Connector terminal box, M12 SmartClick, female, 8 sockets, PNP 3-wire, 5 m cable
XW3D-P855-G11 | 136900 | 355030 | Connector terminal box, M12 SmartClick, female, 8 sockets, NPN 3-wire, 5 m cable
XW4B-05C1-H1-D | 8485 | 107476 | DeviceNet connector, parallel with screws, connector insertion and wiring in same direction.
XW4B-05C4-T-D | 12770 | 150732 | DeviceNet multi-branching connector, parallel screwless, connector insertion and wiring in same direction.
XW4B-05C4-TF-D | 13350 | 167725 | DeviceNet multi-branching connector, parallel with screws, connector insertion and wiring in same direction.
XW4G-05C4-TF-D | 9370 | 231438 | DeviceNet connector, multi-branch parallel screwless, connector insertion and wiring in same direction.
XW5E-P1.5-1.1-1 | 110.1 | 669955 | End plate for terminal blocks 1 mm² push-in plus models
XW5E-P1.5-1.1-2 | 115.4 | 669973 | End plate for multi-tier terminal blocks 1 mm² push-in plus models
XW5E-P1.5-1.2-1 | 110.1 | 670011 | End plate for multi conductor 3 connections terminal blocks 1 mm² push-in plus models
XW5E-P1.5-2.2-1 | 110.1 | 669967 | End plate for multi conductor 4 connections terminal blocks 1 mm² push-in plus models
XW5E-P2.5-1.1-1 | 115.4 | 669949 | End plate for terminal blocks 2.5 mm² push-in plus models
XW5E-P2.5-1.1-2 | 246.3 | 676114 | End plate for multi-tier terminal blocks 2.5 mm² push-in plus models
XW5E-P2.5-1.2-1 | 246.3 | 676109 | End plate for multi conductor 3 connections terminal blocks 2.5 mm² push-in plus models
XW5E-P2.5-2.2-1 | 261.9 | 676112 | End plate for multi conductor 4 connections terminal blocks 2.5 mm² push-in plus models
XW5E-P4.0-1.1-1 | 115.4 | 669960 | End plate for terminal blocks 4 mm² push-in plus models
XW5E-P4.0-1.1-2 | 246.3 | 676105 | End plate for multi-tier terminal blocks 4 mm² push-in plus models
XW5E-P4.0-1.2-1 | 246.3 | 676120 | End plate for multi conductor 3 connections terminal blocks 4 mm² push-in plus models
XW5E-P4.0-2.2-1 | 261.9 | 676098 | End plate for multi conductor 4 connections terminal blocks 4 mm² push-in plus models
XW5E-S16 | 272.4 | 669282 | End plate for terminal blocks 16 mm² screw models
XW5E-S2.5 | 143.9 | 669267 | End plate for terminal blocks 2.5 mm² to 10 mm², screw model
XW5E-S2.5N | 272.4 | 669317 | End plate for terminal blocks 4 mm² multi tier screw models
XW5E-S4.0-1.1-2 | 214 | 669270 | End plate for terminal blocks 4 mm² screw models
XW5E-S4.0-1.2-1 | 198.7 | 669250 | End plate for terminal blocks 4 mm² screw models
XW5E-S4.0-2.2-1 | 214 | 669339 | End plate for terminal blocks 4 mm² multi-conductor screw models
XW5G-P1.5-1.1-1 | 679.5 | 669962 | Ground DIN rail terminal block with push-in plus connection for mounting on TS 35, nominal cross section 1 mm², color green/yellow
XW5G-P1.5-1.1-2 | 1315 | 670015 | Ground multi-tier DIN rail terminal block with push-in plus connections for mounting on TS 35, nominal cross section 1 mm², color green/yellow
XW5G-P1.5-1.2-1 | 816.5 | 669956 | Ground multi conductor DIN rail terminal block with 3 push-in plus connections for mounting on TS 35, nominal cross section 1 mm², color green/yellow
XW5G-P1.5-2.2-1 | 868 | 670000 | Ground multi conductor DIN rail terminal block with 4 push-in plus connections for mounting on TS 35, nominal cross section 1 mm², color green/yellow
XW5G-P2.5-1.1-1 | 748 | 669959 | Ground DIN rail terminal block with push-in plus connection for mounting on TS 35, nominal cross section 2.5 mm², color green/yellow
XW5G-P2.5-1.1-2 | 2029 | 676099 | Ground multi-tier DIN rail terminal block with push-in plus connections for mounting on TS 35, nominal cross section 2.5 mm², color green/yellow
XW5G-P2.5-1.2-1 | 812.5 | 676103 | Ground multi conductor DIN rail terminal block with 3 push-in plus connections for mounting on TS 35, nominal cross section 2.5 mm², color green/yellow
XW5G-P2.5-2.2-1 | 885 | 676104 | Ground multi conductor DIN rail terminal block with 4 push-in plus connections for mounting on TS 35, nominal cross section 2.5 mm², color green/yellow
XW5G-P4.0-1.1-1 | 787 | 669987 | Ground DIN rail terminal block with push-in plus connection for mounting on TS 35, nominal cross section 4 mm², color green/yellow
XW5G-P4.0-1.1-2 | 2171 | 676102 | Ground multi-tier DIN rail terminal block with push-in plus connections for mounting on TS 35, nominal cross section 4 mm², color green/yellow
XW5G-P4.0-1.2-1 | 835 | 676106 | Ground multi conductor DIN rail terminal block with 3 push-in plus connections for mounting on TS 35, nominal cross section 4 mm², color green/yellow
XW5G-P4.0-2.2-1 | 907 | 676111 | Ground multi conductor DIN rail terminal block with 4 push-in plus connections for mounting on TS 35, nominal cross section 4 mm², color green/yellow
XW5G-S10-1.1-1 | 2079 | 669285 | Ground DIN rail terminal block with screw connection for mounting on TS 35; nominal cross section 10 mm²; width 10 mm; color green/yellow
XW5G-S16-1.1-1 | 2632 | 669277 | Ground DIN rail terminal block with screw connection for mounting on TS 35; nominal cross section 16 mm²; width 12 mm; color green/yellow
XW5G-S2.5-1.1-1 | 803.5 | 669252 | Ground DIN rail terminal block with screw connection for mounting on TS 35; nominal cross section 2.5 mm²; width 5 mm; color green/yellow
XW5G-S35-1.1-1 | 4443 | 669331 | Ground DIN rail terminal block with screw connection for mounting on TS 35 and TS 32, nominal cross section 35 mm², width 16 mm, color green/yellow
XW5G-S4.0-1.1-1 | 921.5 | 669324 | Ground DIN rail terminal block with screw connection for mounting on TS 35; nominal cross section 4 mm²; width 6 mm; color green/yellow
XW5G-S4.0-1.1-2 | 2535 | 669269 | Multi-tier ground DIN rail terminal block with screw connection for mounting on TS 35; nominal cross section 4 mm²; width 6 mm; color green/yellow
XW5G-S4.0-1.2-1 | 1494 | 669325 | Multi conductor ground DIN rail terminal block with 3 screw connections for mounting on TS 35; nominal cross section 4 mm²; width 6 mm; color green/yellow
XW5G-S4.0-2.2-1 | 1772 | 669341 | Multi conductor ground DIN rail terminal block with 4 screw connections for mounting on TS 35; nominal cross section 4 mm²; width 6 mm; color green/yellow
XW5G-S6.0-1.1-1 | 1161 | 669340 | Ground DIN rail terminal block with screw connection for mounting on TS 35; nominal cross section 6 mm²; width 8 mm; color green/yellow
XW5G-S70-1.1-1 | 12090 | 669253 | Ground DIN rail terminal block with screw connection for mounting on TS 35 and TS 32, nominal cross section 70 mm², width 24 mm, color green/yellow
XW5S-P1.5-10BL | 1503 | 670046 | Short bar for terminal blocks 1 mm² push-in plus models, 10 poles, blue color
XW5S-P1.5-10RD | 1503 | 670043 | Short bar for terminal blocks 1 mm² push-in plus models, 10 poles, red color
XW5S-P1.5-10YL | 1503 | 670049 | Short bar for terminal blocks 1 mm² push-in plus models, 10 poles, yellow color
XW5S-P1.5-2BL | 260.4 | 669972 | Short bar for terminal blocks 1 mm² push-in plus models, 2 poles, blue color
XW5S-P1.5-2RD | 260.4 | 669954 | Short bar for terminal blocks 1 mm² push-in plus models, 2 poles, red color
XW5S-P1.5-2YL | 260.4 | 669996 | Short bar for terminal blocks 1 mm² push-in plus models, 2 poles, yellow color
XW5S-P1.5-3BL | 332.7 | 669981 | Short bar for terminal blocks 1 mm² push-in plus models, 3 poles, blue color
XW5S-P1.5-3RD | 332.7 | 669966 | Short bar for terminal blocks 1 mm² push-in plus models, 3 poles, red color
XW5S-P1.5-3YL | 332.7 | 669971 | Short bar for terminal blocks 1 mm² push-in plus models, 3 poles, yellow color
XW5S-P1.5-4BL | 414.3 | 669974 | Short bar for terminal blocks 1 mm² push-in plus models, 4 poles, blue color
XW5S-P1.5-4RD | 414.3 | 669998 | Short bar for terminal blocks 1 mm² push-in plus, 4 poles, red color
XW5S-P1.5-4YL | 414.3 | 669986 | Short bar for terminal blocks 1 mm² push-in plus models, 4 poles, yellow color
XW5S-P1.5-5BL | 619.5 | 669989 | Short bar for terminal blocks 1 mm² push-in plus models, 5 poles, blue color
XW5S-P1.5-5RD | 619.5 | 669991 | Short bar for terminal blocks 1 mm² push-in plus, 5 poles, red color
XW5S-P1.5-5YL | 619.5 | 669964 | Short bar for terminal blocks 1 mm² push-in plus, 5 poles, yellow color
XW5S-P2.5-10BL | 1503 | 670047 | Short bar for terminal blocks 2.5 mm² push-in plus models, 10 poles, blue color
XW5S-P2.5-10RD | 1503 | 670044 | Short bar for terminal blocks 2.5 mm² push-in plus models, 10 poles, red color
XW5S-P2.5-10YL | 1503 | 670050 | Short bar for terminal blocks 2.5 mm² push-in plus models, 10 poles, yellow color
XW5S-P2.5-2BL | 299.2 | 670006 | Short bar for terminal blocks 2.5 mm² push-in plus models, 2 poles, blue color
XW5S-P2.5-2RD | 299.2 | 670009 | Short bar for terminal blocks 2.5 mm² push-in plus models, 2 poles, red color
XW5S-P2.5-2YL | 299.2 | 669952 | Short bar for terminal blocks 2.5 mm² push-in plus models, 2 poles, yellow color
XW5S-P2.5-3BL | 392.7 | 669983 | Short bar for terminal blocks 2.5 mm² push-in plus models, 3 poles, blue color
XW5S-P2.5-3RD | 392.7 | 669979 | Short bar for terminal blocks 2.5 mm² push-in plus models, 3 poles, red color
XW5S-P2.5-3YL | 392.7 | 669951 | Short bar for terminal blocks 2.5 mm² push-in plus models, 3 poles, yellow color
XW5S-P2.5-4BL | 465.2 | 670014 | Short bar for terminal blocks 2.5 mm² push-in plus models, 4 poles, blue color
XW5S-P2.5-4RD | 465.2 | 670001 | Short bar for terminal blocks 2.5 mm² push-in plus models, 4 poles, red color
XW5S-P2.5-4YL | 465.2 | 669969 | Short bar for terminal blocks 2.5 mm² push-in plus models, 4 poles, yellow color
XW5S-P2.5-5BL | 547 | 670012 | Short bar for terminal blocks 2.5 mm² push-in plus models, 5 poles, blue color
XW5S-P2.5-5RD | 547 | 669963 | Short bar for terminal blocks 2.5 mm² push-in plus models,5 poles, red color
XW5S-P2.5-5YL | 547 | 669978 | Short bar for terminal blocks 2.5 mm² push-in plus models, 5 poles, yellow color
XW5S-P4.0-10BL | 1558 | 670048 | Short bar for terminal blocks 4 mm² push-in plus models, 10 poles, blue color
XW5S-P4.0-10RD | 1558 | 670045 | Short bar for terminal blocks 4 mm² push-in plus models, 10 poles, red color
XW5S-P4.0-10YL | 1558 | 670051 | Short bar for terminal blocks 4 mm² push-in plus models, 10 poles, yellow color
XW5S-P4.0-2BL | 353.9 | 670004 | Short bar for terminal blocks 4 mm² push-in plus models, 2 poles, blue color
XW5S-P4.0-2RD | 353.9 | 669977 | Short bar for terminal blocks 4 mm² push-in plus models, 2 poles, red color
XW5S-P4.0-2YL | 353.9 | 669965 | Short bar for terminal blocks 4 mm² push-in plus models, 2 poles, yellow color
XW5S-P4.0-3BL | 437 | 669961 | Short bar for terminal blocks 4 mm² push-in plus models, 3 poles, blue color
XW5S-P4.0-3RD | 437 | 669982 | Short bar for terminal blocks 4 mm² push-in plus models, 3 poles, red color
XW5S-P4.0-3YL | 437 | 669993 | Short bar for terminal blocks 4 mm² push-in plus models, 3 poles, yellow color
XW5S-P4.0-4BL | 547 | 669957 | Short bar for terminal blocks 4 mm² push-in plus models, 4 poles, blue color
XW5S-P4.0-4RD | 547 | 669970 | Short bar for terminal blocks 4 mm² push-in plus models, 4 poles, red color
XW5S-P4.0-4YL | 547 | 669992 | Short bar for terminal blocks 4 mm² push-in plus models, 4 poles, yellow color
XW5S-P4.0-5BL | 725 | 669997 | Short bar for terminal blocks 4 mm² push-in plus models, 5 poles, blue color
XW5S-P4.0-5RD | 725 | 669985 | Short bar for terminal blocks 4 mm² push-in plus models, 5 poles, red color
XW5S-P4.0-5YL | 725 | 670005 | Short bar for terminal blocks 4 mm² push-in plus models, 5 poles, yellow color
XW5S-S10-2 | 674.5 | 669314 | Cross bar for terminal blocks 10 mm² screw models, 2 poles, Yellow color
XW5S-S16-2 | 781 | 669279 | Cross bar for terminal blocks 16 mm² screw models, 2 poles, Yellow color
XW5S-S2.5-10 | 1403 | 669284 | Cross bar for terminal blocks 2.5 mm² screw models, 10 poles, Yellow color
XW5S-S2.5-10N | 2072 | 669312 | Cross bar for terminal blocks 2.5 mm² screw models, 10 poles, Yellow color
XW5S-S2.5-2 | 161.1 | 669280 | Cross bar for terminal blocks 2.5 mm² screw models, 2 poles, Yellow color
XW5S-S2.5-2N | 497.8 | 669330 | Cross bar for terminal blocks 2.5 mm² screw models, 2 poles, Yellow color
XW5S-S2.5-3 | 304.7 | 669256 | Cross bar for terminal blocks 2.5 mm² screw models, 3 poles, Yellow color
XW5S-S2.5-3N | 699.5 | 669271 | Cross bar for terminal blocks 2.5 mm² screw models, 3 poles, Yellow color
XW5S-S2.5-4 | 460.1 | 669297 | Cross bar for terminal blocks 2.5 mm² screw models, 4 poles, Yellow color
XW5S-S2.5-4N | 904.5 | 669302 | Cross bar for terminal blocks 2.5 mm² screw models, 4 poles, Yellow color
XW5S-S2.5-5 | 621 | 669262 | Cross bar for terminal blocks 2.5 mm² screw models, 5 poles, Yellow color
XW5S-S2.5-5N | 1108 | 669305 | Cross bar for terminal blocks 2.5 mm² screw models, 5 poles, Yellow color
XW5S-S4.0-10 | 1485 | 669255 | Cross bar for terminal blocks 4.0 mm² screw models, 10 poles, Yellow color
XW5S-S4.0-2 | 171.3 | 669301 | Cross bar for terminal blocks 4.0 mm² screw models, 2 poles, Yellow color
XW5S-S4.0-3 | 326.8 | 669278 | Cross bar for terminal blocks 4.0 mm² screw models, 3 poles, Yellow color
XW5S-S4.0-4 | 485.7 | 669313 | Cross bar for terminal blocks 4.0 mm² screw models, 4 poles, Yellow color
XW5S-S4.0-5 | 652 | 669303 | Cross bar for terminal blocks 4.0 mm² screw models, 5 poles, Yellow color
XW5S-S6.0-2 | 331.9 | 669328 | Cross bar for terminal blocks 6.0 mm² screw models, 2 poles, Yellow color
XW5S-S6.0-3 | 513 | 669298 | Cross bar for terminal blocks 6.0 mm² screw models, 3 poles, Yellow color
XW5S-S6.0-4 | 765.5 | 669315 | Cross bar for terminal blocks 6.0 mm² screw models, 4 poles, Yellow color
XW5S-S6.0-5 | 957.5 | 669327 | Cross bar for terminal blocks 6.0 mm² screw models, 5 poles, Yellow color
XW5T-P1.5-1.1-1 | 295.2 | 669988 | Feed-through DIN rail terminal block with push-in plus connection for mounting on TS 35, nominal cross section 1 mm², color gray
XW5T-P1.5-1.1-1BL | 295.2 | 669995 | Feed-through DIN rail terminal block with push-in plus connection for mounting on TS 35, nominal cross section 1 mm², color blue
XW5T-P1.5-1.1-2 | 599.5 | 669999 | Multi-tier feed-through DIN rail terminal block with push-in plus connection for mounting on TS 35, nominal cross section 1 mm², color gray
XW5T-P1.5-1.1-2BL | 599.5 | 670003 | Multi-tier feed-through DIN rail terminal block with push-in plus connection for mounting on TS 35, nominal cross section 1 mm², color blue
XW5T-P1.5-1.2-1 | 385.9 | 669976 | Multi conductor feed-through DIN rail terminal block with 3 push-in plus connection for mounting on TS 35, nominal cross section 1 mm², color gray
XW5T-P1.5-1.2-1BL | 385.9 | 670002 | Multi conductor feed-through DIN rail terminal block with 3 push-in plus connection for mounting on TS 35, nominal cross section 1 mm², color blue
XW5T-P1.5-2.2-1 | 430.9 | 669980 | Multi conductor feed-through DIN rail terminal block with 4 push-in plus connection for mounting on TS 35, nominal cross section 1 mm², color gray
XW5T-P1.5-2.2-1BL | 430.9 | 670008 | Multi conductor feed-through DIN rail terminal block with 4 push-in plus connection for mounting on TS 35, nominal cross section 1 mm², color blue
XW5T-P2.5-1.1-1 | 316.8 | 669950 | Feed-through DIN rail terminal block with push-in plus connection for mounting on TS 35, nominal cross section 2.5 mm², color gray
XW5T-P2.5-1.1-1BL | 322.7 | 669968 | Feed-through DIN rail terminal block with push-in plus connection for mounting on TS 35, nominal cross section 2.5 mm², color blue
XW5T-P2.5-1.1-2 | 1185 | 676108 | Multi-tier feed-through DIN rail terminal block with push-in plus connection for mounting on TS 35, nominal cross section 2.5 mm², color gray
XW5T-P2.5-1.1-2BL | 1185 | 676121 | Multi-tier feed-through DIN rail terminal block with push-in plus connection for mounting on TS 35, nominal cross section 2.5 mm², color blue
XW5T-P2.5-1.2-1 | 572.5 | 676107 | Multi conductor feed-through DIN rail terminal block with 3 push-in plus connection for mounting on TS 35, nominal cross section 2.5 mm², color gray
XW5T-P2.5-1.2-1BL | 572.5 | 676110 | Multi conductor feed-through DIN rail terminal block with 3 push-in plus connection for mounting on TS 35, nominal cross section 2.5 mm², color blue
XW5T-P2.5-2.2-1 | 678 | 676116 | Multi conductor feed-through DIN rail terminal block with 4 push-in plus connection for mounting on TS 35, nominal cross section 2.5 mm², color gray
XW5T-P2.5-2.2-1BL | 678 | 676100 | Multi conductor feed-through DIN rail terminal block with 4 push-in plus connection for mounting on TS 35, nominal cross section 2.5 mm², color blue
XW5T-P4.0-1.1-1 | 333.1 | 670007 | Feed-through DIN rail terminal block with push-in plus connection for mounting on TS 35, nominal cross section 4 mm², color gray
XW5T-P4.0-1.1-1BL | 333.1 | 669953 | Feed-through DIN rail terminal block with push-in plus connection for mounting on TS 35, nominal cross section 4 mm², color blue
XW5T-P4.0-1.1-2 | 1587 | 676101 | Multi-tier feed-through DIN rail terminal block with push-in plus connection for mounting on TS 35, nominal cross section 4 mm², color gray
XW5T-P4.0-1.1-2BL | 1587 | 676113 | Multi-tier feed-through DIN rail terminal block with push-in plus connection for mounting on TS 35, nominal cross section 4 mm², color blue
XW5T-P4.0-1.2-1 | 589 | 676119 | Multi conductor feed-through DIN rail terminal block with 3 push-in plus connection for mounting on TS 35, nominal cross section 4 mm², color gray
XW5T-P4.0-1.2-1BL | 589 | 676117 | Multi conductor feed-through DIN rail terminal block with 3 push-in plus connection for mounting on TS 35, nominal cross section 4 mm², color blue
XW5T-P4.0-2.2-1 | 695.5 | 676115 | Multi conductor feed-through DIN rail terminal block with 4 push-in plus connection for mounting on TS 35, nominal cross section 4 mm², color gray
XW5T-P4.0-2.2-1BL | 695.5 | 676118 | Multi conductor feed-through DIN rail terminal block with 4 push-in plus connection for mounting on TS 35, nominal cross section 4 mm², color blue
XW5T-S10-1.1-1 | 823.5 | 669337 | Feed-through DIN rail terminal block with screw connection for mounting on TS 35; nominal cross section 10 mm²; width 10 mm; color gray
XW5T-S10-1.1-1BL | 823.5 | 669342 | Feed-through DIN rail terminal block with screw connection for mounting on TS 35; nominal cross section 10 mm²; width 10 mm; color blue
XW5T-S150-1.1-1 | 13200 | 669338 | Feed-through DIN rail terminal block with screw connection for mounting on TS 35 and TS 32, nominal cross section 150 mm², width 28 mm, color gray
XW5T-S150-1.1-1BL | 13200 | 669299 | Feed-through DIN rail terminal block with screw connection for mounting on TS 35 and TS 32, nominal cross section 150 mm², width 28 mm, color blue
XW5T-S16-1.1-1 | 1098 | 669316 | Feed-through DIN rail terminal block with screw connection for mounting on TS 35; nominal cross section 16 mm²; width 12 mm; color gray
XW5T-S16-1.1-1BL | 1098 | 669263 | Feed-through DIN rail terminal block with screw connection for mounting on TS 35; nominal cross section 16 mm²; width 12 mm; color blue
XW5T-S2.5-1.1-1 | 246.6 | 669329 | Feed-through DIN rail terminal block with screw connection for mounting on TS 35; nominal cross section 2.5 mm²; width 5 mm; color gray
XW5T-S2.5-1.1-1BL | 246.6 | 669291 | Feed-through DIN rail terminal block with screw connection for mounting on TS 35; nominal cross section 2.5 mm²; width 5 mm; color blue
XW5T-S2.5-1.1-2 | 942 | 669326 | Multi-tier terminal block with screw connection for mounting on TS 35 and TS 32, nominal cross section 2.5 mm², width 5 mm, color gray
XW5T-S2.5-1.1-2V | 1290 | 669264 | Multi-tier terminal block with screw connection for mounting on TS 35 and TS 32, nominal cross section 2.5 mm², width 5 mm, 2 tier vertical connected, color black
XW5T-S35-1.1-1 | 2391 | 669254 | Feed-through DIN rail terminal block with screw connection for mounting on TS 35 and TS 32, nominal cross section 35 mm², width 16 mm, color gray
XW5T-S35-1.1-1BL | 2391 | 669266 | Feed-through DIN rail terminal block with screw connection for mounting on TS 35 and TS 32, nominal cross section 35 mm², width 16 mm, color blue
XW5T-S4.0-1.1-1 | 284.1 | 669265 | Feed-through DIN rail terminal block with screw connection for mounting on TS 35; nominal cross section 4 mm²; width 6 mm; color gray
XW5T-S4.0-1.1-1BL | 284.1 | 669336 | Feed-through DIN rail terminal block with screw connection for mounting on TS 35; nominal cross section 4 mm²; width 6 mm; color blue
XW5T-S4.0-1.1-2 | 889 | 669311 | Multi-tier terminal block with screw connection for mounting on TS 35; nominal cross section 4 mm²; width 6 mm; color gray
XW5T-S4.0-1.1-2V | 1214 | 669251 | Multi-tier terminal block with screw connection for mounting on TS 35; nominal cross section 4 mm²; width 6 mm; 2 tier vertical connected; color black
XW5T-S4.0-1.2-1 | 609.5 | 669287 | Multi conductor feed-through terminal block with 3 screw connections for mounting on TS 35; nominal cross section 4 mm²; width 6 mm; color gray
XW5T-S4.0-1.2-1BL | 609.5 | 669310 | Multi conductor feed-through terminal block with 3 screw connections for mounting on TS 35; nominal cross section 4 mm²; width 6 mm; color blue
XW5T-S4.0-2.2-1 | 712 | 669281 | Multi conductor feed-through terminal block with 4 screw connections for mounting on TS 35; nominal cross section 4 mm²; width 6 mm; color gray
XW5T-S4.0-2.2-1BL | 712 | 669290 | Multi conductor feed-through terminal block with 4 screw connections for mounting on TS 35; nominal cross section 4 mm²; width 6 mm; color blue
XW5T-S4.0-FU5 | 2283 | 669283 | Fuse terminal block with screw connection for mounting on TS 35 and TS 32, nominal cross section 4 mm², width 6 mm, fuse block for 5 mm, color gray
XW5T-S4.0-FU6 | 2930 | 669249 | Fuse terminal block with screw connection for mounting on TS 35 and TS 32, nominal cross section 4 mm², width 6 mm, fuse block for 6.3 mm, color gray
XW5T-S4.0-KD | 1108 | 669306 | Knife edge disconnect terminal block with screw connection for mounting on TS 35; nominal cross section 4 mm²; width 6 mm; color gray
XW5T-S6.0-1.1-1 | 454.8 | 669323 | Feed-through DIN rail terminal block with screw connection for mounting on TS 35; nominal cross section 6 mm²; width 8 mm; color gray
XW5T-S6.0-1.1-1BL | 454.8 | 669304 | Feed-through DIN rail terminal block with screw connection for mounting on TS 35; nominal cross section 6 mm²; width 8 mm; color blue
XW5T-S70-1.1-1 | 8460 | 669268 | Feed-through DIN rail terminal block with screw connection for mounting on TS 35 and TS 32, nominal cross section 70 mm², width 24 mm, color gray
XW5T-S70-1.1-1BL | 8460 | 669286 | Feed-through DIN rail terminal block with screw connection for mounting on TS 35 and TS 32, nominal cross section 70 mm², width 24 mm, color blue
XW5Z-EP12 | 1559 | 669994 | Separator Plate for terminal blocks, 12 mm width
XW5Z-EP6 | 223.7 | 670013 | End bracket for terminal blocks, 6 mm width
XW5Z-P1.5LB1 | 12340 | 670027 | Unmarked Label for terminal blocks 1 mm² push-in plus models , 102 pcs, Plastic, Front side
XW5Z-P1.5LB2 | 11810 | 670028 | Unmarked Label for terminal blocks 1 mm² push-in plus models, 108 pcs, Plastic, Top and bottom side
XW5Z-P2.5LB1 | 12340 | 670029 | Unmarked Label for terminal blocks 2.5 mm² push-in plus , 72 pcs, Plastic, Front side
XW5Z-P4.0LB1 | 12340 | 670031 | Unmarked Label for terminal blocks 4.0 mm² push-in plus, 60 pcs, Plastic, Front side
XW5Z-P4.0LB2 | 11810 | 670032 | Unmarked Label for terminal blocks 4.0 mm² push-in plus, 60 pcs, Plastic, Top and bottom side
XW5Z-S2.5LB | 108 | 669288 | Unmarked Label for terminal blocks 2.5 mm² screw models with 5 mm and 10 mm width
XW5Z-S2.5LB-1-10 | 176.4 | 669333 | Marked Label for terminal blocks 2.5 mm² screw models, 10 plastic labels marked sequentially 1-10
XW5Z-S2.5LB-1-100 | 43950 | 669335 | Marked Label Set for terminal blocks 2.5 mm² screw models, 2500 plastic labels composed by 25 label for each number 1-100
XW5Z-S2.5LB-11-20 | 176.4 | 669274 | Marked Label for terminal blocks 2.5 mm² screw models, 10 plastic labels marked sequentially 11-20
XW5Z-S2.5LB-21-30 | 176.4 | 669272 | Marked Label for terminal blocks 2.5 mm² screw models, 10 plastic labels marked sequentially 21-30
XW5Z-S2.5LB-31-40 | 176.4 | 669334 | Marked Label for terminal blocks 2.5 mm² screw models, 10 plastic labels marked sequentially 31-40
XW5Z-S2.5LB-41-50 | 176.4 | 669261 | Marked Label for terminal blocks 2.5 mm² screw models, 10 plastic labels marked sequentially 41-50
XW5Z-S2.5LB-61-70 | 176.4 | 669294 | Marked Label for terminal blocks 2.5 mm² screw models, 10 plastic labels marked sequentially 61-70
XW5Z-S2.5LB-71-80 | 176.4 | 669245 | Marked Label for terminal blocks 2.5 mm² screw models, 10 plastic labels marked sequentially 71-80
XW5Z-S2.5PT | 193.7 | 669300 | Partition for terminal blocks 2.5 mm² to 10 mm² screw models
XW5Z-S4.0LB | 108 | 669289 | Unmarked Label for terminal blocks 4 mm² screw models with 6 mm and 12 mm width
XW5Z-S4.0LB-11-20 | 176.4 | 669295 | Marked Label for terminal blocks 4 mm² screw models, 10 plastic labels marked sequentially 11-20
XW5Z-S4.0LB-31-40 | 176.4 | 669258 | Marked Label for terminal blocks 4 mm² screw models, 10 plastic labels marked sequentially 31-40
XW5Z-S4.0LB-41-50 | 176.4 | 669309 | Marked Label for terminal blocks 4 mm² screw models, 10 plastic labels marked sequentially 41-50
XW5Z-S4.0LB-51-60 | 176.4 | 669308 | Marked Label for terminal blocks 4 mm² screw models, 10 plastic labels marked sequentially 51-60
XW5Z-S4.0LB-61-70 | 176.4 | 669244 | Marked Label for terminal blocks 4 mm² screw models, 10 plastic labels marked sequentially 61-70
XW5Z-S4.0LB-71-80 | 176.4 | 669276 | Marked Label for terminal blocks 4 mm² screw models, 10 plastic labels marked sequentially 71-80
XW5Z-S4.0LB-81-90 | 176.4 | 669246 | Marked Label for terminal blocks 4 mm² screw models, 10 plastic labels marked sequentially 81-90
XW5Z-S4.0LB-91-100 | 176.4 | 669248 | Marked Label for terminal blocks 4 mm² screw models, 10 plastic labels marked sequentially 91-100
XW5Z-S6.0LB | 108 | 669293 | Unmarked Label for terminal blocks 6 mm² screw models with 8 mm and 16 mm width
XW5Z-S6.0LB-1-100 | 53000 | 669332 | Marked Label Set for terminal blocks 6 mm² screw models, 2500 plastic labels composed by 25 label for each number 1-100
XW5Z-S6.0LB-11-20 | 209 | 669243 | Marked Label for terminal blocks 6 mm² screw models, 10 plastic labels marked sequentially 11-20
XW5Z-S6.0LB-21-30 | 209 | 669318 | Marked Label for terminal blocks 6 mm² screw models, 10 plastic labels marked sequentially 21-30
XW5Z-S6.0LB-31-40 | 209 | 669260 | Marked Label for terminal blocks 6 mm² screw models, 10 plastic labels marked sequentially 31-40
XW5Z-S6.0LB-41-50 | 209 | 669322 | Marked Label for terminal blocks 6 mm² screw models, 10 plastic labels marked sequentially 41-50
XW5Z-S6.0LB-51-60 | 209 | 669320 | Marked Label for terminal blocks 6 mm² screw models, 10 plastic labels marked sequentially 51-60
XW5Z-S6.0LB-61-70 | 209 | 669292 | Marked Label for terminal blocks 6 mm² screw models, 10 plastic labels marked sequentially 61-70
XW5Z-S6.0LB-71-80 | 209 | 669273 | Marked Label for terminal blocks 6 mm² screw models, 10 plastic labels marked sequentially 71-80
XW5Z-S6.0LB-81-90 | 209 | 669275 | Marked Label for terminal blocks 6 mm² screw models, 10 plastic labels marked sequentially 81-90
XW5Z-S6.0LB-91-100 | 209 | 669242 | Marked Label for terminal blocks 6 mm² screw models, 10 plastic labels marked sequentially 91-100
XW6T-COM1.5X12BL | 2749 | 687932 | Wiring System interface with indicator of correct cable insertion, nominal cross section 1.5 mm², 12 pins, blue short bar
XW6T-COM1.5X12RD | 2711 | 687933 | Wiring System interface with indicator of correct cable insertion, nominal cross section 1.5 mm², 12 pins, red short bar
XW6T-COM1.5X12YL | 2761 | 687931 | Wiring System interface with indicator of correct cable insertion, nominal cross section 1.5 mm², 12 pins, yellow short bar
XW6T-COM1.5X16BL | 3616 | 687929 | Wiring System interface with indicator of correct cable insertion, nominal cross section 1.5 mm², 16 pins, blue short bar
XW6T-COM1.5X16RD | 3616 | 687930 | Wiring System interface with indicator of correct cable insertion, nominal cross section 1.5 mm², 16 pins, red short bar
XW6T-COM1.5X16YL | 3683 | 687928 | Wiring System interface with indicator of correct cable insertion, nominal cross section 1.5 mm², 16 pins, yellow short bar
XW6T-COM1.5X20BL | 4514 | 687926 | Wiring System interface with indicator of correct cable insertion, nominal cross section 1.5 mm², 20 pins, blue short bar
XW6T-COM1.5X20RD | 4514 | 687927 | Wiring System interface with indicator of correct cable insertion, nominal cross section 1.5 mm², 20 pins, red short bar
XW6T-COM1.5X20YL | 4598 | 687925 | Wiring System interface with indicator of correct cable insertion, nominal cross section 1.5 mm², 20 pins, yellow short bar
XW6T-COM1.5X40BL | 9050 | 687923 | Wiring System interface with indicator of correct cable insertion, nominal cross section 1.5 mm², 40 pins, blue short bar
XW6T-COM1.5X40RD | 9050 | 687924 | Wiring System interface with indicator of correct cable insertion, nominal cross section 1.5 mm², 40 pins, red short bar
XW6T-COM1.5X40YL | 9220 | 687947 | Wiring System interface with indicator of correct cable insertion, nominal cross section 1.5 mm², 40 pins, yellow short bar
XW6T-COM1.5X8BL | 1810 | 687935 | Wiring System interface with indicator of correct cable insertion, nominal cross section 1.5 mm², 8 pins, blue short bar
XW6T-COM1.5X8RD | 1810 | 687922 | Wiring System interface with indicator of correct cable insertion, nominal cross section 1.5 mm², 8 pins, red short bar
XW6T-COM1.5X8YL | 1844 | 687934 | Wiring System interface with indicator of correct cable insertion, nominal cross section 1.5 mm², 8 pins, yellow short bar
XW6T-COM2.5X12BL | 2926 | 687944 | Wiring System interface with indicator of correct cable insertion, nominal cross section 2.5 mm², 12 pins, blue short bar
XW6T-COM2.5X12RD | 2926 | 687942 | Wiring System interface with indicator of correct cable insertion, nominal cross section 2.5 mm², 12 pins, red short bar
XW6T-COM2.5X12YL | 2980 | 687941 | Wiring System interface with indicator of correct cable insertion, nominal cross section 2.5 mm², 12 pins, yellow short bar
XW6T-COM2.5X16BL | 3932 | 687939 | Wiring System interface with indicator of correct cable insertion, nominal cross section 2.5 mm², 16 pins, blue short bar
XW6T-COM2.5X16RD | 3932 | 687940 | Wiring System interface with indicator of correct cable insertion, nominal cross section 2.5 mm², 16 pins, red short bar
XW6T-COM2.5X16YL | 4005 | 687938 | Wiring System interface with indicator of correct cable insertion, nominal cross section 2.5 mm², 16 pins, yellow short bar
XW6T-COM2.5X20BL | 4914 | 687936 | Wiring System interface with indicator of correct cable insertion, nominal cross section 2.5 mm², 20 pins, blue short bar
XW6T-COM2.5X20RD | 4914 | 687937 | Wiring System interface with indicator of correct cable insertion, nominal cross section 2.5 mm², 20 pins, red short bar
XW6T-COM2.5X20YL | 5005 | 687921 | Wiring System interface with indicator of correct cable insertion, nominal cross section 2.5 mm², 20 pins, yellow short bar
XW6T-COM2.5X40BL | 9840 | 687919 | Wiring System interface with indicator of correct cable insertion, nominal cross section 2.5 mm², 40 pins, blue short bar
XW6T-COM2.5X40RD | 9840 | 687920 | Wiring System interface with indicator of correct cable insertion, nominal cross section 2.5 mm², 40 pins, red short bar
XW6T-COM2.5X40YL | 10020 | 687918 | Wiring System interface with indicator of correct cable insertion, nominal cross section 2.5 mm², 40 pins, yellow short bar
XW6T-COM2.5X8BL | 2004 | 687945 | Wiring System interface with indicator of correct cable insertion, nominal cross section 2.5 mm², 8 pins, blue short bar
XW6T-COM2.5X8RD | 1968 | 687946 | Wiring System interface with indicator of correct cable insertion, nominal cross section 2.5 mm², 8 pins, red short bar
XW6T-COM2.5X8YL | 2004 | 687943 | Wiring System interface with indicator of correct cable insertion, nominal cross section 2.5 mm², 8 pins, blue short bar
XWT-ID08 | 107900 | 226539 | CRT1/DRT2/GX-series I/O expansion unit, 8 x 24 VDC inputs, NPN (1 max per I/O terminal, specific models only)
XWT-ID08-1 | 98100 | 226540 | CRT1/DRT2/GX-series I/O expansion unit, 8 x 24 VDC inputs, PNP (1 max per I/O terminal, specific models only)
XWT-ID16 | 126400 | 226541 | CRT1/DRT2/GX-series I/O expansion unit, 16 x 24 VDC inputs, NPN (1 max per I/O terminal, specific models only)
XWT-ID16-1 | 114800 | 226542 | CRT1/DRT2/GX-series I/O expansion unit, 16 x 24 VDC inputs, PNP (1 max per I/O terminal, specific models only)
XWT-OD08 | 110300 | 226543 | CRT1/DRT2/GX-series I/O expansion unit, 8 x 24 VDC outputs, 0.5 A, NPN (1 max per I/O terminal, specific models only)
XWT-OD08-1 | 98050 | 226544 | CRT1/DRT2/GX-series I/O expansion unit, 8 x 24 VDC outputs, 0.5 A, PNP (1 max per I/O terminal, specific models only)
XWT-OD16 | 126400 | 226545 | CRT1/DRT2/GX-series I/O expansion unit, 16 x 24 VDC outputs, 0.5 A, NPN (1 max per I/O terminal, specific models only)
XWT-OD16-1 | 114800 | 226546 | CRT1/DRT2/GX-series I/O expansion unit, 16 x 24 VDC outputs, 0.5 A, PNP (1 max per I/O terminal, specific models only)
XY2E-0001 | 1074 | 107390 | MIL connector pin extraction tool
XY2F-0001 | 5005 | 107391 | Pin block extraction tool for field assembly M12 connectors
XY2F-0002 | 1399500 | 107392 | Crimp tool for field assembly M12 connector, DMC AFM8 (M22520/2-01)
XY2F-0003 | 192500 | 151790 | Locator for crimp tool XY2F
XY2F-0004 | 469800 | 673732 | Torque wrench. Tool for tightening M12 threaded connectors
Y92A-48 | 2076 | 120050 | Protective cover for DIN48x48mm device, hard plastic (shallow)
Y92A-48B | 1937 | 120938 | Protective cover for DIN 48x48 mm device, hard plastic
Y92A-48D | 1937 | 156312 | Protective cover for DIN48x48mm device, soft plastic
Y92A-48F1 | 5510 | 151801 | Protective cover for DIN 48 x 48 mm timer and counter, soft plastic
Y92A-48G | 1198 | 142439 | Protective cover for DIN48x48mm device
Y92A-48H | 2057 | 359021 | Protective Hard front cover for DIN48x48mm device
Y92A-48N | 17660 | 154196 | Watertight cover for DIN 48x48 mm device, IP66, plastic
Y92A-49N | 23130 | 129704 | Watertight cover for DIN48x96mm device, IP66, plastic
Y92A-72 | 2022 | 146507
Y92A-72C | 4073 | 119930
Y92A-72F1 | 8005 | 107396 | Protective cover for H5/7BR timer/counter, soft plastic
Y92A-72H | 4350 | 225123 | Hard protective cover for H7BX
Y92A-72N | 28050 | 142057 | Watertight cover for DIN72x72mm device, IP66, plastic
Y92A-96A | 2114 | 107395 | Protective cover for H5L daily timer switch
Y92A-96B | 6345 | 142011 | Protective cover for DIN96x96mm device, hard plastic
Y92A-96N | 38230 | 148625 | Watertight cover for DIN 96x96 mm device, IP66, plastic
Y92A-D1A | 1613 | 669773 | Plastic cover for H3DT & K8DT
Y92B-A100 | 13370 | 154222 | Heat sink, economic model, for G3NA-205B/-210B/-D210B/-220B/-410B/-420B
Y92B-A150N | 17370 | 152003 | Heat sink for G3NA-240B SSR
Y92B-A250 | 34660 | 107401 | Heat sink
Y92B-N100 | 20050 | 107399 | Heat sink for G3NA-220/420B SSR
Y92B-N150 | 32140 | 107400 | Heat sink for G3NA-240/440B SSR
Y92B-N50 | 11980 | 105361 | Heat sink for G3NA-205/210B SSR
Y92B-P100 | 29940 | 107403 | Heat Sink, Heat Resistance 1.01 °C/W
Y92B-P150 | 29620 | 107404 | Heat Sink, Heat Resistance 0.63 °C/W
Y92B-P200 | 43720 | 107405 | Heat Sink, Heat Resistance 0.43 °C/W
Y92B-P250 | 59850 | 107406 | Heat sink, slim model, DIN-rail mounting, for G3NA-450B-2 SSR
Y92B-P250NF | 163800 | 171957 | Heat sink for G3NA-275/290/475/490B SSR
Y92B-P50 | 20650 | 107402 | Heat Sink, Heat Resistance 1.67 °C/W
Y92B-S08N | 4153 | 154230
Y92B-S10 | 5145 | 124643
Y92C-30 | 147300 | 143215 | Parallel encoder input adapter for 2x H8PR/S rotary positioner
Y92E-A34 | 2818 | 107409 | Mounting Bracket for E2K sensor
Y92E-B12 | 1617 | 681044 | Sensor mounting bracket, M12 size
Y92E-B18 | 1620 | 681043 | Sensor mounting bracket, M18 size
Y92E-B30 | 2004 | 144997 | Sensor mounting bracket, M30 size
Y92E-B8 | 1752 | 107407 | Sensor mounting bracket, M8 size
Y92E-BC08 | 2278 | 688180 | Sensor mounting bracket, M8 size, Hinge lever type
Y92E-BC18 | 2441 | 180666 | Sensor mounting bracket, M18 size, Hinge lever type
Y92E-C10 | 1098 | 107411 | Mounting Bracket, for TL-N10ME/N10MY/N12MD
Y92E-C1R6 | 1241 | 107413 | Mounting bracket for E2S proximity sensor
Y92E-C20 | 1305 | 107412 | Mounting bracket for TL-N20 sensors
Y92E-C2R5 | 1329 | 107414 | Bracket for E2S Q
Y92E-C5 | 813 | 107410 | Mounting Bracket, for TL-N5ME/N5MY/N7MD
Y92E-D1R6 | 1090 | 107415 | Mounting Bracket for E2S, fixed with two screws
Y92E-D2R5 | 781 | 153729 | Mounting bracket for E2S-_2__ (fixed with 2 screws)
Y92E-E12 | 719 | 110238 | Sensor end cap cover for M12 shielded inductive sensor, polyacetal resin
Y92E-E12-2 | 3115 | 147136 | Sensor sputter protective cover for M12 shielded inductive sensor, without thread, silicone rubber
Y92E-E12-7 | 5555 | 171959 | Sensor sputter protective cover for M12 shielded inductive sensor
Y92E-E12M | 3379 | 110240 | Sensor end cap cover for M12 unshielded inductive sensor, polyacetal resin
Y92E-E18 | 719 | 110239 | Sensor end cap cover for M18 shielded inductive sensor, polyacetal resin
Y92E-E18-2 | 3511 | 110244 | Sensor sputter protective cover for M18 shielded inductive sensor, without thread, silicone rubber
Y92E-E18-7 | 6010 | 171960 | Sensor sputter protective cover for M18 shielded inductive sensor
Y92E-E18M | 3131 | 110242 | Sensor end cap cover for M18 unshielded inductive sensor, polyacetal resin
Y92E-E30 | 719 | 110241 | Sensor end cap cover for M30 shielded inductive sensor, polyacetal resin
Y92E-E30-2 | 3933 | 110245 | Sensor sputter protective cover for M30 shielded inductive sensor, without thread, silicone rubber
Y92E-E30-7 | 10480 | 171961 | Sensor sputter protective cover for M30 shielded inductive sensor
Y92E-E30M | 5760 | 110243 | Sensor end cap cover for M30 unshielded inductive sensor, polyacetal resin
Y92E-E8-7 | 7975 | 171958 | Sensor sputter protective cover for M8 shielded inductive sensor
Y92E-F5R4 | 781 | 268621 | Mounting Bracket, E2C-C1A for 5.4 Dia.
Y92E-G12 | 8810 | 171963 | Through mounting clamp for M12 threaded sensors
Y92E-G18 | 10480 | 171964 | Through mounting clamp for M18 threaded sensors
Y92E-G30 | 8125 | 171965 | Through mounting clamp for M30 threaded sensors
Y92E-G8 | 15710 | 171962 | Through mounting clamp for M8 threaded sensors
Y92E-J12R18 | 1400 | 681671 | Spare part, rubber O-ring for IP67 e-jig for M12 Prox
Y92E-J12S18 | 4656 | 681733 | Mounting Sleeves e-jig for M12 Prox
Y92E-J18R30 | 1400 | 681830 | Spare part, rubber O-ring for IP67 e-jig for M18 Prox
Y92E-J18S30 | 8285 | 681880 | Mounting Sleeves e-jig for M18 Prox
Y92E-J8R12 | 1400 | 681727 | Spare part, rubber O-ring for IP67 e-jig for M8 Prox
Y92E-J8S12 | 4656 | 681669 | Mounting Sleeves e-jig for M8 Prox
Y92E-M08FSM08MSPUR45M-L | 13990 | 353468 | Cable with connectors on both cable ends, M8 straight socket (female), M8 straight plug (male), 4-poles, A coded, PUR cable, IP67, 5 m
Y92E-M08PUR3A2MLED-L | 10470 | 206324 | Sensor cable, M8 right-angle socket (female), 3-poles, PUR robotic cable, with LED indicator, IP67, 2 m
Y92E-M08PUR3A5MLED-L | 12200 | 206544 | Sensor cable, M8 right-angle socket (female), 3-poles, PUR robotic cable, with LED indicator, IP67, 5 m
Y92E-M08PUR4A2M-L | 5875 | 206538 | Sensor cable, M8 right-angle socket (female), 4-poles, PUR robotic cable, IP67, 2 m
Y92E-M08PUR4A5M-L | 7595 | 206543 | Sensor cable, M8 right-angle socket (female), 4-poles, PUR robotic cable, IP67, 5 m
Y92E-M08PUR4A5M-R | 10040 | 362686 | Sensor cable, M8 right-angle socket (female), 4-poles, PUR robotic cable, IP67, 5 m
Y92E-M08PUR4S2M-L | 5715 | 206550 | Sensor cable, M8 straight socket (female), 4-poles, PUR robotic cable, IP67, 2 m
Y92E-M08PUR4S2M-R | 6875 | 362683 | Sensor cable, M8 straight socket (female), 4-poles, PUR robotic cable, IP67, 2 m
Y92E-M08PUR4S5M-L | 7395 | 206551 | Sensor cable, M8 straight socket (female), 4-poles, PUR robotic cable, IP67, 5 m
Y92E-M08PUR4S5M-R | 9505 | 362684 | Sensor cable, M8 straight socket (female), 4-poles, PUR robotic cable, IP67, 5 m
Y92E-M08PVC3Aconf-L | 9045 | 324520 | Field assembly connector, M8 right-angle plug (male), 3-poles, screw connection, for cable diameters 3.5-5 mm
Y92E-M08PVC3Sconf-L | 8305 | 206327 | Field assembly connector, M8 straight plug (female), 3-poles, screw connection, for cable diameters 3.5-5 mm
Y92E-M08PVC4Aconf-L | 9965 | 206579 | Field assembly connector, M8 right-angle plug (male), 4-poles, solder connection, for cable diameters 3.5-5 mm
Y92E-M08PVC4S5M-L | 6375 | 206597 | Sensor cable, M8 right-angle socket (female), 4-poles, PVC cable, IP67, 5 m
Y92E-M08PVC4Sconf-L | 8305 | 206580 | Field assembly connector, M8 straight socket (female), 4-poles, screw connection, for cable diameters 3.5-5 mm
Y92E-M12FSM12MSPURSH410M-L | 26160 | 341561 | Cable with connectors on both cable ends, M12 straight socket (female), M12 straight plug (male), 4-poles, A coded, PUR shielded cable, IP67, 10 m
Y92E-M12FSM12MSPURSH42M-L | 14890 | 341559 | Cable with connectors on both cable ends, M12 straight socket (female), M12 straight plug (male), 4-poles, A coded, PUR shielded cable, IP67, 2 m
Y92E-M12FSM12MSPURSH806M-L | 15810 | 341554 | Cable with connectors on both cable ends, M12 straight socket (female), M12 straight plug (male), 8-poles, A coded, PUR shielded cable, IP67, 0.6 m
Y92E-M12FSM12MSPURSH810M-L | 36750 | 341557 | Cable with connectors on both cable ends, M12 straight socket (female), M12 straight plug (male), 8-poles, A coded, PUR shielded cable, IP67, 10 m
Y92E-M12FSM12MSPURSH82M-L | 21810 | 341555 | Cable with connectors on both cable ends, M12 straight socket (female), M12 straight plug (male), 8-poles, A coded, PUR shielded cable, IP67, 2 m
Y92E-M12FSM12MSPURSH85M-L | 27320 | 341556 | Cable with connectors on both cable ends, M12 straight socket (female), M12 straight plug (male), 8-poles, A coded, PUR shielded cable, IP67, 5 m
Y92E-M12MSM12MSPURSH80.9M-L | 29480 | 364847 | Cable with connectors on both cable ends, M12 straight plug (male), M12 straight plug (male), 8-poles, A coded, PUR shielded cable, IP67, 0.9 m
Y92E-M12MSM8FSPUR42M-L | 9920 | 357809 | Cable with connectors on both cable ends, M8 straight socket (female), M12 straight plug (male), 4-poles, A coded, PUR cable, IP67, 2 m
Y92E-M12MSM8FSPUR45M-L | 11980 | 357810 | Cable with connectors on both cable ends, M8 straight socket (female), M12 straight plug (male), 4-poles, A coded, PUR cable, IP67, 5 m
Y92E-M12PUR3A2MLED-L | 7470 | 206570 | Sensor cable, M12 right-angle socket (female), 3-poles, PUR cable, with LED 2 m
Y92E-M12PUR3A5MLED-L | 8815 | 206569 | Sensor cable, M12 right-angle socket (female), 3-poles, PUR cable, with LED 5 m
Y92E-M12PUR4A10M-L | 7595 | 206571 | Sensor cable, M12 right-angle socket (female), 4-poles, PUR cable, 10 m
Y92E-M12PUR4A2M-L | 4185 | 206572 | Sensor cable, M12 right-angle socket (female), 4-poles, PUR cable, 2 m
Y92E-M12PUR4A2M-R | 7285 | 362689 | Sensor cable, M12 right-angle socket (female), 4-poles, PUR robot cable, 2 m
Y92E-M12PUR4A5M-L | 5495 | 206552 | Sensor cable, M12 right-angle socket (female), 4-poles, PUR cable, 5 m
Y92E-M12PUR4A5MLED-L | 8885 | 323212 | Sensor cable, M12 right-angle socket (female), 4-poles, PUR cable, with LED, 5 m
Y92E-M12PUR4A5M-R | 9620 | 362690 | Sensor cable, M12 right-angle socket (female), 4-poles, PUR robot cable, 5 m
Y92E-M12PUR4S10M-L | 7595 | 206573 | Sensor cable, M12 straight socket (female), 4-poles, PUR cable, 10 m
Y92E-M12PUR4S2M-L | 4185 | 206575 | Sensor cable, M12 straight socket (female), 4-poles, PUR cable, 2 m
Y92E-M12PUR4S5M-L | 5230 | 206553 | Sensor cable, M12 straight socket (female), 4-poles, PUR cable, 5 m
Y92E-M12PURSH3S10M-E | 23440 | 668124 | Sensor cable, M12 straight socket (female), 3-poles, PUR shielded cable, 10 m
Y92E-M12PURSH3S2M-E | 10600 | 668122 | Sensor cable, M12 straight socket (female), 3-poles, PUR shielded cable, 2 m
Y92E-M12PURSH3S7M-E | 20660 | 668123 | Sensor cable, M12 straight socket (female), 3-poles, PUR shielded cable, 7 m
Y92E-M12PURSH4S10M-L | 20140 | 341552 | Sensor cable, M12 straight socket (female), 4-poles, PUR shielded cable, 10 m
Y92E-M12PURSH4S15M-L | 37280 | 353463 | Sensor cable, M12 straight socket (female), 4-poles, PUR shielded cable, 15 m
Y92E-M12PURSH4S25M-L | 41010 | 341553 | Sensor cable, M12 straight socket (female), 4-poles, PUR shielded cable, 25 m
Y92E-M12PURSH4S2M-L | 9740 | 341550 | Sensor cable, M12 straight socket (female), 4-poles, PUR shielded cable, 2 m
Y92E-M12PURSH4S5M-L | 13370 | 341551 | Sensor cable, M12 straight socket (female), 4-poles, PUR shielded cable, 5 m
Y92E-M12PURSH4S7M-L | 19480 | 353464 | Sensor cable, M12 straight socket (female), 4-poles, PUR shielded cable, 7 m
Y92E-M12PURSH8S10M-L | 27560 | 341548 | Sensor cable, M12 straight socket (female), 8-poles, PUR shielded cable, 10 m
Y92E-M12PURSH8S25M-L | 56350 | 341549 | Sensor cable, M12 straight socket (female), 8-poles, PUR shielded cable, 25 m
Y92E-M12PURSH8S2M-L | 13590 | 341546 | Sensor cable, M12 straight socket (female), 8-poles, PUR shielded cable, 2 m
Y92E-M12PURSH8S5M-L | 19070 | 341547 | Sensor cable, M12 straight socket (female), 8-poles, PUR shielded cable, 5 m
Y92E-M12PVC3A2MLED-L | 7470 | 206568 | Sensor cable, M12 right-angle socket (female), 3-poles, PVC cable, with LED 2 m
Y92E-M12PVC3A4M-E | 7250 | 358064 | Sensor cable, M12 right-angle socket (female), 3-poles, PVC cable, 4 m
Y92E-M12PVC3A5MLED-L | 8815 | 206574 | Sensor cable, M12 right-angle socket (female), 3-poles, PVC cable, with LED 5 m
Y92E-M12PVC3S10M-E | 9585 | 358062 | Sensor cable, M12 straight socket (female), 3-poles, PVC cable, 10 m
Y92E-M12PVC3S7M-E | 11950 | 358063 | Sensor cable, M12 straight socket (female), 3-poles, PVC cable, 7 m
Y92E-M12PVC4Aconf-L | 4892 | 206333 | Field assembly connector, M12 right-angle socket (female), 4-poles, screw connection, for cable diameters 3.0-6.5 mm
Y92E-M12PVC4AconfLED-H | 8360 | 224780 | Field assembly connector, M12 right-angle socket (female), 4-poles, with LED, screw connection, for cable diameters 4.0-6.0 mm
Y92E-M12PVC4AconfTRP-H | 4741 | 225120 | Field assembly connector, M12 right-angle socket (female), 4-poles
Y92E-M12PVC4S5MLED-L | 9380 | 323210 | Sensor cable, M12 straight socket (female), 4-poles, PVC cable, with LED 5 m
Y92E-M12PVC4Sconf-L | 4892 | 206334 | Field assembly connector, M12 straight socket (female), 4-poles, screw connection, for cable diameters 3.0-6.5 mm
Y92E-M12PVC5Aconf-L | 5685 | 206337 | Field assembly connector, M12 right-angle socket (female), 5-poles, screw connection, for cable diameters 3.0-6.5 mm
Y92E-M12PVC5S2M-L | 4185 | 206554 | Sensor cable, M12 straight socket (female), 5-poles, PVC cable, 2 m
Y92E-M12PVC5Sconf-H | 4710 | 224496 | Field assembly connector, M12 straight socket (female), 5-poles, screw connection, for cable diameters 4.0-6.0 mm
Y92E-MM08PVC3Sconf-L | 6635 | 206581 | Field assembly connector, M8 straight plug (male), 3-poles, screw connection, for cable diameters 3.5-5 mm
Y92E-MM08PVC4Aconf-H | 6005 | 323402 | Field assembly connector, M8 right-angle plug (male), 4-poles, spring clamp connection, for cable diameters 3.5-5.0 mm
Y92E-MM08PVC4Sconf-L | 7460 | 206582 | Field assembly connector, M8 straight plug (male), 4-poles, screw connection, for cable diameters 3.5-5 mm
Y92E-MM12PVC4Aconf-L | 4892 | 206557 | Field assembly connector, M12 right-angle plug (male), 4-poles, screw connection, for cable diameters 3.0-6.5 mm
Y92E-MM12PVC4Sconf-L | 4892 | 206558 | Field assembly connector, M12 straight plug (male), 4-poles, screw connection, for cable diameters 3.0-6.5 mm
Y92E-MM12PVC5Sconf-H | 4710 | 224498 | Field assembly connector, M12 straight plug (male), 5-poles, screw connection, for cable diameters 4.0-6.0 mm
Y92E-MS08PVC3A2M-L | 4968 | 206583 | Sensor cable, M8 right-angle socket (female), 3-poles, PVC cable, 2 m
Y92E-NWM08-E2E | 1655 | 337040 | Clamping nut set for E2E M8, 2 nuts brass nickel plated, 1 toothed washer galvanized iron
Y92E-NWM08-E2F | 1600 | 337053 | Clamping nut set for E2F M8, 2 nuts polyacetal
Y92E-NWM12-E2E | 1895 | 337041 | Clamping nut set for E2E M12, 2 nuts brass nickel plated, 1 toothed washer galvanized iron
Y92E-NWM12-E2EH | 3008 | 337050 | Clamping nut set for E2EH M12, 2 nuts SUS316L
Y92E-NWM12-E2EQ | 2846 | 337047 | Clamping nut set for E2EQ M12, 2 nuts brass fluorocarbon resin coated, 1 toothed washer galvanized iron
Y92E-NWM12-E2EZ | 4073 | 337044 | Clamping nut set for E2EZ M12, 2 nuts galvanized iron, 1 toothed washer galvanized iron
Y92E-NWM12-E2F | 1516 | 337054 | Clamping nut set for E2F M12, 2 nuts polyacetal
Y92E-NWM12-N1 | 1292 | 695282 | Clamping nut set for PROX M12, 2 nuts brass nickel plated, 2 toothed washer galvanized iron
Y92E-NWM18-E2E | 2062 | 337042 | Clamping nut set for E2E M18, 2 nuts brass nickel plated, 1 toothed washer galvanized iron
Y92E-NWM18-E2EH | 4073 | 337051 | Clamping nut set for E2EH M18, 2 nuts SUS316L
Y92E-NWM18-E2EQ | 4073 | 337048 | Clamping nut set for E2EQ M18, 2 nuts brass fluorocarbon resin coated, 1 toothed washer galvanized iron
Y92E-NWM18-E2EZ | 3795 | 337045 | Clamping nut set for E2EZ M18, 2 nuts galvanized iron, 1 toothed washer galvanized iron
Y92E-NWM18-E2F | 1572 | 337055 | Clamping nut set for E2F M18, 2 nuts polyacetal
Y92E-NWM18-N1 | 1729 | 695281 | Clamping nut set for PROX M18, 2 nuts brass nickel plated, 2 toothed washer galvanized iron
Y92E-NWM30-E2E | 3066 | 337043 | Clamping nut set for E2E M30, 2 nuts brass nickel plated, 1 toothed washer galvanized iron
Y92E-NWM30-E2EH | 7135 | 337052 | Clamping nut set for E2EH M30, 2 nuts SUS316L
Y92E-NWM30-E2EQ | 6120 | 337049 | Clamping nut set for E2EQ M30, 2 nuts brass fluorocarbon resin coated, 1 toothed washer galvanized iron
Y92E-NWM30-E2EZ | 5105 | 337046 | Clamping nut set for E2EZ M30, 2 nuts galvanized iron, 1 toothed washer galvanized iron
Y92E-NWM30-E2F | 2005 | 337056 | Clamping nut set for E2F M30, 2 nuts polyacetal
Y92E-NWM30-N1 | 2946 | 695283 | Clamping nut set for PROX M30, 2 nuts brass nickel plated, 2 toothed washer galvanized iron
Y92E-S08PP3A 15M | 14780 | 393689 | Sensor cable, M8 right-angle socket (female), 3-poles, PP detergent and washdown resitant cable, IP67/IP68/IP69K, 15 m
Y92E-S08PP3A 20M | 15930 | 393690 | Sensor cable, M8 right-angle socket (female), 3-poles, PP detergent and washdown resitant cable, IP67/IP68/IP69K, 20 m
Y92E-S08PP3A 25M | 19930 | 393691 | Sensor cable, M8 right-angle socket (female), 3-poles, PP detergent and washdown resitant cable, IP67/IP68/IP69K, 25 m
Y92E-S08PP3A 2M | 9040 | 393692 | Sensor cable, M8 right-angle socket (female), 3-poles, PP detergent and washdown resitant cable, IP67/IP68/IP69K, 2 m
Y92E-S08PP3A 5M | 10640 | 393693 | Sensor cable, M8 right-angle socket (female), 3-poles, PP detergent and washdown resitant cable, IP67/IP68/IP69K, 5 m
Y92E-S08PP3S 10M | 12390 | 393694 | Sensor cable, M8 straight socket (female), 3-poles, PP detergent and washdown resitant cable, IP67/IP68/IP69K, 10 m
Y92E-S08PP3S 15M | 14780 | 393695 | Sensor cable, M8 straight socket (female), 3-poles, PP detergent and washdown resitant cable, IP67/IP68/IP69K, 15 m
Y92E-S08PP3S 20M | 14380 | 393696 | Sensor cable, M8 straight socket (female), 3-poles, PP detergent and washdown resitant cable, IP67/IP68/IP69K, 20 m
Y92E-S08PP3S 25M | 17960 | 393697 | Sensor cable, M8 straight socket (female), 3-poles, PP detergent and washdown resitant cable, IP67/IP68/IP69K, 25 m
Y92E-S08PP3S 5M | 10640 | 393699 | Sensor cable, M8 straight socket (female), 3-poles, PP detergent and washdown resitant cable, IP67/IP68/IP69K, 5 m
Y92E-S08PP4A 15M | 14380 | 393701 | Sensor cable, M8 right-angle socket (female), 4-poles, PP detergent and washdown resitant cable, IP67/IP68/IP69K, 15 m
Y92E-S08PP4A 20M | 17570 | 393702 | Sensor cable, M8 right-angle socket (female), 4-poles, PP detergent and washdown resitant cable, IP67/IP68/IP69K, 20 m
Y92E-S08PP4A 25M | 21920 | 393703 | Sensor cable, M8 right-angle socket (female), 4-poles, PP detergent and washdown resitant cable, IP67/IP68/IP69K, 25 m
Y92E-S08PP4A 2M | 9040 | 393704 | Sensor cable, M8 right-angle socket (female), 4-poles, PP detergent and washdown resitant cable, IP67/IP68/IP69K, 2 m
Y92E-S08PP4A 5M | 10640 | 393705 | Sensor cable, M8 right-angle socket (female), 4-poles, PP detergent and washdown resitant cable, IP67/IP68/IP69K, 5 m
Y92E-S08PP4S 10M | 11130 | 393706 | Sensor cable, M8 straight socket (female), 4-poles, PP detergent and washdown resitant cable, IP67/IP68/IP69K, 10 m
Y92E-S08PP4S 20M | 13980 | 393708 | Sensor cable, M8 straight socket (female), 4-poles, PP detergent and washdown resitant cable, IP67/IP68/IP69K, 20 m
Y92E-S08PP4S 25M | 17470 | 393709 | Sensor cable, M8 straight socket (female), 4-poles, PP detergent and washdown resitant cable, IP67/IP68/IP69K, 25 m
Y92E-S08PP4S 2M | 9040 | 393710 | Sensor cable, M8 straight socket (female), 4-poles, PP detergent and washdown resitant cable, IP67/IP68/IP69K, 2 m
Y92E-S08PP4S 5M | 10640 | 393711 | Sensor cable, M8 straight socket (female), 4-poles, PP detergent and washdown resitant cable, IP67/IP68/IP69K, 5 m
Y92E-S08PVC4A2M-L | 8240 | 224786 | Sensor cable, M8 right-angle socket (female), 4-poles, PVC washdown resitant cable, IP67/IP69K, 2 m
Y92E-S08PVC4A5M-L | 9690 | 224788 | Sensor cable, M8 right-angle socket (female), 4-poles, PVC washdown resitant cable, IP67/IP69K, 5 m
Y92E-S08PVC4S10M-L | 10150 | 242625 | Sensor cable, M8 straight socket (female), 4-poles, PVC washdown resitant cable, IP67/IP69K, 10 m
Y92E-S08PVC4S2M-L | 8260 | 224785 | Sensor cable, M8 straight socket (female), 4-poles, PVC washdown resitant cable, IP67/IP69K, 2 m
Y92E-S08PVC4S5M-L | 9700 | 224787 | Sensor cable, M8 straight socket (female), 4-poles, PVC washdown resitant cable, IP67/IP69K, 5 m
Y92E-S12PP4A 10M | 10310 | 393712 | Sensor cable, M12 right-angle socket (female), 4-poles, PP detergent and washdown resitant cable, IP67/IP68/IP69K, 10 m
Y92E-S12PP4A 15M | 12610 | 393713 | Sensor cable, M12 right-angle socket (female), 4-poles, PP detergent and washdown resitant cable, IP67/IP68/IP69K, 15 m
Y92E-S12PP4A 20M | 13280 | 393714 | Sensor cable, M12 right-angle socket (female), 4-poles, PP detergent and washdown resitant cable, IP67/IP68/IP69K, 20 m
Y92E-S12PP4A 25M | 16650 | 393715 | Sensor cable, M12 right-angle socket (female), 4-poles, PP detergent and washdown resitant cable, IP67/IP68/IP69K, 25 m
Y92E-S12PP4A 2M | 7150 | 393716 | Sensor cable, M12 right-angle socket (female), 4-poles, PP detergent and washdown resitant cable, IP67/IP68/IP69K, 2 m
Y92E-S12PP4A 5M | 8760 | 393717 | Sensor cable, M12 right-angle socket (female), 4-poles, PP detergent and washdown resitant cable, IP67/IP68/IP69K, 5 m
Y92E-S12PP4S 10M | 10310 | 393718 | Sensor cable, M12 straight socket (female), 4-poles, PP detergent and washdown resitant cable, IP67/IP68/IP69K, 10 m
Y92E-S12PP4S 15M | 12280 | 393719 | Sensor cable, M12 straight socket (female), 4-poles, PP detergent and washdown resitant cable, IP67/IP68/IP69K, 15 m
Y92E-S12PP4S 20M | 13280 | 393720 | Sensor cable, M12 straight socket (female), 4-poles, PP detergent and washdown resitant cable, IP67/IP68/IP69K, 20 m
Y92E-S12PP4S 25M | 16650 | 393721 | Sensor cable, M12 straight socket (female), 4-poles, PP detergent and washdown resitant cable, IP67/IP68/IP69K, 25 m
Y92E-S12PP4S 2M | 7150 | 393722 | Sensor cable, M12 straight socket (female), 4-poles, PP detergent and washdown resitant cable, IP67/IP68/IP69K, 2 m
Y92E-S12PP4S 5M | 8760 | 393723 | Sensor cable, M12 straight socket (female), 4-poles, PP detergent and washdown resitant cable, IP67/IP68/IP69K, 5 m
Y92E-S12PP5A 10M | 10860 | 393724 | Sensor cable, M12 right-angle socket (female), 5-poles, PP detergent and washdown resitant cable, IP67/IP68/IP69K, 10 m
Y92E-S12PP5A 2M | 7550 | 393725 | Sensor cable, M12 right-angle socket (female), 5-poles, PP detergent and washdown resitant cable, IP67/IP68/IP69K, 2 m
Y92E-S12PP5A 5M | 9205 | 393726 | Sensor cable, M12 right-angle socket (female), 5-poles, PP detergent and washdown resitant cable, IP67/IP68/IP69K, 5 m
Y92E-S12PP5S 10M | 10860 | 393727 | Sensor cable, M12 straight socket (female), 5-poles, PP detergent and washdown resitant cable, IP67/IP68/IP69K, 10 m
Y92E-S12PP5S 2M | 7550 | 393728 | Sensor cable, M12 straight socket (female), 5-poles, PP detergent and washdown resitant cable, IP67/IP68/IP69K, 2 m
Y92E-S12PVC4A10M-L | 9405 | 244005 | Sensor cable, M12 right-angle socket (female), 4-poles, PVC washdown resitant cable, IP67/IP69K, 10 m
Y92E-S12PVC4A15M-L | 11310 | 285222 | Sensor cable, M12 right-angle socket (female), 4-poles, PVC washdown resitant cable, IP67/IP69K, 15 m
Y92E-S12PVC4A2M-L | 6460 | 224782 | Sensor cable, M12 right-angle socket (female), 4-poles, PVC washdown resitant cable, IP67/IP69K, 2 m
Y92E-S12PVC4A5M-L | 7920 | 224784 | Sensor cable, M12 right-angle socket (female), 4-poles, PVC washdown resitant cable, IP67/IP69K, 5 m
Y92E-S12PVC4S10M-L | 9405 | 242626 | Sensor cable, M12 straight socket (female), 4-poles, PVC washdown resitant cable, IP67/IP69K, 10 m
Y92E-S12PVC4S20M-L | 12130 | 301877 | Sensor cable, M12 straight socket (female), 4-poles, PVC washdown resitant cable, IP67/IP69K, 20 m
Y92E-S12PVC4S2M-L | 6515 | 224781 | Sensor cable, M12 straight socket (female), 4-poles, PVC washdown resitant cable, IP67/IP69K, 2 m
Y92E-S12PVC4S5M-L | 7975 | 224783 | Sensor cable, M12 straight socket (female), 4-poles, PVC washdown resitant cable, IP67/IP69K, 5 m
Y92E-SC03 | 4791 | 379149 | Mounting block for 3 dia., M3 × P0.5 screws: 2 pieces
Y92E-SC04 | 4791 | 379150 | Mounting block for 4 dia., M3 × P0.5 screws: 2 pieces
Y92E-SC06 | 4791 | 379151 | Mounting block for 6 dia., M3 × P0.5 screws: 2 pieces
Y92E-SS04 | 3727 | 379152 | L-shaped Mounting Bracket for M4 screws
Y92E-SS05 | 3727 | 379153 | L-shaped Mounting Bracket for M5 screws
Y92E-STS04-05 | 24000 | 379154 | Protective Stainless-steel Spiral Tube against Wire Breakage, M4, 0.5 m
Y92E-STS04-10 | 34600 | 379156 | Protective Stainless-steel Spiral Tube against Wire Breakage, M4, 1 m
Y92E-STS05-05 | 24000 | 379155 | Protective Stainless-steel Spiral Tube against Wire Breakage, M5, 0.5 m
Y92E-STS05-10 | 34600 | 379157 | Protective Stainless-steel Spiral Tube against Wire Breakage, M5, 1 m
Y92E-TM124FFM | 13600 | 357811 | M12 T-Branch Connector
Y92E-VM12 | 10150 | 258940 | Protective cover ring, SUS303, M12, for E3V and E3EZ series
Y92E-VM18 | 10440 | 258941 | Protective cover ring, SUS303, M12, for E3V and E3EZ series
Y92E-VM30 | 15350 | 258942 | Protective cover ring, SUS303, M12, for E3V and E3EZ series
Y92F-30 | 1666 | 332154 | Flush panel mounting adapter for DIN 48x48 mm device
Y92F-34 | 6140 | 107354 | Flush mounting bracket (included in H7E_ standard delivery)
Y92F-35 | 1983 | 107355 | Flush panel mounting adapter for H7E
Y92F-38 | 24640 | 694138 | Mounting adapter for H5CX & H3CR for H3AM mounting holes
Y92F-42 | 1250 | 143075 | Adapter for H3CR replacement of STP-NH/8PFA timer
Y92F-45 | 19740 | 104661 | Panel adaptor, 48 x 48 device into 67 x 67 hole
Y92F-49 | 1216 | 359108 | Mounting adapter for 48 x 48 mm devices
Y92F-51 | 1853 | 370469 | Mounting adapter for temperature controllers (included with the controller)
Y92F-52 | 7225 | 372111 | DIN mounting adapter for E5CC and E5CB
Y92F-53 | 1579 | 378136 | Mounting adapter for E5DC
Y92F-55 | 2617 | 392515 | Removal tool for TC module of E5GC
Y92F-58 | 7100 | 688649 | Draw-out Jig for E5CD
Y92F-70 | 1666 | 105362 | Adapter
Y92F-71 | 1751 | 107353 | Adapter for H3CR replacement of H3A timer
Y92F-73 | 1976 | 120810 | Adapter for H3CR replacement of STP-YMH timer
Y92F-74 | 1551 | 155039 | Adapter
Y92F-75 | 1665 | 154955 | Flush mounting adapter for H7E, panel cut-out 45.3 x 26 mm
Y92F-76 | 1937 | 119559 | Flush mounting adapter for H7E, panel cut-out 52.5x27.5mm
Y92F-77B | 2019 | 119562 | Flush panel mounting adapter for H7E
Y92F-78 | 1837 | 120088 | Flush panel mounting adapter for H3Y(N) timer
Y92F-90 | 1716 | 147555 | Track Mounting Base
Y92F-91 | 11300 | 156348 | DIN rail mounting base for H8PS rotary positioner
Y92H-1 | 795 | 120936 | Clips for H2C timer & PL socket
Y92H-2 | 755.5 | 120937 | Clips for H2C timer & PF085A socket
Y92H-3 | 377.3 | 120086 | Clips for H3Y(N) timer & PYF socket
Y92H-4 | 311.3 | 120087 | Clips for H3Y(N) timer & PY socket
Y92H-5 | 10750 | 247127 | Mounting bracket set
Y92H-7 | 1024 | 120808 | Hold down clips for PL08 or PL11 sockets (2 pieces)
Y92H-8 | 755.5 | 120809 | Hold down clips for PF085A socket (2 pieces)
Y92H-9 | 31540 | 251413 | Mounting adapters for E5AN and E5EN temperature controllers (2 pieces)
Y92P-48GB | 2083 | 120807 | Panel cover for H3CR-A* timer, black
Y92P-48GL | 2083 | 120806 | Panel cover for H3CR-A* timer, light grey
Y92P-CXC4G | 2449 | 351805 | Front Panel Light gray, 4-digit counter
Y92P-CXC4S | 2449 | 351806 | Front Panel White, 4-digit counter
Y92P-CXC6G | 2449 | 351807 | Front Panel Light gray, 6-digit counter
Y92P-CXC6S | 2449 | 351808 | Front Panel White, 6-digit counter
Y92P-CXT4B | 2454 | 405659 | Black front panel for H5CX Digital Timer
Y92P-CXT4G | 2449 | 351803 | Front Panel White, 6-digit counter
Y92P-CXT4S | 2449 | 351804 | Replacement Front panel accessory digital timer
Y92S-25 | 2905 | 145319
Y92S-26 | 5775 | 152966
Y92S-27 | 2485 | 103198 | Setting ring for H3CR-A* timer, specific
Y92S-28 | 4134 | 120805 | Setting ring for H3CR-A* timer, range limit
Y92S-29 | 1723 | 107361 | Waterproof packing for use with 48x48mm devices and Y92F30 flush mounting adapter
Y92S-32 | 2003 | 168830 | Accessory
Y92S-33 | 1289 | 107362 | Spare part, rubber gasket for 72 x 36 mm panel products in combination with Y92F-33 flush mounting adapter
Y92S-36 | 5530 | 119560 | Battery for H7E-N
Y92S-37 | 1101 | 119561 | Accessory
Y92S-38 | 3746 | 235530 | Adjustment and locking tool for H3DS
Y92S-41-200 | 30230 | 169367 | Output cable, free wire ends, 2m long (1pc required for 16 output, 2pcs required for 32 output)
Y92S-L2 | 456.8 | 378135 | Unit label for E5DC
Y92S-P10 | 1502 | 686122 | Waterproof packing for 96x96 mm temperature controllers
Y92S-P11 | 2842 | 378137 | Short bars for E5DC
Y92S-P12 | 1935 | 392516 | Waterproof packing for E5GC
Y92S-P4 | 3682 | 255864 | Spare waterproof packing for E5AN-H controller
Y92S-P5 | 3361 | 255865 | Spare waterproof packing for E5EN-H controller
Y92S-P7 | 1619 | 370470 | Spare front port cover for E5AC and E5EC controller
Y92S-P8 | 960.5 | 370471 | Waterproof packing for 48x48 mm temperature controllers
Y92S-P9 | 977.5 | 370472 | Waterproof packing for 48x96 mm temperature controllers
Z-01H | 6400 | 156315 | Basic switch, general purpose, Pin plunger (2.3 dia., Stainless steel plunger), Snap action, Self-reset type, Single-Pole, Double-Throw type, SPDT, Solder terminal
Z-01H55-B | 8130 | 106803 | Basic switch, Drop-Proof Type, Pin Plunger, Screw Terminal, For Micro Load
Z-01H-B | 8010 | 106802 | Basic switch, general purpose, Pin plunger (2.3 dia., Stainless steel plunger), Snap action, Self-reset type, Single-Pole, Double-Throw type, SPDT, Screw terminal (M4)
Z-01HD55 | 8740 | 152968 | Basic switch, Drop-Proof Type, Short Spring Plunger, Solder Terminal, For Micro Load
Z-01HD-B | 9775 | 154947 | Basic switch, general purpose, Snap action, Self-reset type, Single-Pole, Double-Throw type, SPDT, Screw terminal (M4)
Z-01HQ2155-B | 18280 | 157394
Z-01HQ2255-B | 18100 | 106808 | General purpose basic switch, panel mount roller plunger, drip proof, 0.1A micro load
Z-01HQ22-B | 14280 | 154121 | General purpose basic switch, panel mount roller plunger, SPDT, 0.1 A micro load, high sensitive, screw terminals
Z-01HQ-B | 8890 | 141984 | Basic switch, general purpose, Panel mount plunger (8.35 dia., Stainless steel plunger, medium OP), Snap action, Self-reset type, Single-Pole, Double-Throw type, SPDT, Screw terminal (M4)
Z-01HS | 8555 | 106806 | Basic switch, Slim Spring Plunger, Solder Terminal, For Micro Load
Z-01HW | 7355 | 182188 | General purpose basic switch, hinge lever, 0.1A micro load, solder terminals
Z-01HW21-B | 6835 | 202762
Z-01HW22 | 7015 | 106809 | Basic switch, general purpose, Short hinge roller lever (26.6 R, 9.5x4 dia., Resin roller), Snap action, Self-reset type, Single-Pole, Double-Throw type, SPDT, Solder terminal
Z-01HW2255 | 10300 | 105366 | Basic switch, Drop-Proof Type, Short Hinge Roller Lever, Solder Terminal, For Micro Load
Z-01HW2255-B | 8325 | 106714 | Basic switch, general purpose, Short hinge roller lever (26.6 R, 9.5x4 dia., Resin roller), Snap action, Self-reset type, Single-Pole, Double-Throw type, SPDT, Screw terminal (M4)
Z-01HW22-B | 6130 | 169572 | Basic switch, general purpose, Short hinge roller lever (26.6 R, 9.5x4 dia., Resin roller), Snap action, Self-reset type, Single-Pole, Double-Throw type, SPDT, Screw terminal (M4)
Z-01HW507S55-B | 9000 | 106716
Z-10FDY-B | 11340 | 106724 | Basic switch, Split-contact Models, 10A, 1mm ontact gap, short spring plunger, screw terminal
Z-10FM22Y-B | 9895 | 150638 | General purpose basic switch, reverse short hinge roller lever, 10A split contact, screw terminals
Z-10FM2Y-B | 12640 | 145323
Z-10FMY-B | 9390 | 105367
Z-10FQ22Y-B | 18950 | 106726 | General purpose basic switch, panel mount roller plunger, 10 A split contact, screw terminals
Z-10FQY-B | 14630 | 106725
Z-10FSY-B | 10450 | 147540 | Basic switch, slim spring plunger, contact gap 1 mm, SPDT, 10A, split contact, screw terminal
Z-10FW1Y55-BC | 14790 | 106731
Z-10FW22Y-B | 12240 | 106733 | General purpose basic switch, short hinge roller lever, 10A split contact, screw terminals
Z-10FWY-B | 9000 | 106729
Z-10FY-B | 12540 | 147229 | Basic switch, Split-Contact Model, Pin Plunger, Screw Terminal
Z-15E | 5715 | 106740 | Basic switch, general purpose, Pin plunger (2.3 dia., Stainless steel plunger), Snap action, Self-reset type, Single-Pole, Double-Throw type, SPDT, Solder terminal
Z-15E-B | 5860 | 106741 | Basic switch, general purpose, Pin plunger (2.3 dia., Stainless steel plunger), Snap action, Self-reset type, Single-Pole, Double-Throw type, SPDT, Screw terminal (M4)
Z-15ED | 6540 | 106743 | Basic switch, general purpose, Snap action, Self-reset type, Single-Pole, Double-Throw type, SPDT, Solder terminal
Z-15ED-B | 6685 | 213831 | Basic switch, general purpose, Snap action, Self-reset type, Single-Pole, Double-Throw type, SPDT, Screw terminal (M4)
Z-15EQ | 7860 | 106745 | Basic switch, general purpose, Snap action, Self-reset type, Single-Pole, Double-Throw type, SPDT
Z-15EQ21-B | 8620 | 196508 | Basic switch, general purpose, Panel mount cross roller plunger (12.7x4.8 dia., Stainless steel roller), Snap action, Self-reset type, Single-Pole, Double-Throw type, SPDT, Screw terminal (M4)
Z-15EQ22 | 9745 | 144233
Z-15EQ22-B | 9590 | 154944 | General purpose basic switch, panel mount roller plunger, SPDT, 15A high capacity, screw terminals
Z-15EQ22R | 11020 | 375476 | General purpose basic switch, panel mount roller plunger, SPDT, 15A high capacity, screw terminals, reset button
Z-15EQ-B | 8035 | 106744 | Basic switch, general purpose, Panel mount plunger (8.35 dia., Stainless steel plunger, medium OP), Snap action, Self-reset type, Single-Pole, Double-Throw type, SPDT, Screw terminal (M4)
Z-15ER | 7080 | 106739 | General purpose basic switch, pin plunger, SPDT, 15A high capacity, solder terminals
Z-15ESR | 6235 | 103031 | General purpose basic switch, slim sprung plunger, SPDT, 15A high capacity, solder terminals
Z-15EW | 4667 | 106746 | Basic switch, general purpose, Short hinge roller lever (26.6 R, 9.5x4 dia., Resin roller), Snap action, Self-reset type, Single-Pole, Double-Throw type, SPDT
Z-15EW22 | 6325 | 157395
Z-15EW22-B | 6460 | 143078 | General purpose basic switch, short hinge roller lever, SPDT, 15A high capacity, screw terminals
Z-15EW22R | 7590 | 106748
Z-15EW29 | 5615 | 224888 | General purpose basic switch
Z-15EW2-B | 7065 | 356426 | General purpose basic switch, hinge roller lever, SPDT, 15 A high capacity, screw terminals
Z-15EW565 | 6325 | 106747 | General purpose basic switch
Z-15EWR | 7050 | 144234 | Basic switch, general purpose, Hinge lever (63.5 R, Stainless steel lever, low OF), Snap action, Maintained-contact type, Maintained-contact type, SPDT, Solder terminal
Z-15F | 5715 | 106751 | Basic switch, general purpose, Hinge roller lever (30.2 R, 9.5*4 dia., Resin roller, low OT), Snap action, Self-reset type, DPDT, Double-Pole, Double-throw, Solder terminal
Z-15FW22-B | 6540 | 106756
Z-15G | 3982 | 382405 | General purpose basic switch, pin plunger, SPDT, 15 A, solder terminals
Z-15G55 | 6175 | 106670 | Basic switch
Z-15G55-B | 6250 | 106671 | General purpose basic switch, pin plunger, SPDT, 15A, drip proof, screw terminals
Z-15G55-MR 1M | 12710 | 106328 | Basic switch
Z-15GA55-B5V | 9410 | 106676 | Basic switch
Z-15G-B | 4278 | 382399 | General purpose basic switch, pin plunger, SPDT, 15 A, screw terminals
Z-15G-B8 | 4236 | 106668 | Basic switch
Z-15G-C | 6265 | 104938 | Basic switch
Z-15GD | 4580 | 382406 | General purpose basic switch, short spring plunger, SPDT, 15 A, solder terminals
Z-15GD10 | 4579 | 106633 | Basic switch
Z-15GD55 | 6905 | 106704 | General purpose basic switch, short spring plunger, SPDT, 15 A, drip proof, solder terminals
Z-15GD55-B | 6940 | 382407 | General purpose basic switch, short spring plunger, SPDT, 15 A, drip proof, screw terminals
Z-15GD55-M19R VCT 1M | 15110 | 145321 | Basic switch
Z-15GD55-MD 1M | 12870 | 141982 | Basic switch, short spring plunger, SPDT, 15 A, drip proof, pre-cabled
Z-15GD55-MR 0,5 M | 13980 | 145320 | Basic switch
Z-15GD55-MR 1 M | 12870 | 106329 | Basic switch
Z-15GD5-B7 | 5325 | 106708 | Basic switch, short spring plunger, SPDT, 15A
Z-15GDA55-B5V | 10440 | 143079 | Basic switch
Z-15GD-B | 5320 | 382398 | General purpose basic switch, short spring plunger, SPDT, 15 A, screw terminals
Z-15GD-B7-K | 5040 | 106532 | Basic switch
Z-15GD-B8 | 8355 | 106702 | Basic switch, short plunger, SPDT, 15A
Z-15GK355 | 8050 | 154123 | General purpose basic switch, plunger (high-operating point), SPDT, 15 A
Z-15GK355-B | 8360 | 105033 | General purpose basic switch, plunger (high-operating point), SPDT, 15A, screw terminals
Z-15GK3A55-B5V | 11340 | 106678 | Basic switch
Z-15GK55 | 6810 | 145324 | General purpose basic switch, plunger (mid-operating point), SPDT, 15A
Z-15GK55-B | 7195 | 106760 | General purpose basic switch, plunger (mid-operating point), SPDT, 15A, screw terminals
Z-15GK655-B | 7645 | 103032 | General purpose basic switch
Z-15GKA55-B5V | 7860 | 106677 | Basic switch
Z-15GL | 4259 | 106640 | General-purpose Basic Switch, 15A, Leaf spring, soldering terminal
Z-15GL2 | 4148 | 106643 | Basic switch, roller leaf spring, SPDT, 15A
Z-15GL255 | 7205 | 106646 | Basic switch
Z-15GL255-B | 6795 | 106647 | Basic switch
Z-15GL2A55-B5V | 7980 | 106679 | Basic switch
Z-15GL2-B | 5325 | 106644 | General purpose basic switch, roller leaf spring, SPDT, 15 A, screw terminals
Z-15GL42-B | 8325 | 155992 | Basic switch
Z-15GL55 | 6920 | 106651 | Basic switch
Z-15GL55-B | 6885 | 103829 | Basic switch
Z-15GL-B | 4907 | 106641 | General-purpose Basic Switch, 15 A, Leaf spring, screw terminal
Z-15GM | 4993 | 106609 | General purpose basic switch, reverse hinge lever, SPDT, 15A, solder terminals
Z-15GM2 | 5255 | 106612 | General purpose basic switch, reverse hinge roller lever, SPDT, 15A
Z-15GM22 | 5180 | 150641 | General-purpose Basic Switch, 15A, reverse short hinge roller lever
Z-15GM2230-B | 5525 | 106616 | Basic switch
Z-15GM2255 | 6905 | 106617 | General purpose basic switch, reverse short hinge roller lever, SPDT, 15A, drip proof, solder terminals
Z-15GM2255-B | 6990 | 106522 | Basic switch
Z-15GM22-B | 4782 | 152969 | General-purpose Basic Switch, 15A, reverse short hinge roller lever, screw terminal
Z-15GM255 | 6540 | 104942 | Basic switch
Z-15GM255-B | 5725 | 103034 | Basic switch
Z-15GM2-B | 5505 | 106613 | General purpose basic switch, reverse hinge roller lever, SPDT, 15A
Z-15GM55 | 6265 | 106525 | Basic switch
Z-15GM-B | 5255 | 106610 | General purpose basic switch, reverse hinge roller lever, SPDT, 15A
Z-15GNJ55 | 10700 | 106639 | Basic switch
Z-15GNJ55-B | 9230 | 154125 | General purpose basic switch, flexible rod, SPDT, 15A, drip-proof
Z-15GNJ55-B7-K | 11700 | 106527 | General purpose basic switch, flexible rod (high OF), SPDT, 15A, drip proof, screw terminals
Z-15GQ | 6035 | 382403 | General purpose basic switch, panel mount plunger (medium OP), SPDT, 15 A, solder terminals
Z-15GQ21 | 7380 | 106621 | General purpose basic switch, panel mount cross roller plunger, SPDT, 15A
Z-15GQ2155-B | 8890 | 106637 | Basic switch
Z-15GQ21A55-B5V | 14730 | 106685 | Basic switch, panel mount cross roller plunger, SPDT, 15A, drip proof, screw terminals with cover
Z-15GQ21-B | 8140 | 156316 | General purpose basic switch, panel mount cross roller plunger, SPDT, 15A
Z-15GQ22 | 7230 | 382404 | General purpose basic switch, panel mount roller plunger, SPDT, 15 A, solder terminals
Z-15GQ2255 | 11300 | 106638 | Basic switch
Z-15GQ2255-B | 11430 | 145325 | General purpose basic switch, panel mount roller plunger, SPDT, 15 A, drip proof, screw terminals
Z-15GQ22A55-B5V | 14820 | 106686 | General-purpose Basic Switch, 15 A, panel mount roller plunger, drip-proof, screw terminal with terminal cover
Z-15GQ22-B | 7955 | 382397 | General purpose basic switch, panel mount roller plunger, SPDT, 15 A, screw terminals
Z-15GQ3 | 7315 | 106625 | Basic switch, low operating force, panel mount plunger, SPDT, 15 A
Z-15GQ3-B | 6795 | 106626 | Basic switch, low operating force, panel mount plunger, SPDT, 15A
Z-15GQ55 | 8235 | 106634 | Basic switch
Z-15GQ55-B | 10550 | 106635 | General purpose basic switch, panel mount plunger, SPDT, 15A, drip-proof
Z-15GQ8 | 8320 | 106627 | Basic switch, high operating force, panel mount plunger, SPDT, 15A
Z-15GQ8-B | 7810 | 143082 | General purpose basic switch, high operating force, panel mount plunger, SPDT, 15 A
Z-15GQA55-B5V | 9590 | 105368 | General purpose basic switch, panel mount plunger (medium OP), SPDT, 15 A, drip proof, screw terminals with terminal cover
Z-15GQ-B | 6225 | 382396 | General purpose basic switch, panel mount plunger (medium OP), SPDT, 15A, screw terminals
Z-15GQ-B7-K | 6795 | 106533 | General purpose basic switch, panel mount plunger (medium OP), SPDT, 15 A, screw terminals
Z-15GQ-C | 7645 | 106620 | Basic switch
Z-15GQN-B | 4757 | 151807 | Basic switch
Z-15GS | 5055 | 157396 | General purpose basic switch, slim spring plunger, SPDT, 15A
Z-15GS55 | 7475 | 150639 | Basic switch, slim spring plunger, SPDT, 15A, drip proof
Z-15GS55-B | 7615 | 106696 | Basic switch
Z-15GS55-MD 1M | 11000 | 105032 | Basic switch
Z-15GSA55-B5V | 8055 | 104939 | Basic switch
Z-15GS-B | 5590 | 106694 | General purpose basic switch, slim spring plunger, SPDT, 15A
Z-15GW | 4292 | 382401 | General purpose basic switch, hinge lever (low OF), SPDT, 15A, solder terminals
Z-15GW2 | 4554 | 382402 | General purpose basic switch, hinge roller lever, SPDT, 15A, solder terminals
Z-15GW21 | 4756 | 106660 | Basic switch, short hinge lever, SPDT, 15A
Z-15GW2155 | 5930 | 106662 | Basic switch
Z-15GW2155-B | 6280 | 141985 | Basic switch
Z-15GW21-B | 4488 | 103033 | General purpose basic switch, short hinge lever, SPDT, 15 A
Z-15GW22 | 4443 | 382400 | General purpose basic switch, short hinge roller lever, SPDT, 15 A, solder terminals
Z-15GW22177-B | 6585 | 104941 | Basic switch
Z-15GW2255 | 6480 | 144235 | General purpose basic switch, short hinge roller lever, SPDT, 15A, drip-proof
Z-15GW2255-B | 6560 | 382408 | General purpose basic switch, short hinge roller lever, SPDT, 15 A, drip proof, screw terminals
Z-15GW2255-M19D 1M | 15120 | 106689 | Basic switch
Z-15GW2255-M19D 2M | 14870 | 106248 | Basic switch
Z-15GW2255-M19L | 17190 | 106243 | Basic switch
Z-15GW2255-M19L 1M | 11410 | 144231 | Basic switch
Z-15GW2255-M19L 2M | 16530 | 142657 | Basic switch
Z-15GW2255-M19L 3M | 18240 | 106244 | Basic switch
Z-15GW2255-M19R-V CT | 22100 | 106249 | Basic switch
Z-15GW2255-M19R-V CT 1M | 15360 | 150637 | Basic switch
Z-15GW2255-MD | 12500 | 157393 | General purpose basic switch, short hinge roller lever, SPDT, 15A, drip proof
Z-15GW2255-ML | 12750 | 145322 | Basic switch
Z-15GW2255-MR 1M | 12750 | 143077 | Basic switch
Z-15GW2277 | 6155 | 106575 | General purpose basic switch, unidirectional short hinge roller lever, SPDT, 15A
Z-15GW227755 | 7765 | 106577 | Basic switch
Z-15GW227755-B | 7955 | 106578 | Basic switch
Z-15GW227755-M19L 1M | 17810 | 158028 | Basic switch
Z-15GW227755-M19RE 3M | 18790 | 106242 | Basic switch
Z-15GW227755-ML 1M | 15910 | 106245 | Basic switch
Z-15GW227755-MR 1M | 15900 | 106246 | Basic switch
Z-15GW2277A55-B5V | 10620 | 148549 | General purpose basic switch, Unidirectional short hinge roller lever (low OF), SPDT, 15A, drip proof, screw terminals with terminal cover
Z-15GW2277-B | 7065 | 377800 | General purpose basic switch, Unidirectional short hinge roller lever (low OF), SPDT, 15A, screw terminals
Z-15GW2277S-B | 7080 | 106542 | Basic switch
Z-15GW2280-B | 6270 | 175252 | General purpose basic switch, short hinge roller lever, SPDT, 15A, screw terminals
Z-15GW22A55-B5V | 10320 | 143081 | General purpose basic switch, short hinge roller lever, SPDT, 15 A, drip proof, screw terminals with terminal cover
Z-15GW22-B | 4186 | 377795 | General purpose basic switch, short hinge roller lever, SPDT, 15A, screw terminals
Z-15GW22-B7 | 3955 | 143083 | General purpose basic switch, short hinge roller lever, SPDT, 15 A, screw terminals
Z-15GW22-BT | 9960 | 157133 | Basic switch
Z-15GW22-C | 4231 | 106570 | Basic switch
Z-15GW22S | 4756 | 106571 | General purpose basic switch, short hinge steel roller lever, SPDT, 15 A
Z-15GW22S-B | 3670 | 377798 | General purpose basic switch, short hinge roller lever, SPDT, 15A
Z-15GW2377 | 6960 | 106579 | General purpose basic switch
Z-15GW2377-B | 6460 | 106580 | Basic switch
Z-15GW25 | 5180 | 106584 | Basic switch, hinge roller lever large roller, SPDT, 15 A
Z-15GW255 | 6595 | 106587 | General purpose basic switch, hinge roller lever, SPDT, 15A, drip-proof
Z-15GW255-B | 7445 | 151808 | General purpose basic switch, hinge roller lever, SPDT, 15A, drip-proof, screw terminal
Z-15GW255-B6-106-K | 8435 | 106541 | General purpose basic switch
Z-15GW255-M19L | 22100 | 106237 | Basic switch
Z-15GW255-ML 1M | 12990 | 155991 | Basic switch
Z-15GW25-B | 5830 | 377799 | General purpose basic switch, hinge roller lever (large roller), SPDT, 15 A, screw terminals
Z-15GW2A55-B5V | 10350 | 106681 | General purpose basic switch, hinge roller lever, SPDT, 15 A, drip proof, screw terminals with terminal cover
Z-15GW2-B | 4696 | 377796 | General purpose basic switch, hinge roller lever, SPDT, 15A, screw terminals
Z-15GW2-B7-K | 4058 | 377801 | General purpose basic switch, hinge roller lever, SPDT, 15 A, screw terminals
Z-15GW2S-B | 5465 | 146370 | General purpose basic switch
Z-15GW3 | 6020 | 144236 | Basic switch, hinge lever (medium OF), SPDT, 15A
Z-15GW317-B | 6595 | 232164 | Basic switch
Z-15GW32 | 5430 | 146371 | Basic switch, hinge lever (high OF), SPDT, 15A
Z-15GW32-B | 4981 | 106591 | Basic switch, hinge lever (high OF, 4.9mm width), SPDT, 15 A
Z-15GW35-B | 5020 | 106592 | Basic switch, hinge roller lever large roller, SPDT, 15A
Z-15GW3-B | 5020 | 106590 | General purpose basic switch, hinge lever (medium OF), SPDT, 15A, screw terminals
Z-15GW4 | 4186 | 106594 | General purpose basic switch, low force hinge lever, SPDT, 15A
Z-15GW4455 | 8140 | 106596 | Basic switch
Z-15GW4455-B | 6990 | 149618 | General purpose basic switch, long hinge lever, SPDT, 15 A, drip proof, screw terminals
Z-15GW44A55-B5V | 10490 | 106683 | Basic switch
Z-15GW46 | 5830 | 106597 | Basic switch
Z-15GW49 | 5595 | 105369 | Basic switch, short hinge cross roller lever, SPDT, 15A
Z-15GW49-B | 5595 | 106599 | Basic switch, short hinge cross roller lever, SPDT, 15 A
Z-15GW4-B | 5065 | 106595 | General purpose basic switch, low force hinge lever, SPDT, 15A
Z-15GW4-B7-K | 3971 | 145328 | Basic switch
Z-15GW50855-B | 5740 | 224692 | Basic switch
Z-15GW54 | 5485 | 106600 | Basic switch, hinge cross roller lever, SPDT, 15A
Z-15GW544-B2-K | 7750 | 675361 | Basic switch, hinge lever, SPDT, 15 A
Z-15GW54-B | 5715 | 106601 | Basic switch, hinge cross roller lever, SPDT, 15A
Z-15GW55 | 6155 | 382409 | General purpose basic switch, hinge lever (low OF), SPDT, 15 A, drip proof, solder terminals
Z-15GW55-B | 6505 | 106603 | General purpose basic switch, hinge lever, SPDT, 15A, drip-proof
Z-15GW55-M19L 3M | 24090 | 106247 | Basic switch
Z-15GW55-MR 0.5M | 10260 | 144232 | Basic switch
Z-15GW55-MR 1M | 12480 | 157392 | Basic switch
Z-15GWA55-B5V | 10020 | 106680 | General purpose basic switch, hinge lever (low OF), SPDT, 15A, drip proof, solder terminals with terminal cover
Z-15GW-B | 4799 | 377797 | General purpose basic switch, hinge lever (low OF), SPDT, 15A, screw terminals
Z-15GW-B7-K | 3513 | 377802 | General purpose basic switch, hinge lever (low OF), SPDT, 15 A, screw terminals
Z-15H | 4792 | 104943 | Basic switch, general purpose, Pin plunger (2.3 dia., Stainless steel plunger), Snap action, Self-reset type, Single-Pole, Double-Throw type, SPDT, Solder terminal
Z-15H2 | 6040 | 106543 | General purpose basic switch, pin plunger, SPDT, high sensitivity micro load, solder terminals
Z-15H2-B | 5455 | 141986 | Basic switch, general purpose, Pin plunger (2.3 dia., Stainless steel plunger), Snap action, Self-reset type, Single-Pole, Double-Throw type, SPDT, Screw terminal (M4)
Z-15H-B | 4540 | 145329 | Basic switch
Z-15HD | 5575 | 106548 | Basic switch, general purpose, Snap action, Self-reset type, Single-Pole, Double-Throw type, SPDT, Solder terminal
Z-15HD-B | 5665 | 152970 | General purpose basic switch, short spring plunger, SPDT, high sensitivity micro load, screw terminals
Z-15HNJS55 | 12210 | 106561 | Basic switch, Drop-Proof Type, Flexible Rod (Steel Wire), Solder Terminal, High-Sensitivity
Z-15HNJS55-B | 12560 | 143086 | General purpose basic switch, flexible rod (steel), SPDT, high sensitive, drip proof, screw terminals
Z-15HQ | 7675 | 106551 | Basic switch, general purpose, Panel mount plunger (8.35 dia., Stainless steel plunger, medium OP), Snap action, Self-reset type, Single-Pole, Double-Throw type, SPDT, Solder terminal
Z-15HQ21 | 8990 | 104944 | Basic switch, Panel Mount Cross Roller Plunger, Solder Terminal, High-Sensitivity
Z-15HQ21-B | 9140 | 106552 | Basic switch, general purpose, Panel mount cross roller plunger (12.7x4.8 dia., Stainless steel roller), Snap action, Self-reset type, Single-Pole, Double-Throw type, SPDT, Screw terminal (M4)
Z-15HQ22 | 9140 | 106554 | General purpose basic switch, panel mount roller plunger, SPDT, high sensitivity micro load, solder terminals
Z-15HQ55-B7-K | 14770 | 356825
Z-15HQ-B | 7675 | 148551 | Basic switch, general purpose, Panel mount plunger (8.35 dia., Stainless steel plunger, medium OP), Snap action, Self-reset type, Single-Pole, Double-Throw type, SPDT, Screw terminal (M4)
Z-15HS | 6325 | 106546 | General purpose basic switch, slim spring plunger, SPDT, high sensitivity micro load, solder terminals
Z-15HS-B | 6175 | 143085 | General purpose basic switch, slim spring plunger, SPDT, high sensitivity micro load, screw terminals
Z-15HW | 5615 | 106564 | Basic switch, Hinge Lever Low OF, Solder Terminal, High-Sensitivity
Z-15HW195-B | 5870 | 193972
Z-15HW2 | 4918 | 106567 | Basic switch, Hinge Roller Lever Parallel, Solder Terminal, High-Sensitivity
Z-15HW22 | 5325 | 106568 | Basic switch, Short Hinge Roller Lever, Solder Terminal, High-Sensitivity
Z-15HW22-B | 5485 | 106569 | Basic switch, general purpose, Short hinge roller lever (26.6 R, 9.5x4 dia., Resin roller), Snap action, Self-reset type, Single-Pole, Double-Throw type, SPDT, Screw terminal (M4)
Z-15HW24 | 5710 | 106474 | General purpose basic switch, hinge lever, SPDT, high sensitive
Z-15HW24-B | 6035 | 155993 | General purpose basic switch, hinge lever, SPDT, high sensitive, screw terminal
Z-15HW24-B7-K | 6325 | 106487 | Basic switch, hinge lever, SPDT, high sensitive, screw terminal
Z-15HW400 | 6475 | 104945 | General purpose basic switch
Z-15HW52 | 5525 | 106478 | General purpose basic switch, low force wire hinge lever, SPDT, high sensitivity micro load, solder terminals
Z-15HW52-B | 5525 | 106479 | General purpose basic switch, low force wire hinge lever, SPDT, high sensitivity micro load, screw terminals
Z-15HW78 | 5815 | 106482 | General purpose basic switch, wire hinge lever, SPDT, 15A
Z-15HW7855 | 15250 | 106485
Z-15HW7855-B | 15620 | 106486
Z-15HW78-B | 7280 | 106483 | General purpose basic switch, wire hinge lever, SPDT, 15A, screw terminal
Z-15HW90-B74-K | 9635 | 393339 | General purpose basic switch, hinge lever, SPDT, high sensitivity micro load, RIS SSCOE1403964 modified lever for Eletta Flow (Sweden)
Z-15HW-B | 5215 | 106565 | Micro switch
Z4D-F04A | 132800 | 106465 | Micro Displacement Sensor, compact, analog output
Z4D-F04D | 132800 | 106466 | Micro Displacement Sensor, compact, ON/OFF output
ZAA-2 | 12060 | 106396 | General purpose basic switch actuator, hinge roller lever
ZAP-2G | 12640 | 143076 | Pushbutton Switch, Assembled Parts, Cylindrical type (30 mm dia.), Non-lighted, Momentary, SPDT, Screw terminal (M4), IP65
ZAP-2R | 11480 | 106398 | Pushbutton Switch, Assembled Parts, Cylindrical type (30 mm dia.), Round flat type, Non-lighted, Black, Momentary, SPDT, Screw terminal (M4), Equivalent to IP65
ZAP-B | 10820 | 106397 | Pushbutton Switch, Assembled Parts, Mushroom medium size (40 mm dia.), Non-lighted, Red, Momentary, SPDT, Screw terminal (M4), Equivalent to IP65
ZAP-R | 12650 | 105364 | Pushbutton Switch, Assembled Parts, Cylindrical type (30 mm dia.), Round flat type, Non-lighted, Red, Momentary, SPDT, Screw terminal (M4), Equivalent to IP65
ZAQ-1 | 12920 | 154776 | General purpose basic switch actuator, panel mount plunger, long
ZAQ-2 | 12080 | 152549 | General purpose basic switch actuator
ZAQ-22 | 15420 | 143850 | General purpose basic switch actuator
ZAQ-3 | 11680 | 137488 | General purpose basic switch actuator, panel mount plunger, short
ZC RUBBER PACKING | 331.5 | 181431 | ZC RUBBER PACKING for ZC and D4MC
ZC-D55 | 14370 | 106416 | Enclosed basic switch, plunger, SPDT, 15A
ZC-D55-L4 | 13200 | 106418 | Enclosed basic switch, Standard sensitivity, IP67, Snap action, Self-reset mechanism, Single-Pole, Double-Throw type, SPDT, Plunger, 15A
ZC-N2155 | 21430 | 106345 | Enclosed basic switch, sealed cross roller plunger, SPDT, 15 A
ZC-N2255 | 22730 | 151806 | Enclosed basic switch, Sealed roller plunger, SPDT, 15A
ZC-Q2155 | 16480 | 106332 | Enclosed basic switch, panel mount cross roller plunger, SPDT, 15A
ZC-Q2155-L4 | 15140 | 106335 | Limit switch, Panel Mount Cross roller Plunger, With Operation Indicator 24 VDC
ZC-Q2255 | 16610 | 151804 | Enclosed basic switch, panel mount roller plunger, SPDT, 15A
ZC-Q2255-L3 | 15140 | 106342 | Enclosed basic switch, Standard sensitivity, IP67, Snap action, Self-reset mechanism, Single-Pole, Double-Throw type, SPDT, Panel mount roller plunger, 15A, 24V LED indicator
ZC-Q2255-L4 | 15140 | 106343 | Enclosed basic switch, Standard sensitivity, IP67, Snap action, Self-reset mechanism, Single-Pole, Double-Throw type, SPDT, Panel mount roller plunger, 15A, 24V LED indicator
ZC-Q55 | 16020 | 106425 | Enclosed basic switch, panel mount plunger, SPDT, 15A
ZC-Q55-L3 | 14560 | 157391 | Enclosed basic switch, Standard sensitivity, IP67, Snap action, Self-reset mechanism, Single-Pole, Double-Throw type, SPDT, Panel mount plunger, 15A
ZC-Q55-L4 | 14560 | 106331 | Enclosed basic switch, Standard sensitivity, IP67, Snap action, Self-reset mechanism, Single-Pole, Double-Throw type, SPDT, Panel mount plunger, 15A
ZC-W155 | 14450 | 106351 | Enclosed basic switch, hinge lever, SPDT, 15 A
ZC-W2155 | 15260 | 106353 | Enclosed basic switch, hinge roller lever, SPDT, 15 A
ZC-W255 | 15260 | 106352 | Enclosed basic switch, short hinge roller lever, SPDT, 15A
ZC-W3155 | 15900 | 106356 | Enclosed basic switch, Standard sensitivity, IP67, Snap action, Self-reset mechanism, Single-Pole, Double-Throw type, SPDT, One-way action hinge roller lever, 15A
ZC-W355 | 15900 | 106355 | Enclosed basic switch, one way action short hinge roller lever, SPDT, 15 A
ZC-W55 | 14450 | 106350 | Enclosed basic switch, Short hinge lever, SPDT, 15A
ZEN-10C1AR-A-V2 | 103500 | 240972 | Programmable relay, 100-240 VAC supply, 6x 100-240 VAC inputs, 4x relay outputs 5 A, RTC, LCD display
ZEN-10C1DR-D-V2 | 103500 | 240974 | Programmable relay, 24 VDC supply, 6x 24 VDC inputs (2 of which can be 0-10 V analog inputs), 4x relay outputs 5 A, RTC, LCD display
ZEN-10C1DT-D-V2 | 103500 | 240979 | Programmable relay, 24 VDC supply, 6x 24 VDC inputs (2 of which can be 0-10 V analog inputs), 4x transistor outputs, RTC, LCD display
ZEN-10C2AR-A-V2 | 93850 | 240973 | Programmable relay, 100-240 VAC supply, 6x 100-240 VAC inputs, 4x relay outputs 5 A
ZEN-10C2DR-D-V2 | 76800 | 240975 | Programmable relay, 24 VDC supply, 6x 24 VDC inputs (2 of which can be 0-10 V analog inputs), 4x relay outputs 5 A
ZEN-10C2DT-D-V2 | 93850 | 240980 | Programmable relay, 24 VDC supply, 6x 24 VDC inputs (2 of which can be 0-10 V analog inputs), 4x transistor outputs
ZEN-10C3AR-A-V2 | 69100 | 240983 | Programmable relay, 100-240 VAC supply, 6x 100-240 VAC inputs, 4x relay outputs 5A, RTC, LCD display,unexpandable
ZEN-10C3DR-D-V2 | 69100 | 240984 | Programmable relay, 24 VDC supply, 6x 24 VDC inputs (2 of which can be 0-10V analog inputs), 4x relay outputs 5A, RTC, LCD display,unexpandable
ZEN-10C4AR-A-V2 | 133800 | 240987 | Programmable relay, 24 VDC supply, 6x 100-240 VAC inputs (2 of which can be 0-10 V analog inputs), 4x relay outputs 5 A, RTC, LCD display, expandable
ZEN-10C4DR-D-V2 | 133800 | 240988 | Programmable relay, 24 VDC supply, 6x 24 VDC inputs (2 of which can be 0-10 V analog inputs), 4x relay outputs 5 A, RTC, LCD display, expandable
ZEN-20C1AR-A-V2 | 134700 | 240989 | Programmable relay, 100-240 VAC supply, 12x 100-240 VAC inputs, 8x relay outputs 5 A, RTC, LCD display
ZEN-20C1DR-D-V2 | 134800 | 240991 | Programmable relay, 24 VDC supply, 12x 24 VDC inputs (2 of which can be 0-10 V analog inputs), 8x relay outputs 5 A, RTC, LCD display
ZEN-20C1DT-D-V2 | 110400 | 240993 | Programmable relay, 24 VDC supply, 12x 24 VDC inputs (2 of which can be 0-10 V analog inputs), 8x transistor outputs, RTC, LCD display
ZEN-20C2AR-A-V2 | 125800 | 240990 | Programmable relay, 100-240 VAC supply, 12x 100-240 VAC inputs, 8x relay outputs 5 A
ZEN-20C2DR-D-V2 | 125800 | 240992 | Programmable relay, 24 VDC supply, 12x 24 VDC inputs (2 of which can be 0-10 V analog inputs), 8x relay outputs 5 A
ZEN-20C2DT-D-V2 | 125800 | 240994 | Programmable relay, 24 VDC supply, 12x 24 VDC inputs (2 of which can be 0-10 V analog inputs), 8x transistor outputs
ZEN-20C3AR-A-V2 | 86850 | 240985 | Programmable relay, 100-240 VAC supply, 12x 100-240 VAC inputs, 8x relay outputs 5A,unexpandable
ZEN-20C3DR-D-V2 | 86850 | 240986 | Programmable relay, 24 VDC supply, 12x 24 VDC inputs (2 of which can be 0-10V analog inputs), 8x relay outputs 5A,unexpandable
ZE-N21-2G | 29070 | 106372 | Enclosed switch, sealed cross roller plunger, SPDT, 15 A
ZE-N22-2G | 24100 | 104736 | Enclosed switch, sealed roller plunger, SPDT, 15A
ZE-N-2G | 19130 | 106370 | Enclosed switch, plunger, SPDT, 15A
ZE-N-2G-FC | 16590 | 146142 | Enclosed switch, plunger, SPDT, 15A, conduit G 1/2, with ground terminal
ZE-N-2Y | 25890 | 106376
ZEN-8E1AR | 49570 | 240976 | I/O expansion unit, 4 x 100-240 VAC inputs, 4 x relay outputs 5 A
ZEN-8E1DR | 49570 | 240977 | I/O expansion unit, 4 x 24 VDC inputs, 4 x relay outputs 5 A
ZEN-8E1DT | 49570 | 240981 | I/O expansion unit, 4 x 24 VDC inputs, 4 x transistor outputs
ZE-NA2-2G | 23810 | 151525 | Enclosed switch, roller arm lever, SPDT, 15A
ZE-NA277-2G | 28800 | 106375 | Enclosed switch, sealed one-way action roller arm lever, SPDT, 15 A
ZEN-BAT01 | 24170 | 240970 | Battery for ZEN programmable relay
ZEN-CIF01 | 65000 | 240969 | Cable, 2 m, for connecting ZEN programmable relay to a PC
ZEN-ME01 | 18000 | 240971 | Memory cassette, EEPROM
ZEN-SOFT01-V4 | 38730 | 240995 | Programming software for ZEN programmable relay, CD-ROM
ZE-Q21-2G | 19910 | 149257 | Enclosed switch, cross roller plunger, SPDT, 15A
ZE-Q22-2G | 19910 | 150415 | Enclosed switch, roller plunger, SPDT, 15A
ZE-Q-2G | 18170 | 106359 | Enclosed switch, plunger, SPDT, 15A
ZE-QA2-2G | 22910 | 152689 | Enclosed switch, roller arm lever, SPDT, 15 A
ZG2-DSU11 | 584400 | 257552 | Data Storage Unit for ZG2, NPN output
ZG2-DSU41 | 584400 | 257553 | Data Storage Unit for ZG2, PNP output
ZG2-WDC11A | 1754000 | 257543 | ZG Profile sensor controller, NPN, 24 VDC, includes Smart Monitor ZG Software.
ZG2-WDC41A | 1754000 | 257544 | ZG Profile sensor controller, PNP, 24 VDC, includes Smart Monitor ZG Software.
ZG2-WDS22 0.5M | 2646200 | 257546 | ZG sensor head, width measurement 22mm (30µm), height profile 100+/-12mm (3µm), 0.5 m cable
ZG2-WDS22 2M | 2659100 | 257545 | ZG sensor head, width measurement 22mm (30µm), height profile 100+/-12mm (3µm), 2 m cable
ZG2-WDS3VT 0.5M | 4271700 | 257557
ZG2-WDS3VT 2M | 4289200 | 257556 | ZG sensor head, width measurement 3mm (5µm), height profile 20+/-0.5mm (0.25µm)
ZG2-WDS70 0.5M | 4185100 | 257548 | ZG sensor head, width measurement 70mm (110µm), height profile 210+/-30mm (10µm), 0.5 m cable
ZG2-WDS70 2M | 4200900 | 257547 | ZG sensor head, width measurement 70mm (110µm), height profile 210+/-30mm (10µm), 2 m cable
ZG2-WDS8T 0.5M | 2978900 | 257555
ZG2-WDS8T 2M | 2990500 | 257554 | ZG sensor head, width measurement 8mm (13µm), height profile 50+/-3mm (1µm)
ZG2-XC15CR | 254500 | 257550 | 15-m Extension Cable (also requires 2 x Digital Equalisers & Equaliser connection cable)
ZG2-XC25CR | 359100 | 257551 | 25-m Extension Cable (also requires 2 x Digital Equalisers & Equaliser connection cable)
ZG2-XC3CR | 237700 | 257954 | 3-m Extension Cable (also requires 2 x Digital Equalisers & Equaliser connection cable)
ZG2-XC8CR | 306300 | 257549 | 8 m Extension Cable (also requires 2 x Digital Equalisers & Equaliser connection cable)
ZG2-XCR3CR | 195100 | 669686 | 30cm Extension Cable (also requires 2 x Digital Equalisers & Equaliser connection cable)
ZG-RPD41-N | 235400 | 680522 | Real time parallell unit for ZG-WDC, PNP
ZJ9-BAS-L01 | 48840 | 250555 | ZJ-BAS linking bracket
ZJ9-BAS-NS105 | 370900 | 326593
ZJ9-BAS-NS110 | 738700 | 326594
ZJ9-BAS-NT105 | 93700 | 250553 | ZJ-BAS replacement discharge electrodes (pack of 5)
ZJ9-BAS-NT110 | 186100 | 250554 | ZJ-BAS replacement discharge electrodes (pack of 10)
ZJ9-BRL1FW | 18220 | 377880 | L-mounting bracket
ZJ9-BRP1FW | 39370 | 377876 | Pipe-mounting bracket
ZJ9-BRS1FW | 15180 | 377877 | Stand
ZJ9-FL120N1 | 26330 | 356066
ZJ9-FL40FW | 12140 | 377878 | Replacement filter (6-pack)
ZJ9-NDT04FW | 30330 | 377879 | Replacement discharge electrode / 4-electrode set (1 set for ZJ-FW013, 2 sets for ZJ-FW029, 6 sets for ZJ-FW053)
ZJ9-NDT06FN1 | 19850 | 356067
ZJ-BAS050 | 766400 | 250523 | High performance bar type ioniser, 500mm
ZJ-BAS050S | 1300100 | 326587
ZJ-BAS058 | 805100 | 250524 | High performance bar type ioniser, 580mm
ZJ-BAS058S | 1393900 | 326588
ZJ-BAS074 | 883700 | 250525 | High performance bar type ioniser, 740mm
ZJ-BAS074S | 1612800 | 326589
ZJ-BAS090 | 942500 | 250526 | High performance bar type ioniser, 900mm
ZJ-BAS090S | 1768200 | 326590
ZJ-BAS130 | 1060200 | 250527 | High performance bar type ioniser, 1300mm
ZJ-BAS130S | 2205500 | 326591
ZJ-BAS154 | 1236400 | 250528 | High performance bar type ioniser, 1540mm
ZJ-BAS154S | 2601000 | 326592
ZJ-BAS-FC02A | 26530 | 250548 | ZJ-BAS I/O cable, 2m
ZJ-BAS-FC05A | 38370 | 250549 | ZJ-BAS I/O cable, 5m
ZJ-BAS-FC10A | 57900 | 250550 | ZJ-BAS I/O cable, 10m
ZJ-BAS-FC15A | 77500 | 250551 | ZJ-BAS I/O cable, 15m
ZJ-BAS-FC20A | 97400 | 250552 | ZJ-BAS I/O cable, 20m
ZJ-BAS-MC02A | 17470 | 250532 | ZJ-BAS connector cable, single end, 2m
ZJ-BAS-MC02B | 19360 | 250537 | ZJ-BAS connector cable, double end, 2m
ZJ-BAS-MC05A | 28630 | 250533 | ZJ-BAS connector cable, single end, 5m
ZJ-BAS-MC05B | 30470 | 250538 | ZJ-BAS connector cable, double end, 5m
ZJ-BAS-MC07RB | 14450 | 250542 | ZJ-BAS series connector, 710mm
ZJ-BAS-MC08RB | 14450 | 250543 | ZJ-BAS series connector, 790mm
ZJ-BAS-MC09RB | 14450 | 250544 | ZJ-BAS series connector, 960mm
ZJ-BAS-MC10A | 47150 | 250534 | ZJ-BAS connector cable, single end, 10 m
ZJ-BAS-MC10B | 49050 | 250539 | ZJ-BAS connector cable, double end, 10m
ZJ-BAS-MC11RB | 14450 | 250545 | ZJ-BAS series connector, 1110mm
ZJ-BAS-MC15A | 65800 | 250535 | ZJ-BAS connector cable, single end, 15m
ZJ-BAS-MC15B | 67750 | 250540 | ZJ-BAS connector cable, double end, 15m
ZJ-BAS-MC15RB | 14450 | 250546 | ZJ-BAS series connector, 1510mm
ZJ-BAS-MC17RB | 14450 | 250547 | ZJ-BAS series connector, 1750mm
ZJ-BAS-MC20A | 84450 | 250536 | ZJ-BAS connector cable, single end, 20m
ZJ-BAS-MC20B | 86750 | 250541 | ZJ-BAS connector cable, double end, 20m
ZJ-FA20-D KADW | 293500 | 672459 | Static Eliminator fan with DC adapter
ZJ-FA20-E KADW | 372900 | 672460 | Static Eliminator fan with European AC adapter
ZJ-FW013 | 308900 | 377873 | Fan type ioniser, size 130mm, high speed, lightweigt body, easy configuration
ZJ-FW029 | 432500 | 377874 | Fan type ioniser, size 290 mm, high speed, lightweigt body, easy configuration
ZJ-FW053 | 679000 | 377875 | Fan type ioniser, size 530mm, high speed, lightweigt body, easy configuration
ZJ-SD100 | 557900 | 235680 | ZJ-SD ion sensor head
ZJ-SDA11 | 446600 | 235681 | ZJ-SD ion sensor amplifier
ZJ-SW11 | 157100 | 235684
ZN9-ACP02-CE | 54300 | 377996 | AC adaptor power supply for ZN particle sensor, input: 100-240VAC, Euro plug
ZN9-ACP03-CE | 113100 | 707121 | AC adaptor power supply for ZN particle sensor, input voltage: 240VAC, Euro plug
ZN9-AHP25 | 173900 | 393983 | Replacement HEPA filter for air clean unit ZN-A2502
ZN9-AHP41 | 216800 | 393984 | Replacement HEPA filter for air clean unit ZN-A4105
ZN9-AHP61 | 256200 | 368303
ZN9-APF25 | 16820 | 240800
ZN9-APF41 | 16420 | 240805 | Replacement pre-filters for 410 × 410 mm
ZN9-APF61 | 19630 | 368302
ZN9-ED01-S | 83050 | 669385 | DC cable (ZN9-ED01-S comes with ZN-THX11-SA), Straight type
ZN9-ED02-S | 83050 | 669386 | DC cable (ZN9-ED02-S comes with ZN-THX11-SA), Right angle type
ZN9-EM01-S | 20510 | 383072 | Mounting magnet
ZN9-JC02 | 25980 | 401517 | Single-sided connector cable for ZN-A air clean units
ZN9-JH04 | 84950 | 240807 | Replacement Discharge Needles, pack of 4
ZN9-PB1 | 41250 | 240802
ZN9-PC1 | 85650 | 240803
ZN9-PC1-S | 138400 | 324304 | Cleaning filter
ZN9-PF1 | 8945 | 240804
ZN9-PF1-S | 13840 | 324300 | Replacement filter, particle type
ZN9-PF2-S | 13840 | 324301 | Replacement filter, dust type
ZN9-PG1-S | 12770 | 329623
ZN9-PT4-S | 145400 | 324302 | Exhaust tube, 4m
ZN9-PT8-S | 304100 | 324303 | Exhaust tube, 8m
ZN9-TC20-S | 26840 | 329627
ZN9-TL01-S | 26840 | 329625
ZN9-TL20-S | 26840 | 329626
ZN-A2502D | 495800 | 240789 | Air cleaning unit, 250 x 250 mm, 24 VDC, no AC adaptor
ZN-A4105D | 941100 | 240790 | Air cleaning unit, 410 x 410 mm, 24 VDC, no AC adaptor
ZN-A6112 | 1214300 | 368300 | Air cleaning unit, 610 x 610 mm, 24 VDC, no AC adaptor
ZN-A6112P | 1459500 | 368301 | Air cleaning unit, 610 x 610 mm, 24 VDC, no AC adaptor, with clog detection function
ZN-DPS11-S | 368800 | 383069 | Differential Pressure Measurement device, sensing unit, -500 to 500 Pa, without calibration certificate, cable length 1.5m
ZN-DPS15-S | 403800 | 383070 | Differential Pressure Measurement device, sensing unit, -500 to 500 Pa, without calibration certificate, cable length 10m
ZN-DPX21-SA | 421400 | 383071 | Differential Pressure Measurement device, station unit for ZN-DP_ sensors, without AC adapter
ZN-J25A | 609300 | 240791 | Ionizer, for 250 x 250 mm air cleaner
ZN-J41A | 846300 | 240793 | Ionizer, for 410 x 410 mm air cleaner
ZN-KMX21-A | 449100 | 387575 | Power Sensor Station with DC cable and ferrite core included in the package
ZN-PD03 | 600000 | 240795 | Air Particle Sensors, Sensor Head, 0.3,0.5 & 1.0microm measured particle dia
ZN-PD03C-SA | 4767100 | 681068 | Air particle sensor, particle measurement type (0.3, 0.5, or 1.0 µm min.). Calibration Certificate Set . No AC adapter
ZN-PD03-SA | 4333900 | 377995 | Air particle sensor, particle measurement type (0.3, 0.5, or 1.0 µm min.), without AC adaptor
ZN-PD50C-SA | 3364700 | 668496 | Air Particle Sensor, Dust measurement type, 50 µm min. with the calibration certificate
ZN-PD50-SA | 3587900 | 376251 | Air particle sensor, dust measurement type, without AC adaptor
ZN-PDA11 2M | 439500 | 240796 | Air Particle Sensors, Amplifier 24 VDC, cable connection
ZN-PDA12 2M | 445800 | 240797 | Amplifier for air particle sensor ZN-PD03, connector, 2 m
ZN-SFW11 | 347900 | 240798 | Clean monitoring system, for RS232C connection with personal computer only
ZN-SFW12 2M | 391200 | 240799
ZN-SW11-S | 1004100 | 324299 | Wave inspire software
ZN-TH11C-S | 440400 | 373962
ZN-TH11-S | 293700 | 329624 | Air Thermo Sensor
ZN-THS11-S | 149000 | 373966 | Data logger for temperature and humidity, sensing head
ZN-THS17-S | 149000 | 373965 | Data logger for temperature and humidity, sensing head
ZN-THX11-SA | 291700 | 373967 | Data logger for temperature and humidity, storage unit
ZN-THX21-SA | 291700 | 373968 | Data logger for temperature and humidity, storage unit
ZPBA-GA500 | 58700 | 695093 | Door mounting kit for internal GA500 Keypad, please insert JVOP-KPBCH04AAA on GA500 when using the pre-installed keypad external.
ZPSA-GA50V1-1 | 17930 | 690253 | Heatsink External Mounting Kit Q2V B001~B002, 2001~2002
ZPSA-GA50V1-2 | 18950 | 690254 | Heatsink External Mounting Kit Q2V B004, 2004
ZPSA-GA50V1-3 | 19960 | 690255 | Heatsink External Mounting Kit Q2V 2006
ZPSA-GA50V2-1 | 26080 | 690256 | Heatsink External Mounting Kit Q2V 4001
ZPSA-GA50V2-2 | 17930 | 690257 | Heatsink External Mounting Kit Q2V B006, 4002~4004
ZPSA-GA50V2-3 | 33760 | 690258 | Heatsink External Mounting Kit Q2V B010, 2008~2012, 4005~4009
ZPSA-GA50V3-1 | 35780 | 690259 | Heatsink External Mounting Kit Q2V B012, 2018~2021, 4012
ZPSA-GA50V4-1 | 69100 | 690260 | Heatsink External Mounting Kit Q2V B018
ZPSA-GA50V5-1 | 41920 | 690261 | Heatsink External Mounting Kit Q2V 2030~2042, 4018~4023
ZPSA-GA50V6-1 | 48040 | 690262 | Heatsink External Mounting Kit Q2V 2056, 4031~4038
ZPSA-GA50V7-1 | 56800 | 690263 | Heatsink External Mounting Kit Q2V 2070~2082
ZPSA-GA50V8-1 | 58800 | 690264 | Heatsink External Mounting Kit Q2V 4044~4060
ZU-LEDB2X1-24V-39V3A | 478400 | 381585 | Lighting controller for two LED lights, adjustable flash timing, input 24VDC, output 39VDC
ZUV-C40H-D | 441200 | 707821 | Multi-function controller for UV-Light curing systems, without AC adapter
ZUV-HN20MD 2M | 142700 | 707822 | ZUV curing system for MD series: Standard head for focusing, fiber length 2 m, separate lens required
ZUV-L10H | 116700 | 262067 | Lens Unit, For High-Power Type, Spot Diameter 10 mm dia.
ZUV-L10S | 91200 | 392996 | ZUV curing system: Lens unit, side view, spot dia. 10 mm
ZUV-L12H | 121000 | 379394 | Lens unit for ZUV UV curing system, spot dia. 12mm
ZUV-L12L | 207000 | 379392 | Lens unit for ZUV UV curing system, line 12x2 mm
ZUV-L2H | 123800 | 377168 | Lens unit for ZUV UV curing system, spot dia. 2 mm
ZUV-L3H | 124600 | 379419 | Lens unit for ZUV UV curing system, spot dia. 3mm
ZUV-L3S | 91200 | 392993 | ZUV curing system: Lens unit, side view, spot dia. 3 mm
ZUV-L4H | 119800 | 379390 | Lens unit for ZUV UV curing system, spot dia. 4mm
ZUV-L4S | 91200 | 392994 | ZUV curing system: Lens unit, side view, spot dia. 4 mm
ZUV-L6H | 119800 | 379393 | Lens unit for ZUV UV curing system, spot dia. 6mm
ZUV-L6S | 91200 | 392995 | ZUV curing system: Lens unit, side view, spot dia. 6 mm
ZUV-L8H | 119800 | 379391 | Lens unit for ZUV UV curing system, spot dia. 8mm
ZUV-L8S | 91200 | 392997 | ZUV curing system: Lens unit, side view, spot dia. 8 mm
ZUV-XC10B | 156200 | 262068
ZUV-XC2B | 98100 | 230740 | ZUV-series UV-LED irradiator extension cable, 2 m
ZUV-XC5B | 101100 | 392992 | ZUV curing system: Extension cable 5 m
ZV2-N-2G | 26060 | 154929 | Enclosed switch, diagonal side mounting, sealed plunger, SPDT, 15 A
ZV-N-2G | 26650 | 106256
ZW-5000T | 1029500 | 684057 | Confocal Displacement controller, standard model, with EtherCAT communication, NPN/PNP
ZW-7000T | 4145600 | 676430 | Confocal Displacement controller, ultra high speed model, with EtherCAT communication, NPN/PNP
ZW-8000T | 2716000 | 683875 | Confocal Displacement controller, ultra high precision model, with EtherCAT communication, NPN/PNP
ZW-CE15T | 2242600 | 378697 | Controller with EtherCAT communication, PNP
ZW-S5010 0.3M | 1238500 | 684072 | Confocal displacement sensor, sensing head square shape, measuring range 10 mm +/- 0.5 mm, spot diameter 9 µm, 0.3 m cable
ZW-S5010 2M | 1238500 | 684071 | Confocal displacement sensor, sensing head square shape, measuring range 10 mm +/- 0.5 mm, spot diameter 9 µm, 2 m cable
ZW-S5020 0.3M | 1238500 | 684070 | Confocal displacement sensor, sensing head square shape, measuring range 20 mm +/- 1 mm, spot diameter 13 µm, 0.3 m cable
ZW-S5020 2M | 1238500 | 684069 | Confocal displacement sensor, sensing head square shape, measuring range 20 mm +/- 1 mm, spot diameter 13 µm, 2 m cable
ZW-S5030 0.3M | 1238500 | 684068 | Confocal displacement sensor, sensing head square shape, measuring range 30 mm +/- 2 mm, spot diameter 18 µm, 0.3 m cable
ZW-S5030 2M | 1238500 | 684067 | Confocal displacement sensor, sensing head square shape, measuring range 30 mm +/- 2 mm, spot diameter 18 µm, 2 m cable
ZW-S7010 0.3M | 1561300 | 676431 | Confocal displacement sensor, sensing head square shape, measuring range 10 mm +/- 0.5 mm, spot diameter 50 µm, 0.3 m cable
ZW-S7010 2M | 1561300 | 676434 | Confocal displacement sensor, sensing head square shape, measuring range 10 mm +/- 0.5 mm, spot diameter 50 µm, 2 m cable
ZW-S7020 0.3M | 1561300 | 676437 | Confocal displacement sensor, sensing head square shape, measuring range 20 mm +/- 1 mm, spot diameter 70 µm, 0.3 m cable
ZW-S7020 2M | 1561300 | 676435 | Confocal displacement sensor, sensing head square shape, measuring range 20 mm +/- 1 mm, spot diameter 70 µm, 2 m cable
ZW-S7030 0.3M | 1561300 | 676433 | Confocal displacement sensor, sensing head square shape, measuring range 30 mm +/- 2 mm, spot diameter 100 µm, 0.3 m cable
ZW-S7030 2M | 1561300 | 676436 | Confocal displacement sensor, sensing head square shape, measuring range 30 mm +/- 2 mm, spot diameter 100 µm, 2 m cable
ZW-S7040 0.3M | 1561300 | 684229 | Confocal displacement sensor, sensing head square shape, measuring range 40 mm +/- 3 mm, spot diameter 120 µm, 2 m cable
ZW-S7040 2M | 1561300 | 684243 | Confocal displacement sensor, sensing head square shape, measuring range 40 mm +/- 3 mm, spot diameter 120 µm, 2 m cable
ZW-S8010 0.3M | 1938100 | 682734 | Confocal displacement sensor, sensing head square shape, measuring range 10 mm +/- 0.5 mm, spot diameter 4 µm, 0.3 m cable
ZW-S8010 2M | 1938100 | 682731 | Confocal displacement sensor, sensing head square shape, measuring range 10 mm +/- 0.5 mm, spot diameter 4 µm, 2 m cable
ZW-S8020 0.3M | 1938100 | 682730 | Confocal displacement sensor, sensing head square shape, measuring range 20 mm +/- 1 mm, spot diameter 7 µm, 0.3 m cable
ZW-S8020 2M | 1938100 | 682736 | Confocal displacement sensor, sensing head square shape, measuring range 20 mm +/- 1 mm, spot diameter 7 µm, 2 m cable
ZW-S8030 0.3M | 1938100 | 682735 | Confocal displacement sensor, sensing head square shape, measuring range 30 mm +/- 2 mm, spot diameter 10 µm, 0.3 m cable
ZW-S8030 2M | 1938100 | 682733 | Confocal displacement sensor, sensing head square shape, measuring range 30 mm +/- 2 mm, spot diameter 10 µm, 2 m cable
ZW-SP5007 0.3M | 1238500 | 684064 | Confocal displacement sensor, sensing head pen-shape, straight head, measuring range 7 mm +/- 0.3 mm, spot diameter 13 µm, 0.3 m cable
ZW-SP5007 2M | 1238500 | 684063 | Confocal displacement sensor, sensing head pen-shape, straight head, measuring range 7 mm +/- 0.3 mm, spot diameter 13 µm, 2 m cable
ZW-SP5010 0.3M | 1238500 | 684066 | Confocal displacement sensor, sensing head pen-shape, straight head, measuring range 10 mm +/- 0.7 mm, spot diameter 18 µm, 0.3 m cable
ZW-SP5010 2M | 1238500 | 684065 | Confocal displacement sensor, sensing head pen-shape, straight head, measuring range 10 mm +/- 0.7 mm, spot diameter 18 µm, 2 m cable
ZW-SP7007 0.3M | 1561300 | 684242 | Confocal displacement sensor, sensing head pen-shape, straight head, measuring range 7 mm +/- 0.3 mm, spot diameter 130 µm, 0.3 m cable
ZW-SP7007 2M | 1561300 | 684241 | Confocal displacement sensor, sensing head pen-shape, straight head, measuring range 7 mm +/- 0.3 mm, spot diameter 130 µm, 2 m cable
ZW-SP7010 0.3M | 1561300 | 684240 | Confocal displacement sensor, sensing head pen-shape, straight head, measuring range 10 mm +/- 0.7 mm, spot diameter 170 µm, 0.3 m cable
ZW-SP7010 2M | 1561300 | 684239 | Confocal displacement sensor, sensing head pen-shape, straight head, measuring range 10 mm +/- 0.7 mm spot diameter 170 µm, 2 m cable
ZW-SP8007 0.3M | 1938100 | 682728 | Confocal displacement sensor, sensing head pen-shape, straight head, measuring range 7 mm +/- 0.3 mm, spot diameter 7 µm, 0.3 m cable
ZW-SP8007 2M | 1938100 | 682727 | Confocal displacement sensor, sensing head pen-shape, straight head, measuring range 7 mm +/- 0.3 mm, spot diameter 7 µm, 2 m cable
ZW-SP8010 0.3M | 1938100 | 682726 | Confocal displacement sensor, sensing head pen-shape, straight head, measuring range 10 mm +/- 0.7 mm, spot diameter 10 µm, 0.3 m cable
ZW-SP8010 2M | 1938100 | 682725 | Confocal displacement sensor, sensing head pen-shape, straight head, measuring range 10 mm +/- 0.7 mm, spot diameter 10 µm, 2 m cable
ZW-SPR5007 0.3M | 1346200 | 684059 | Confocal displacement sensor, sensing head pen-shape, 90º angled head, measuring range 7 mm +/- 0.3 mm, spot diameter 15 µm, 0.3 m cable
ZW-SPR5007 2M | 1346200 | 684058 | Confocal displacement sensor, sensing head pen-shape, 90º angled head, measuring range 7 mm +/- 0.3 mm, spot diameter 15 µm, 2 m cable
ZW-SPR5010 0.3M | 1346200 | 684060 | Confocal displacement sensor, sensing head pen-shape, 90º angled head, measuring range 10 mm +/- 0.7 mm, spot diameter 20 µm, 0.3 m cable
ZW-SPR5010 2M | 1346200 | 684061 | Confocal displacement sensor, sensing head pen-shape, 90º angled head, measuring range 10 mm +/- 0.7 mm, spot diameter 20 µm, 2 m cable
ZW-SPR7007 0.3M | 1668700 | 684238 | Confocal displacement sensor, sensing head pen-shape, 90º angled head, measuring range 7 mm +/- 0.3 mm, spot diameter 150 µm, 0.3 m cable
ZW-SPR7007 2M | 1668700 | 684237 | Confocal displacement sensor, sensing head pen-shape, 90º angled head, measuring range 7 mm +/- 0.3 mm, spot diameter 150 µm, 2 m cable
ZW-SPR7010 0.3M | 1668700 | 684236 | Confocal displacement sensor, sensing head pen-shape, 90º angled head, measuring range 10 mm +/- 0.7 mm, spot diameter 190 µm, 0.3 m cable
ZW-SPR7010 2M | 1668700 | 684235 | Confocal displacement sensor, sensing head pen-shape, 90º angled head, measuring range 10 mm +/- 0.7 mm, spot diameter 190 µm, 2 m cable
ZW-SPR8007 0.3M | 2045700 | 682724 | Confocal displacement sensor, sensing head pen-shape, 90º angled head, measuring range 7 mm +/- 0.3 mm, spot diameter 8 µm, 0.3 m cable
ZW-SPR8007 2M | 2045700 | 682723 | Confocal displacement sensor, sensing head pen-shape, 90º angled head, measuring range 7 mm +/- 0.3 mm, spot diameter 8 µm, 2 m cable
ZW-SPR8010 0.3M | 2045700 | 682722 | Confocal displacement sensor, sensing head pen-shape, 90º angled head, measuring range 10 mm +/- 0.7 mm, spot diameter 11 µm, 0.3 m cable
ZW-SPR8010 2M | 2045700 | 682721 | Confocal displacement sensor, sensing head pen-shape, 90º angled head, measuring range 10 mm +/- 0.7 mm, spot diameter 11 µm, 2 m cable
ZW-SQ5007 0.3M | 1066200 | 684234 | Confocal displacement sensor, sensing head square shape, measuring range 7 mm +/- 0.3 mm, spot diameter 18 µm, 0.3 m cable
ZW-SQ5007 2M | 1066200 | 684213 | Confocal displacement sensor, sensing head square shape, measuring range 7 mm +/- 0.3 mm, spot diameter 18 µm, 2 m cable
ZW-SQ5020 0.3M | 1066200 | 684233 | Confocal displacement sensor, sensing head square shape, measuring range 20 mm +/- 1 mm, spot diameter 40 µm, 0.3 m cable
ZW-SQ5020 2M | 1066200 | 684222 | Confocal displacement sensor, sensing head square shape, measuring range 20 mm +/- 1 mm, spot diameter 40 µm, 2 m cable
ZW-SQ5030 0.3M | 1066200 | 684232 | Confocal displacement sensor, sensing head square shape, measuring range 30 mm +/- 3 mm, spot diameter 60 µm, 0.3 m cable
ZW-SQ5030 2M | 1066200 | 684221 | Confocal displacement sensor, sensing head square shape, measuring range 30 mm +/- 3 mm, spot diameter 60 µm, 2 m cable
ZW-SQ5040 0.3M | 1066200 | 684231 | Confocal displacement sensor, sensing head square shape, measuring range 40 mm +/- 6 mm, spot diameter 80 µm, 0.3 m cable
ZW-SQ5040 2M | 1024700 | 684220 | Confocal displacement sensor, sensing head square shape, measuring range 40 mm +/- 6 mm, spot diameter 80 µm, 2 m cable
ZW-SQR5007 0.3M | 1103800 | 684216 | Confocal displacement sensor, sensing head square shape, 90º angled head, measuring range 7 mm +/- 0.3 mm, spot diameter 18 µm, 0.3 m cable
ZW-SQR5007 2M | 1103800 | 684219 | Confocal displacement sensor, sensing head square shape, 90º angled head, measuring range 7 mm +/- 0.3 mm, spot diameter 18 µm, 2 m cable
ZW-SQR5020 0.3M | 1103800 | 684215 | Confocal displacement sensor, sensing head square shape, 90º angled head, measuring range 20 mm +/- 1 mm, spot diameter 40 µm, 0.3 m cable
ZW-SQR5020 2M | 1103800 | 684218 | Confocal displacement sensor, sensing head square shape, 90º angled head, measuring range 20 mm +/- 1 mm, spot diameter 40 µm, 2 m cable
ZW-SQR5040 0.3M | 1103800 | 684214 | Confocal displacement sensor, sensing head square shape, 90º angled head, measuring range 40 mm +/- 6 mm, spot diameter 80 µm, 0.3 m cable
ZW-SQR5040 2M | 1103800 | 684217 | Confocal displacement sensor, sensing head square shape, 90º angled head, measuring range 40 mm +/- 6 mm, spot diameter 80 µm, 2 m cable
ZW-XCL | 30030 | 373590 | Fiber connector cleaner
ZW-XCP2 | 63600 | 365158 | Parallel cable 2m
ZW-XCP2E | 90100 | 373591 | Parallel Cable for ZW-CE1_ 32-pole
ZW-XF5002R | 190700 | 684078 | Extension fiber optic cable 2 m for family ZW-5000. Fiber adapter ZW-XFC2 is included
ZW-XF5005R | 201700 | 684077 | Extension fiber optic cable 5 m for family ZW-5000. Fiber adapter ZW-XFC2 is included
ZW-XF5010R | 245000 | 684076 | Extension fiber optic cable 10 m for family ZW-5000. Fiber adapter ZW-XFC2 is included
ZW-XF5020R | 337600 | 684075 | Extension fiber optic cable 20 m for family ZW-5000. Fiber adapter ZW-XFC2 is included
ZW-XF5030R | 375300 | 684074 | Extension fiber optic cable 30m for family ZW-5000. Fiber adapter ZW-XFC2 is included
ZW-XF7002R | 299200 | 676439 | Extension fiber optic cable 2 m for family ZW-7000. Fiber adapter ZW-XFCM is included
ZW-XF7005R | 272300 | 676438 | Extension fiber optic cable 5 m for family ZW-7000. Fiber adapter ZW-XFCM is included
ZW-XF7010R | 353000 | 688394 | Extension fiber optic cable 10 m for family ZW-7000, fiber adapter ZW-XFCM is included
ZW-XF7020R | 369200 | 702639 | Extension fiber optic cable 20 m for family ZW-7000, fiber adapter ZW-XFCM is included
ZW-XF7030R | 420200 | 702640 | Extension fiber optic cable 30 m for family ZW-7000, fiber adapter ZW-XFCM is included
ZW-XF8002R | 272300 | 684080 | Extension fiber optic cable 2 m for family ZW-8000. Fiber adapter ZW-XFCS is included
ZW-XF8005R | 299200 | 682719 | Extension fiber optic cable 5 m for family ZW-8000. Fiber adapter ZW-XFCS is included
ZW-XF8010R | 321000 | 684079 | Extension fiber optic cable 10 m for family ZW-8000. Fiber adapter ZW-XFCS is included
ZW-XFC2 | 38080 | 684230 | Fiber adapter for ZW-5000 sensor head and extension cable
ZW-XFCM | 38080 | 676432 | Fiber adapter for ZW-7000 sensor head and extension cable
ZW-XFCS | 40780 | 682729 | Fiber adapter for ZW-8000 sensor head and extension cable
ZW-XPT2 | 97650 | 365160 | RS-232C cable for PLC/ Programmable Terminal 2m
ZW-XRS2 | 63600 | 365159 | RS-232C cable for personal computer 2m
ZX0-LD100A86 0.5M | 303000 | 684973 | Laser displacement sensor, 100 +/- 35 mm, PNP, 0.5 m pigtail connector
ZX0-XC10R | 54550 | 359063 | Extension cable ZX1 (for pre-wired connector models), 10m
ZX0-XC20R | 72850 | 359064 | Extension cable ZX1 (for pre-wired connector models), 20m
ZX1-LD100A61 2M | 287400 | 358734 | Laser displacement sensor, 100 +/- 35 mm, NPN, 2m cable
ZX1-LD100A61 5M | 293200 | 358742 | Laser displacement sensor, 100 +/- 35 mm, NPN, 5m cable
ZX1-LD100A61L 2M | 264200 | 669072 | Laser displacement sensor, 100 +/- 10 mm. NPN, 2m cable
ZX1-LD100A66 0.5M | 323500 | 358750 | Laser displacement sensor, 100 +/- 35 mm, NPN, 0,5m pigtail connector
ZX1-LD100A81 2M | 287400 | 358735 | Laser displacement sensor, 100 +/- 35 mm, PNP, 2m cable
ZX1-LD100A81 5M | 293200 | 358743 | Laser displacement sensor, 100 +/- 35 mm, PNP, 5m cable
ZX1-LD100A81L 2M | 264100 | 669066 | Laser displacement sensor, 100 +/- 10 mm. PNP, 2m cable
ZX1-LD100A86 0.5M | 323500 | 358751 | Laser displacement sensor, 100 +/- 35 mm, PNP, 0,5m pigtail connector
ZX1-LD300A61 2M | 287400 | 358736 | Laser displacement sensor, 300 +/- 150 mm, NPN, 2m cable
ZX1-LD300A61 5M | 293200 | 358744 | Laser displacement sensor, 300 +/- 150 mm, NPN, 5m cable
ZX1-LD300A61L 2M | 264100 | 668928 | Laser displacement sensor, 300 +/- 150 mm, NPN, 2m cable, Laser class 1
ZX1-LD300A66 0.5M | 323500 | 358752 | Laser displacement sensor, 300 +/- 150 mm, NPN, 0,5m pigtail connector
ZX1-LD300A81 2M | 287400 | 358737 | Laser displacement sensor, 300 +/- 150 mm, PNP, 2m cable
ZX1-LD300A81 5M | 293200 | 358745 | Laser displacement sensor, 300 +/- 150 mm, PNP, 5m cable
ZX1-LD300A81L 2M | 264100 | 668925 | Laser displacement sensor, 300 +/- 150 mm, NPN, 2m cable, Laser class 1
ZX1-LD300A86 0.5M | 323500 | 358753 | Laser displacement sensor, 300 +/- 150 mm, PNP, 0,5m pigtail connector
ZX1-LD50A61 2M | 287400 | 358732 | Laser displacement sensor, 50 +/- 10 mm. NPN, 2m cable
ZX1-LD50A61 5M | 293200 | 358740 | Laser displacement sensor, 50 +/- 10 mm. NPN, 5 m cable
ZX1-LD50A61L 2M | 264100 | 669065 | Laser displacement sensor, 50 +/- 10 mm. NPN, 2m cable
ZX1-LD50A66 0.5M | 323500 | 358748 | Laser displacement sensor, 50 +/- 10 mm. NPN, 0,5m pigtail connector
ZX1-LD50A81 2M | 287400 | 358733 | Laser displacement sensor, 50 +/- 10 mm. PNP, 2m cable
ZX1-LD50A81 5M | 293200 | 358741 | Laser displacement sensor, 50 +/- 10 mm. PNP, 5m cable
ZX1-LD50A81L 2M | 264100 | 669064 | Laser displacement sensor, 50 +/- 10 mm. PNP, 2m cable
ZX1-LD50A86 0.5M | 323500 | 358749 | Laser displacement sensor, 50 +/- 10 mm. PNP, 0,5m pigtail connector
ZX1-LD600A61 2M | 287400 | 358738 | Laser displacement sensor, 600 +/- 400 mm, NPN, 2m cable
ZX1-LD600A61 5M | 293200 | 358746 | Laser displacement sensor, 600 +/- 400 mm, NPN, 5m cable
ZX1-LD600A61L 2M | 264100 | 668926 | Laser displacement sensor, 600 +/- 400 mm, NPN, 2m cable, laser class 1
ZX1-LD600A66 0.5M | 323500 | 358754 | Laser displacement sensor, 600 +/- 400 mm, NPN, 0,5m pigtail connector
ZX1-LD600A81 10M | 285000 | 659138 | Laser displacement sensor, 600 +/- 400 mm, PNP, 10m cable
ZX1-LD600A81 2M | 287400 | 358739 | Laser displacement sensor, 600 +/- 400 mm, PNP, 2m cable
ZX1-LD600A81 5M | 293200 | 358747 | Laser displacement sensor, 600 +/- 400 mm, PNP, 5m cable
ZX1-LD600A81L 2M | 264100 | 668927 | Laser displacement sensor, 600 +/- 400 mm, PNP, 2m cable, laser class 1
ZX1-LD600A86 0.5M | 323500 | 358755 | Laser displacement sensor, 600 +/- 400 mm, PNP, 0,5m pigtail connector
ZX2-CAL | 90050 | 352349 | Calculation unit for ZX2 smart sensor
ZX2-LD100 0.5M | 278000 | 351521 | Laser displacement sensor, CMOS type, sensor head, spot beam type, 100mm +/-35mm, 5µm resolution, 0.5m cable
ZX2-LD100L 0.5M | 278000 | 351522 | Laser displacement sensor, CMOS type, sensor head, line beam type, 100mm +/-35mm, 5µm resolution, 0.5m cable
ZX2-LD50 0.5M | 278000 | 351519 | Laser displacement sensor, CMOS type, sensor head, spot beam type, 50mm +/-10mm, 1.5µm resolution, 0.5m cable
ZX2-LD50L 0.5M | 278000 | 351520 | Laser displacement sensor, CMOS type, sensor head, line beam type, 50mm +/-10mm, 1.5µm resolution, 0.5m cable
ZX2-LD50V 0.5M | 441300 | 355135 | Laser displacement sensor head, 48 +/- 5mm, spot focus (requires amplifier), glass-mirror-wafer applications
ZX2-LDA11 2M | 226300 | 351515 | Laser displacement sensor, CMOS type, amplifier unit, NPN output, 2 m cable
ZX2-LDA41 2M | 226300 | 351516 | Laser displacement sensor, CMOS type, amplifier unit, PNP output
ZX2-SF11 | 226300 | 392414 | RS232C communication interface
ZX2-XC1R | 42740 | 351517 | Extension cable (amplifier to head), 1m
ZX2-XC20R | 216700 | 355881 | Extension cable (amplifier to head), 20m
ZX2-XC4R | 63050 | 351518 | Extension cable (amplifier to head), 4m
ZX2-XC9R | 100600 | 351523 | Extension cable (amplifier to head), 9m
ZX-CAL2 | 97850 | 106187 | Calculation unit for ZX proximity Smart Sensor
ZX-ED01T | 280200 | 106188 | Inductive proximity sensor head, 5.4mm dia., Shielded type, 1mm sensing distance (requires ZX-EDA amplifier)
ZX-ED02T | 269300 | 106189 | Inductive proximity sensor head, 8mm dia., Shielded type, 2mm sensing distance (requires ZX-EDA amplifier)
ZX-EDA11 2M | 295900 | 106186 | Proximity Smart Sensor amplifier and display, selectable voltage/current output, high/pass/low transistor, NPN output model
ZX-EDA41 2M | 295900 | 147926 | Proximity Smart Sensor amplifier and display, selectable voltage/current output, high/pass/low transistor, PNP output model
ZX-EDR5T | 274900 | 143642 | Inductive proximity sensor head, 3mm dia., Shielded type, 0.5 mm sensing distance (requires ZX-EDA amplifier)
ZX-EM02HT | 460900 | 162403 | Inductive proximity sensor head, 12mm dia., Heat resistant, 2mm sensing distance (requires ZX-EDA amplifier)
ZX-EM02T | 269300 | 106190 | Inductive proximity sensor head, 10mm dia., Shielded type, 2mm sensing distance (requires ZX-EDA amplifier)
ZX-EM02T-S | 393500 | 250033 | Inductive proximity sensor head, 10 mm dia., Shielded type, 2 mm sensing distance, with spiral protective harness for the cable, requires ZX-EDA amplifier
ZX-EM07MT | 280200 | 106191 | Inductive proximity sensor head, 18mm dia., Shielded type, 7mm sensing distance (requires ZX-EDA amplifier)
ZX-EV04T | 336000 | 162899 | Inductive proximity sensor head, 30 x 14 x 4.8 mm, flat type, 4mm sensing distance (requires ZX-EDA amplifier)
ZX-GIF11 | 297000 | 238028 | ZX-GT interface unit NPN
ZX-GIF11A | 385100 | 238030 | Interface unit with PC setup software Smart Monitor, NPN 12-bit binary output
ZX-GIF41 | 297800 | 238029 | ZX-GT interface unit PNP
ZX-GIF41A | 336500 | 238031 | Interface unit with PC setup software Smart Monitor, PNP 12-bit binary output
ZX-GSW11 | 144000 | 238033 | Setup software PC - Smart Monitor GT
ZX-GT2840S11 | 1192300 | 238018 | Sensor head integrated type, measuring width 28mm, distance 40mm, NPN (for use with ZX-GTC)
ZX-GT2840S41 | 1192300 | 238019 | Sensor head integrated type, measuring width 28mm, distance 40mm, PNP (for use with ZX-GTC)
ZX-GT28S11 | 1162500 | 238016 | Sensor head separate type, measuring width 28mm, distance 500mm, NPN (for use with ZX-GTC)
ZX-GT28S41 | 1162500 | 238017 | Sensor head separate type, measuring width 28mm, distance 500mm, PNP (for use with ZX-GTC)
ZX-GTC11 | 358200 | 238014 | controller, NPN output
ZX-GTC41 | 358200 | 238015 | controller, PNP output
ZX-LD100 | 282700 | 154718 | Laser displacement sensor head, 100+/-40mm, spot focus (requires amplifier)
ZX-LD100 0.19M | 295900 | 149985 | Laser displacement sensor head, 100+/-40mm, spot focus, cable 0.19 m, without connector, (requires amplifier)
ZX-LD100L | 338600 | 106270 | Laser displacement sensor head, 100+/-40mm, line beam (requires amplifier)
ZX-LD300 | 282700 | 154719 | Laser displacement sensor head, 300+/-200mm, spot focus (requires amplifier)
ZX-LD300L | 349000 | 147007 | Laser displacement sensor head, 300+/-200mm, line beam (requires amplifier)
ZX-LD30V | 546000 | 106275 | Laser displacement sensor head, 30+/-2mm, spot focus, for highly reflective surfaces (requires amplifier)
ZX-LD30VL | 625600 | 106276 | Laser displacement sensor head, 30+/-2mm, line beam, for highly reflective surfaces (requires amplifier)
ZX-LD40 | 277300 | 150241 | Laser displacement sensor head, 40+/-10mm, spot focus (requires amplifier)
ZX-LD40L | 333300 | 106269 | Laser displacement sensor head, 40+/-10mm, line beam (requires amplifier), 0.5 m cable
ZX-LD40L 2M | 333300 | 237554 | Laser displacement sensor head, 40+/-10mm, line beam (requires amplifier), 2 m cable
ZX-LDA11-N 2M | 301200 | 169183 | Smart Sensor amplifier and display, selectable voltage/current output, high/pass/low transistor NPN outputs
ZX-LDA11-N-05 | 433700 | 237555
ZX-LDA41-N 2M | 325100 | 169184 | Smart Sensor amplifier and display, selectable voltage/current output, high/pass/low transistor PNP outputs
ZX-LT001 | 325100 | 145951 | Laser sensor head, through-beam, 1mm beam width (requires amplifier)
ZX-LT005 | 336000 | 106277 | Laser sensor head, through-beam, 5mm beam width (requires amplifier)
ZX-LT010 | 301200 | 106279 | Laser sensor head, through-beam, 10mm beam width (requires amplifier)
ZX-LT030 0.5M | 506300 | 182448 | Laser sensor head, through-beam, 30mm beam width (requires amplifier)
ZX-SD101 0.5M | 526100 | 659562 | Laser sensor set, consists ZX-SLD100 and ZX-SLA11
ZX-SF11 | 170700 | 106278 | RS-232C communications interface
ZX-SW11E | 381500 | 106281 | USE VERSION 2 S/W
ZX-SW11E V2 | 253500 | 106192 | Software for use with ZX sensors
ZX-SW11E V3 | 271900 | 175746 | Advanced setting and logging software for ZX range
ZX-TDA11 2M | 328100 | 168311 | Contact smart sensor amplifier and display, selectable voltage/current output, high/pass/low transistor, NPN output model
ZX-TDA41 2M | 328100 | 175666 | Contact smart sensor amplifier and display, selectable voltage/current output, high/pass/low transistor, PNP output model
ZX-TDS01T | 649700 | 168124 | Sensor head, short type Ø 6mm, distance 1mm (for use with ZX-TDA)
ZX-TDS04 | 631000 | 245755 | Sensor head, standard type Ø 6 mm, distance 4 mm (for use with ZX-TDA) - Export Control
ZX-TDS04T | 649700 | 168125 | Sensor head, standard type Ø 6 mm, distance 4 mm (for use with ZX-TDA)
ZX-TDS04T-L | 649700 | 168126 | Sensor head, low measurement type Ø 6 mm, distance 4 mm (for use with ZX-TDA)
ZX-TDS10T | 689700 | 197353 | Sensor head, standard type Ø 8mm, distance 10mm (for use with ZX-TDA)
ZX-TDS10T-L | 897100 | 197355 | Sensor head, ultra-low-load type Ø 8mm, distance 10mm (for use with ZX-TDA)
ZX-TDS10T-V | 764000 | 197354 | Sensor head, air lift type Ø 8mm, distance 10mm (for use with ZX-TDA)
ZX-TDS10T-VL | 934400 | 197356 | Sensor head, air lift/air push type Ø 8mm, distance 4mm (for use with ZX-TDA)
ZX-XBE1 | 3729 | 157978 | Amplifier Mounting Bracket (screw mounting)
ZX-XBE2 | 13900 | 143639 | Amplifier Mounting Bracket (DIN rail)
ZX-XBT1 | 5510 | 267628 | ZX-T pre-amplifer mounting bracket
ZX-XBT2 | 17950 | 267629 | ZX-T pre-amplifer mounting bracket
ZX-XC1A 1M | 47970 | 106271 | Extension cable (amplifier to head), 1m
ZX-XC1R | 146600 | 106193 | Extension cable (amplifier to head), robotic cable, 1m
ZX-XC20A 20M | 294500 | 675017 | Extension cable (amplifier to head), 20 m
ZX-XC2B-01 | 64650 | 237556 | Extension cable, 2 m
ZX-XC2YM 1.5M | 86500 | 249747
ZX-XC4A 4M | 76150 | 267630 | Extension cable (amplifier to head), 4m
ZX-XC4R | 194500 | 153358 | Extension cable (amplifier to head), robotic cable, 4m
ZX-XC8A 8M | 86450 | 106274 | Extension cable (amplifier to head), 8m
ZX-XC8R | 240300 | 106194 | Extension cable (amplifier to head), robotic cable, 8m
ZX-XC9A 9M | 84100 | 106273 | Extension cable (amplifier to head), 9m
ZX-XC9R | 266600 | 144603 | Extension cable (amplifier to head), robotic cable, 9m
ZX-XF12 | 84100 | 152501 | Right angle head adaptor for ZX-LT001 / ZX-LT005
ZX-XF22 | 64800 | 106280 | Right angle head adaptor for ZX-LT010
ZX-XGC1A | 73350 | 238020 | ZX-GT - receiver-controller extension cable 1m
ZX-XGC1R | 109000 | 238023 | ZX-GT - receiver-controller extension cable 1m, flexible cable
ZX-XGC20A | 294900 | 238022 | ZX-GT - receiver-controller extension cable 20m
ZX-XGC20R | 421100 | 238027 | ZX-GT - receiver-controller extension cable 20m, flexible cable
ZX-XGC2A | 108800 | 238032 | ZX-GT - receiver-controller extension cable 2m
ZX-XGC2R | 134300 | 238024 | ZX-GT - receiver-controller extension cable 2m, flexible cable
ZX-XGC5A | 110100 | 238021 | ZX-GT - receiver-controller extension cable 5m
ZX-XGC5R | 158000 | 238025 | ZX-GT - receiver-controller extension cable 5m, flexible cable
ZX-XGC8A | 152700 | 238034 | ZX-GT - receiver-controller extension cable 8m
ZX-XGC8R | 235700 | 238026 | ZX-GT - receiver-controller extension cable 8m, flexible cable
ZS-DSU11 | 659400 | 180564 | Data storage unit, NPN
ZS-DSU41 | 614700 | 180567 | Data storage unit, PNP
ZS-HLDC11 | 623500 | 223616 | ZS-H controller, analog output and NPN digital outputs
ZS-HLDC11A | 685600 | 223615 | ZS-H Controller, analogue output and NPN digital outputs, software & USB lead
ZS-HLDC41 | 623500 | 223618 | ZS-H controller, analog output and PNP digital outputs
ZS-HLDC41A | 685600 | 223617 | ZS-H controller, analog output and PNP digital outputs, software & USB lead
ZS-HLDS10 0.5M | 1862000 | 223634 | Sensor head, diffuse, 100+/-20mm sensing range, 1µm resolution, 0.5 m cable
ZS-HLDS10 2M | 1895400 | 214993 | Sensor head, diffuse, 100+/-20mm sensing range, 1µm resolution, 2 m cable
ZS-HLDS150 0.5M | 3009500 | 223623
ZS-HLDS150 2M | 3040700 | 223629 | Sensor head, diffuse, 1500+/-500mm sensing range, 500µm resolution
ZS-HLDS2VT 0.5M | 3282500 | 258802
ZS-HLDS2VT 2M | 3314700 | 252340 | Sensor head, regular reflective, 25+/-2mm sensing range, 0.5µm resolution
ZS-HLDS5 0.5M | 2108800 | 223632
ZS-HLDS5 2M | 2137400 | 223620
ZS-HLDS5T 0.5M | 2108800 | 223633 | Sensor head, diffuse, 50+/-5mm sensing range, 0.25µm resolution, 0.5 m prewired
ZS-HLDS5T 2M | 2137400 | 223621 | Sensor head, diffuse, 50+/-5mm sensing range, 0.25µm resolution
ZS-HLDS60 0.5M | 2607000 | 223622
ZS-HLDS60 2M | 2626000 | 223628 | Sensor head, diffuse, 600+/-350mm sensing range, 8µm resolution
ZS-LD10G 0.5M | 1588900 | 206403
ZS-LD10G 2M | 1615200 | 206402
ZS-LD10GT 0.5M | 1588900 | 194117
ZS-LD10GT 2M | 1615200 | 194116 | Sensor head, Angular reflective, 10±0.5mm sensing range, 0.25um resolution
ZS-LD130 0.5M | 942000 | 201078 | Sensor head, diffuse, 130 ±15mm sensing range, 3um resolution, 0.5 m prewired
ZS-LD130 2M | 956500 | 201079 | Sensor head, diffuse, 130 ±15mm sensing range, 3um resolution, 2 m prewired
ZS-LD15G 0.5M | 1588900 | 206405
ZS-LD15G 2M | 1615200 | 206404
ZS-LD15GT 0.5M | 1588900 | 194119 | Sensor head, Angular reflective, 15±0.75mm sensing range, 0.25um resolution, 0.5 m cable
ZS-LD15GT 2M | 1615200 | 194118 | Sensor head, Angular reflective, 15±0.75mm sensing range, 0.25um resolution, 2 m cable
ZS-LD20 0.5M | 1323000 | 206401
ZS-LD20 2M | 1351800 | 206400 | Sensor head, Angular reflective, 20±1mm sensing range, 0.25um resolution
ZS-LD200 0.5M | 925400 | 180554 | Sensor head, diffuse, 200+/-50mm sensing range, 5µm resolution, 0.5 m cable
ZS-LD200 2M | 874800 | 180553 | Sensor head, diffuse, 200+/-50mm sensing range, 5µm resolution, 2 m cable
ZS-LD20S 0.5M | 1540900 | 206407
ZS-LD20S 2M | 1567200 | 206406
ZS-LD20ST 0.5M | 1540900 | 194121
ZS-LD20ST 2M | 1567200 | 194120 | Sensor head, Angular reflective, 20±1mm sensing range, 0.25um resolution
ZS-LD20T 0.5M | 1323000 | 181037
ZS-LD20T 2M | 1351800 | 181036 | Sensor head, angular reflective, 20+/-1mm sensing range, 0.25µm resolution
ZS-LD350S 0.5M | 925400 | 194125 | Sensor head, Diffuse reflective, 350±135mm sensing range, 20um resolution
ZS-LD350S 2M | 942000 | 194124 | Sensor head, diffuse, 350+/-135mm sensing range, 240µm resolution
ZS-LD40 0.5M | 1227100 | 206399
ZS-LD40 2M | 1243900 | 206398 | Sensor head, Angular reflective, 40±2.5mm sensing range, 0.4um resolution
ZS-LD40T 0.5M | 1227100 | 181039
ZS-LD40T 2M | 1160000 | 181038 | Sensor head, angular reflective, 40+/-2.5mm sensing range, 0.4µm resolution
ZS-LD50 0.5M | 1150500 | 180560
ZS-LD50 2M | 1085800 | 180559 | Sensor head, diffuse, 50+/-5mm sensing range, 0.8µm resolution
ZS-LD50S 0.5M | 1243900 | 194123 | Sensor head, diffuse, 50+/-5mm sensing range, 0.8µm resolution, 0.5 m cable
ZS-LD50S 2M | 1272600 | 194122 | Sensor head, diffuse, 50+/-5mm sensing range, 0.8µm resolution, 2 m cable
ZS-LD80 0.5M | 863000 | 180552
ZS-LD80 2M | 874800 | 180551 | Sensor head, diffuse, 80+/-15mm sensing range, 2µm resolution
ZS-LDC11 | 623500 | 180549 | ZS Controller, Analogue output and NPN digital outputs
ZS-LDC41 | 623500 | 180565 | ZS Controller, Analogue output and PNP digital outputs
ZS-MDC11 | 508500 | 180550 | Multi-controller (Calculation unit), NPN
ZS-MDC41 | 475000 | 180566 | Multi-controller (Calculation unit), PNP
ZS-SW11E | 187800 | 252341 | PC software to ZG measuring sensor
ZS-XC02D | 59850 | 223626 | Digital Equalizer Connection Cable, 0.2-m
ZS-XC10B | 287800 | 180563 | Extension cable (amplifier to head), 10m
ZS-XC15CR | 285100 | 223624 | 15-m Extension Cable (also requires 2 x Digital Equalisers & Equaliser connection cable)
ZS-XC1A | 121500 | 180556 | Extension cable (amplifier to head), 1m
ZS-XC25CR | 443300 | 223625 | 25-m Extension Cable (also requires 2 x Digital Equalisers & Equaliser connection cable)
ZS-XC4A | 161200 | 180557 | Extension cable (amplifier to head), 4m
ZS-XC5B | 224800 | 180562 | 5m extension cable for sensor head
ZS-XC5BR | 272400 | 180561 | Extension Robot cable (amplifier to head), 5m
ZS-XC8A | 206400 | 180558 | 8m Extension cable for sensor head
ZS-XCN | 23780 | 177221 | Amplifier linking unit (common with Smart Sensor ZS series)
ZS-XEQ | 185300 | 223627 | Digital Equaliser (Relay Device, requires 2 for cable expansion along with ZG-XC02D cable)
ZS-XPM1 | 58050 | 177222 | Panel mounting adapter For 1st controller
ZS-XPM2 | 55500 | 177223 | Panel mounting adapter for 2nd controller and onwards
ZS-XPT3 | 103900 | 684151 | RS-232C cable, 2 m cable length, for PLC/PT connection (for controllers produced after November 2017)
ZS-XRS3 | 58050 | 680914 | RS-232C cable, 2 m cable length, for PC connection
ÁRLISTA
ÉRVÉNYES 2023. JANUÁR 1-TŐL VISSZAVONÁSIG