## OEE-HU HUF
Árlistánk nettó Ft árakat tartalmaz!!!
Típus adatlap szerint | nettó lista ár HUF (2023.01.01) | Rövid termék-azonosító | Megnevezés angol
01-3179-10 | 3134 | 695606 | PEBB300 Insulation cover HCB
01-3446-00 | 27070 | 689475 | SX Fan Power board 60x60x25 24V
01-3606-10 | 171600 | 689612 | Fan Unit 240mm Axial for SXD4055EV
01-3876-03 coated | 137100 | 379033 | SX-series input board for encoders, coated
01-3876-05 coated | 178600 | 379032 | SX-series PROFIBUS DP option board, coated
01-3876-06 | 194100 | 326039 | SX-series DeviceNet option board
01-3876-08 | 64850 | 354784 | SX-series PTC/Pt100 thermal protection option board
01-3876-08 coated | 78900 | 378790 | SX-series PTC/Pt100 thermal protection option board, coated
01-3876-09 coated | 176400 | 397466 | SX-series Modbus TCP option board, coated
01-3876-10 | 203900 | 358169 | SX-series EtherCAT option board
01-3876-10 coated | 176400 | 397467 | SX-series EtherCAT option board, coated
01-3876-13 Ethernet IP SX | 204000 | 668119 | Ethernet IP board SX, 2ports
08025DE-24P-BL-01 | 31180 | 688435 | 08025DE-24P-BL-01 FAN DC24V,0.35A
09238RE-24L-FLD-1 | 54500 | 688436 | 09238RE-24L-FLD-1 FAN DC24V,0.53A
100-054-502 | 179000 | 337931 | A1000 option kits to make IP00 drives conform to IP20 / NEMA Type 1. Valid for CIMR-AC4A0139AAA & CIMR-AC4A0165AAA
100-054-504 | 349200 | 337933 | A1000 IP20 kit for 110/ 132 and 160kW 400vac models
100-054-505 | 145300 | 337934 | IP20 cover for A1000 series, suitable for 0058 model
100-054-506 | 148600 | 337935 | A1000 option kits to make IP00 drives conform to IP20 / NEMA Type 1. Valid for CIMR-AC4A0072AAA
100-054-507 | 148600 | 337936 | A1000 option kits to make IP00 drives conform to IP20 / NEMA Type 1. Valid for CIMR-AC4A0088AAA & CIMR-AC4A0103AAA.
10273701P/RD623/D5/C70 | 307800 | 685887 | Backlight 53 x 43 x 21 mm for use with Omron driver. Red 623 nm. Diffuser type 5, cable length 70 cm,
10415001/R82/L15 | 19730 | 687756 | Accessory Y-Cable for VHP Illiminator
10741604_02/BL455/20DEG | 268400 | 688423 | Spotlight 53 x 43 x 21 mm for use with Omron driver. Blue 455 nm. viewing angle 20 degrees
11PFA | 6325 | 149957 | Socket, DIN rail/surface mounting, 11-pin, screw terminals
12038VE-24R-BL-01 | 91450 | 688437 | 12038VE-24R-BL-01 FAN DC24V,1.48A
12-9000937-01 | 153300 | 682210 | Cradle / Charger, HDS-3678
12-9000939-01 | 20440 | 684542 | Battery, Spare, HDS-3678
12-9000943-01 | 33090 | 682183 | Cable, USB, Shielded, 4.6 m, Ext. 12 V, HDS-3600 Family *** Power Supply Required ***
12-9000946-01 | 22950 | 682189 | Cable, USB, Shielded, 2 m, HDS-3600 Family
12-9000953-01 | 20720 | 690151 | Cable, RS-232, DB9 female, 2 m, straight, HDS-3600 Family
12-9000961-01 | 12930 | 688550 | AC Power Cord, 2.5 m, UK
12W-2P | 27960 | 681410 | 12 Pin Hirose Power Cable with power spades, 2 m
12W-3P | 33870 | 681394 | 12 Pin Hirose Power Cable with power spades, 3 m
1302011110 | 25710 | 696234 | 7/8 inch Waterproof Cover
13495-200 | 1287000 | 679604 | Mobile Planner 4 License Dongle (per computer)
14PFA | 8120 | 113518 | Socket, DIN rail/surface mounting, 14-pin, screw terminals
170203183C | 7510 | 690591 | Power Cord EU 3P 2.5A 250V 183cm
1SC864E3MM | 5275 | 681266 | Optical Low Pass Filter for Pieper
1SC903E4MM | 5275 | 681203 | Optical Low Pass Filter for Pieper
1VAP21 | 6810 | 108766 | Door switch with built-in basic switch, SPDT, 15 A
1ZAP-2 | 12670 | 106400 | Basic switch accessory
20271-701 | 412700 | 707321 | License, 1 Yr, FLOW iQ
20271-800 | 401500 | 690680 | License, 1 Yr, Fleet Operations Workspace Core, Primary
20271-802 | 401500 | 690668 | License, 1 Yr, Fleet Operations Workspace Core, Secondary
20271-804 | 3887700 | 694788 | License, Fleet Simulator, Perpetual Fleet Simulator License for existing EM2100 devices
20271-805 | 1021800 | 690669 | License, One-Shot, Cell Alignment Positioning System (CAPS)
20271-806 | 2507400 | 690670 | License, 5 Yr, Fleet Operations Workspace Core, Primary
20271-807 | 2507400 | 690671 | License, 5 Yr, Fleet Operations Workspace Core, Secondary
204500VR | 16780 | 687109 | Rigid PVC no adhesive Emergency-STOP symbol for A22NE, Italian language, UL94 V0, RoHS compliant, 60mm, one piece includes 10 plates, MOQ 10
204500VR-D | 16780 | 687112 | Rigid PVC no adhesive Emergency-STOP symbol for A22NE, German language, UL94 V0, RoHS compliant, 60 mm, one piece includes 10 plates, MOQ 10
204500VR-E | 16780 | 687111 | Rigid PVC no adhesive Emergency-STOP symbol for A22NE, Spanish language, UL94 V0, RoHS compliant, 60 mm, one piece includes 10 plates, MOQ 10
204500VR-F | 16780 | 687113 | Rigid PVC no adhesive Emergency-STOP symbol for A22NE, French language, UL94 V0, RoHS compliant, 60 mm, one piece includes 10 plates, MOQ 10
204500VR-GB | 16780 | 687110 | Rigid PVC no adhesive Emergency-STOP symbol for A22NE, English language, UL94 V0, RoHS compliant, 60 mm, one piece includes 10 plates, MOQ 10
231-YE105 | 8995 | 175650
231-YE203 | 8995 | 175651
231-YE206 | 19480 | 224607
2410ML-05W-B30-BQ7 | 19730 | 393613 | Inverter
2410ML-05W-B50-BQ4 | 15390 | 684888 | FAN DC24V 0.1A, RoHS, for J1000 inverter
2410ML-05W-B60-BQM | 21210 | 668487 | Inverter spare part (fan)
255021ERC | 35040 | 375100
255213ERC | 24030 | 396228
255415ERC | 37090 | 685137 | Cooling fan 3G3RX
255827ERC | 167100 | 393575 | Accessory inverter
255869ERC | 10560 | 375333
255870ERC | 15460 | 375101
3110KL-05W-B70-BR3 | 106500 | 356752
37-000010-01 | 20680 | 682717 | Software / Instruction on USB device
3AFS400-002-5 | 224500 | 416003 | 400V / 2,5A Sinusfilter
3F88L-160 | 381700 | 100043 | Cam Positioner
3F88L-162 | 474200 | 100044
3F88L-CG001N | 40370 | 104947
3F88L-CG003S 3M | 23810 | 100040
3F88L-CG0R5N | 37410 | 156317
3F88L-CR002C | 46310 | 409078
3F88L-CR003NA | 69500 | 409080
3F88L-CR005C | 60150 | 409081
3F88L-CR005NA 5M | 68200 | 409079
3F88L-CR010C | 85550 | 408464 | Extension cable for 3F88L-RS17 resolver, 10m
3F88L-CR020C | 125500 | 408463
3F88L-RL10 | 9785 | 100029
3F88L-RL6 | 5240 | 100028
3F88L-RS15 | 242500 | 151809 | Resolver, Connector Type
3F88L-RS15W | 256700 | 105275
3F88L-RS17 | 229700 | 100021 | Resolver, 3m cable, for use with C200H-CP114 or C500-CP131 cam positioner unit
3G3AX-ABS30-E | 179000 | 355360 | Dual encoder feedback board, differential pulse, EnDat, Hiperface, 30 kHz
3G3AX-ABS-E | 179000 | 355361 | Dual encoder feedback board, differential pulse, EnDat, Hiperface, 100 kHz
3G3AX-CAJOP300-EE | 3385 | 324009 | Cable for connecting remote operator,3 m
3G3AX-CTR150-EE | 8445 | 323822 | JX series RJ45 connector with termination resistor built-in
3G3AX-MX2-CRT-E | 59650 | 335663 | CompoNet option card
3G3AX-MX2-DRT-E | 67350 | 329711 | DeviceNet option card for MX2 inverter
3G3AX-MX2-ECT | 83400 | 343139 | MX2 EtherCAT option card
3G3AX-MX2-EIO15-E | 43920 | 374112 | Extra I/O option board, 1 analog voltage input, 1 analog current input, 1 analog voltage output, 8 discrete logic inputs, 4 discrete logic outputs
3G3AX-MX2-EIP-A | 156300 | 355357 | MX2 Ethernet/IP option card
3G3AX-MX2-MRT-E | 102000 | 352227 | MX2 option card, Mechatrolink II
3G3AX-MX2-PRT-E | 98300 | 327340 | MX2 option card, PROFIBUS DP
3G3AX-NFI21 | 38840 | 685054 | MX2 & RX Input Noise Filter, 6A, 1Ph 200VAC & 3Ph 200VAC
3G3AX-NFI22 | 40930 | 685055 | MX2 & RX Input Noise Filter, 10A, 1Ph 200VAC & 3Ph 200VAC
3G3AX-NFI23 | 48760 | 685056 | MX2 & RX Input Noise Filter, 20A, 1Ph 200VAC & 3Ph 200VAC
3G3AX-NFI24 | 63450 | 685057 | MX2 & RX Input Noise Filter, 30A, 1Ph 200VAC & 3Ph 200VAC
3G3AX-NFI25 | 91500 | 685058 | MX2 & RX Input Noise Filter, 40A, 3Ph 200VAC
3G3AX-NFI26 | 144000 | 685059 | MX2 & RX Input Noise Filter, 60A, 3Ph 200VAC
3G3AX-NFI27 | 239500 | 685060 | MX2 & RX Input Noise Filter, 80A, 3Ph 200VAC
3G3AX-NFI28 | 276300 | 685061 | MX2 & RX Input Noise Filter, 100A, 3Ph 200VAC
3G3AX-NFI2B | 962800 | 685064 | RX Input Noise Filter, 250A, 3Ph 200VAC
3G3AX-NFI2C | 1166000 | 685065 | RX Input Noise Filter, 300A, 3Ph 200VAC
3G3AX-NFI41 | 62500 | 685066 | MX2 & RX Input Noise Filter, 7A, 3Ph 400VAC
3G3AX-NFI42 | 64550 | 685067 | MX2 & RX Input Noise Filter, 10A, 3Ph 400VAC
3G3AX-NFI43 | 78800 | 685068 | MX2 & RX Input Noise Filter, 20A, 3Ph 400VAC
3G3AX-NFI44 | 94700 | 685069 | MX2 & RX Input Noise Filter, 30A, 3Ph 400VAC
3G3AX-NFI45 | 114500 | 685070 | MX2 & RX Input Noise Filter, 40A, 3Ph 400VAC
3G3AX-NFI46 | 150300 | 685071 | MX2 & RX Input Noise Filter, 50A, 3Ph 400VAC
3G3AX-NFI47 | 195500 | 685072 | RX Input Noise Filter, 60A, 3Ph 400VAC
3G3AX-NFI48 | 295000 | 685073 | RX Input Noise Filter, 80A, 3Ph 400VAC
3G3AX-NFI49 | 363600 | 685074 | RX Input Noise Filter, 100A, 3Ph 400VAC
3G3AX-NFI4A | 593700 | 685075 | RX Input Noise Filter, 150A, 3Ph 400VAC
3G3AX-OP01 | 28350 | 335480 | LED remote operator panel, cable length max. 3m
3G3AX-OP03 | 94250 | 357795 | LED remote operator panel
3G3AX-OP05 | 124500 | 376184 | 5 line LCD digital operator with copy function
3G3AX-OP05-H-E | 16410 | 356399 | 3G3 RX option, holder for LCD operator
3G3AX-PCACN2 | 88200 | 283120 | RJ45 TO USB converter/ connection cable
3G3AX-PG01 | 58700 | 315471 | Encoder feedback card, differential and pulse inputs, pulse monitor output, 100kHz max.
3G3AX-RX2-ECT | 182100 | 703077 | RX2 Series EtherCAT option board
3G3AX-RX2-PG01 | 115500 | 687957 | RX2 PG speed controller option board
3G3AX-RX-DRT-E | 87550 | 355919 | DeviceNet option card for RX inverter
3G3AX-RX-ECT | 188100 | 371931 | RX series EtherCAT option card
3G3AX-RX-PRT-E | 115600 | 355918 | 3G3RX option, PROFIBUS DP communication card
3G3EV-PFI1015E | 55850 | 158423 | RFI Filter, single phase, 15 A
3G3EV-PFI1015E(N) | 64400 | 158424
3G3EV-PFI3006E | 120300 | 158425
3G3EV-PFI3008E | 137300 | 158426
3G3FV-PFI4025E | 102700 | 158427 | 3G3FV (G5) footprint RFI filter, 25 A, 415 VAC, 3-phase, for 5.5 & 7.5kW units
3G3FV-PFI4100E | 349200 | 158429 | 3G3FV (G5) RFI filter, 100 A, 415 VAC, 3-phase, for 30 & 37kW units
3G3FV-PFI4280E | 1056200 | 158431 | 3G3FV (G5) RFI filter, 280 A, 415 VAC, 3-phase, for 110kW unit
3G3FV-PFI4450E | 1510200 | 157029 | 3G3FV (G5) RFI filter, 450 A, 415 VAC, 3-phase, for 160 & 185kW units
3G3FV-PFI4900E | 2797300 | 158433 | 3G3FV (G5) RFI filter, 900 A, 415 VAC, 3-phase, for 300kW unit
3G3IV-PFI-1010E | 52800 | 158434
3G3IV-PFI-3040E | 279000 | 143900 | RFI filter, 40A, 415VAC, 3-phase, for 7.5 & 11kW units
3G3IV-PFI-3080E | 667600 | 155654
3G3IV-PFO-OC/21 | 11270 | 240737 | Inverter chokes. 21 mm Diameter. For 2.2 kW motors or below
3G3JV-PFI1010-E-LL | 11730 | 138805 | CIMR-J7AZ footprint RFI filter, 10A, 240 VAC, single-phase, for 0.1 - 0.55kW units, extra low loss
3G3JV-PFI1020-E-IT | 17520 | 180490
3G3JV-PFI1020-E-LL | 17520 | 158106
3G3JV-PFI2020-E | 91750 | 139704 | CIMR-J7AZ footprint RFI filter, 20A, 200VAC, 3-phase, for 1.5 & 2.2kW units (equivalent to RS2020JV)
3G3JV-PFI2020-E-IT | 99300 | 180495
3G3JV-PFI2030-E | 91750 | 139705 | CIMR-J7AZ footprint RFI filter, 30A, 200VAC, 3-phase, for 4kW units
3G3JV-PFI3005-E-LL | 38340 | 180498
3G3JV-PFI3010-E | 32440 | 150336 | CIMR-J7AZ footprint RFI filter, 10A, 415VAC, 3-phase, for 1.1 - 2.2kW units (equivalent to RS3010-J7)
3G3JV-PFI3010-E-LL | 45910 | 180499
3G3JV-PFI3020-E-IT | 54700 | 180497
3G3LX-A4075-E | 879800 | 354619 | Lift inverter, 3~ 400 V, 7.5 kW, 19 A, 400 V, IP20, 210x260x170mm (whd), max. output freq. 400Hz
3G3LX-A4110-E | 1133100 | 354620 | Lift inverter, 3~ 400 V, 11 kW, 27 A, 400 V, IP20, 210x260x170mm (whd), max. output freq. 400Hz
3G3MV-PFI1003-E-HPF | 28580 | 240720
3G3MV-PFI1010-E-LL | 11730 | 180473 | CIMR-V7AZ footprint RFI filter, 10 A, 240 VAC, 1-phase, for 0.1 to 0.55 kW units (equivalent to RS1010-V7)
3G3MV-PFI1020-E-LL | 17520 | 180474 | CIMR-V7AZ footprint RFI Low Leakage filter, 20 A, 240 VAC, 1-phase, for 1.1 & 1.5 kW units.
3G3MV-PFI1040-E-LL | 36650 | 180476
3G3MV-PFI2030-E | 74450 | 139701 | CIMR-V7AZ footprint RFI filter, 30A, 200 VAC, 3-phase, for 4kW unit (equivalent to RS2030-V7)
3G3MV-PFI3005-E-IT | 38340 | 180487
3G3MV-PFI3020E-IT | 54700 | 163903
3G3MV-PFI3020-E-LL | 53950 | 177485
3G3MV-PFI3030-E-IT | 72350 | 180488 | CIMR-V7AZ footprint RFI filter, 30A, 415 VAC, 3-phase, for 5.5 & 7.5kW units
3G3MX2-A2001-E | 114500 | 379062 | MX inverter drive, 0.1/0.2 kW (HD/ND), 1.0/1.2 A (HD/ND), 200 VAC, 3~ input, sensorless vector, max. output freq. 580Hz
3G3MX2-A2001-HF | 114500 | 392734 | MX inverter drive, 0.1/0.2 kW (HD/ND), 1.0/1.2 A (HD/ND), 200 VAC, 3~ input, sensorless vector, max. output freq. 1000Hz
3G3MX2-A2002-E | 121900 | 379063 | MX inverter drive, 0.2/0.4 kW (HD/ND), 1.6/1.9 A (HD/ND), 200 VAC, 3~ input, sensorless vector, max. output freq. 580Hz
3G3MX2-A2002-HF | 121900 | 392735 | MX inverter drive, 0.2/0.4 kW (HD/ND), 1.6/1.9 A (HD/ND), 200 VAC, 3~ input, sensorless vector, max. output freq. 1000Hz
3G3MX2-A2004-E | 135700 | 379064 | MX inverter drive, 0.4/0.55 kW (HD/ND), 3.0/3.5 A (HD/ND), 200 VAC, 3~ input, sensorless vector, max. output freq. 580Hz
3G3MX2-A2004-HF | 135700 | 392736 | MX inverter drive, 0.4/0.55 kW (HD/ND), 3.0/3.5 A (HD/ND), 200 VAC, 3~ input, sensorless vector, max. output freq. 1000Hz
3G3MX2-A2007-E | 149500 | 379065 | MX inverter drive, 0.75/1.1 kW (HD/ND), 5.0/6.0 A (HD/ND), 200 VAC, 3~ input, sensorless vector, max. output freq. 580Hz
3G3MX2-A2007-HF | 149500 | 392737 | MX inverter drive, 0.75/1.1 kW (HD/ND), 5.0/6.0 A (HD/ND), 200 VAC, 3~ input, sensorless vector, max. output freq. 1000Hz
3G3MX2-A2015-E | 183600 | 379066 | MX inverter drive, 1.5/2.2 kW (HD/ND), 8.0/9.6 A (HD/ND), 200 VAC, 3~ input, sensorless vector, max. output freq. 580Hz
3G3MX2-A2015-HF | 183600 | 392738 | MX inverter drive, 1.5/2.2 kW (HD/ND), 8.0/9.6 A (HD/ND), 200 VAC, 3~ input, sensorless vector, max. output freq. 1000Hz
3G3MX2-A2022-E | 203500 | 379067 | MX inverter drive, 2.2/3.0 kW (HD/ND), 11.0/12.00 A (HD/ND), 200 VAC, 3~ input, sensorless vector, max. output freq. 580Hz
3G3MX2-A2022-HF | 203500 | 392739 | MX inverter drive, 2.2/3.0 kW (HD/ND), 11.0/12.00 A (HD/ND), 200 VAC, 3~ input, sensorless vector, max. output freq. 1000Hz
3G3MX2-A2037-E | 256200 | 379068 | MX inverter drive, 3.7/5.5 kW (HD/ND), 17.5/19.6 A (HD/ND), 200 VAC, 3~ input, sensorless vector, max. output freq. 580Hz
3G3MX2-A2037-HF | 256200 | 392740 | MX inverter drive, 3.7/5.5 kW (HD/ND), 17.5/19.6 A (HD/ND), 200 VAC, 3~ input, sensorless vector, max. output freq. 1000Hz
3G3MX2-A2055-E | 370600 | 379069 | MX inverter drive, 5.5/7.5 kW (HD/ND), 25/30 A (HD/ND), 200 VAC, 3~ input, sensorless vector, max. output freq. 580Hz
3G3MX2-A2055-HF | 370600 | 392741 | MX inverter drive, 5.5/7.5 kW (HD/ND), 25/30 A (HD/ND), 200 VAC, 3~ input, sensorless vector, max. output freq. 1000Hz
3G3MX2-A2075-E | 406500 | 379070 | MX inverter drive, 7.5/11.0 kW (HD/ND), 33/40 A (HD/ND), 200 VAC, 3~ input, sensorless vector, max. output freq. 580Hz
3G3MX2-A2075-HF | 406500 | 392742 | MX inverter drive, 7.5/11.0 kW (HD/ND), 33/40 A (HD/ND), 200 VAC, 3~ input, sensorless vector, max. output freq. 1000Hz
3G3MX2-A2110-E | 611400 | 379071 | MX inverter drive, 11/15 kW (HD/ND), 47/56 A (HD/ND), 200 VAC, 3~ input, sensorless vector, max. output freq. 580Hz
3G3MX2-A2110-HF | 611400 | 392743 | MX inverter drive, 11/15 kW (HD/ND), 47/56 A (HD/ND), 200 VAC, 3~ input, sensorless vector, max. output freq. 1000Hz
3G3MX2-A2150-E | 789700 | 379072 | MX inverter drive, 15/18.5 kW (HD/ND), 60/69 A (HD/ND), 200 VAC, 3~ input, sensorless vector, max. output freq. 580Hz
3G3MX2-A2150-HF | 789700 | 392744 | MX inverter drive, 15/18.5 kW (HD/ND), 60/69 A (HD/ND), 200 VAC, 3~ input, sensorless vector, max. output freq. 1000Hz
3G3MX2-A4004-E | 159400 | 379073 | MX inverter drive, 0.4/0.75 kW (HD/ND), 1.8/2.1 A (HD/ND), 400 VAC, 3~, sensorless vector, max. output freq. 580Hz
3G3MX2-A4004-E-ECT | 212900 | 410015 | MX inverter drive, 0.4/0.75 kW (HD/ND), 1.8/2.1 A (HD/ND), 400 VAC, 3~, sensorless vector + MX2 EtherCAT option card, max. output freq. 580Hz
3G3MX2-A4004-E-EIP | 265700 | 669182 | MX inverter drive, 0.4/0.75 kW (HD/ND), 1.8/2.1 A (HD/ND), 400 VAC, 3-phase, sensorless vector + MX2 EtherNet/IP option card, max. output freq. 580Hz
3G3MX2-A4004-HF | 159400 | 392745 | MX inverter drive, 0.4/0.75 kW (HD/ND), 1.8/2.1 A (HD/ND), 400 VAC, 3~, sensorless vector, max. output freq. 1000Hz
3G3MX2-A4007-E | 178400 | 378477 | MX inverter drive, 0.75/1.5 kW (HD/ND), 3.4/4.1 A (HD/ND), 400 VAC, 3~, sensorless vector, max. output freq. 580Hz
3G3MX2-A4007-E-ECT | 231300 | 410017 | MX inverter drive, 0.75/1.5 kW (HD/ND), 3.4/4.1 A (HD/ND), 400 VAC, 3~, sensorless vector + MX2 EtherCAT option card, max. output freq. 580Hz
3G3MX2-A4007-E-EIP | 268400 | 669172 | MX inverter drive, 0.75/1.5 kW (HD/ND), 3.4/4.1 A (HD/ND), 400 VAC, 3-phase, sensorless vector + MX2 EtherNet/IP option card, max. output freq. 580Hz
3G3MX2-A4007-HF | 178400 | 392746 | MX inverter drive, 0.75/1.5 kW (HD/ND), 3.4/4.1 A (HD/ND), 400 VAC, 3~, sensorless vector, max. output freq. 1000Hz
3G3MX2-A4007-P-E | 178200 | 377379 | 3G3MX2 inverter drive, 0.75/1.5 kW (HD/ND), 3.4/4.1 A (HD/ND), 400 VAC, 3~, sensorless vector, w/o heatsink, max. output freq. 580Hz
3G3MX2-A4015-E | 201900 | 379076 | MX inverter drive, 1.5/2.2 kW (HD/ND), 4.8/5.4 A (HD/ND), 400 VAC, 3~, sensorless vector, max. output freq. 580Hz
3G3MX2-A4015-E-ECT | 253000 | 410019 | MX inverter drive, 1.5/2.2 kW (HD/ND), 4.8/5.4 A (HD/ND), 400 VAC, 3~, sensorless vector + MX2 EtherCAT option card, max. output freq. 580Hz
3G3MX2-A4015-E-EIP | 284000 | 669174 | MX inverter drive, 1.5/2.2 kW (HD/ND), 4.8/5.4 A (HD/ND), 400 VAC, 3-phase, sensorless vector + MX2 EtherNet/IP option card, max. output freq. 580Hz
3G3MX2-A4015-HF | 201900 | 392747 | MX inverter drive, 1.5/2.2 kW (HD/ND), 4.8/5.4 A (HD/ND), 400 VAC, 3~, sensorless vector, max. output freq. 1000Hz
3G3MX2-A4022-E | 224600 | 379078 | MX inverter drive, 2.2/3.0 kW (HD/ND), 5.5/6.9 A (HD/ND), 400 VAC, 3~, sensorless vector, max. output freq. 580Hz
3G3MX2-A4022-E-ECT | 274300 | 410021 | MX inverter drive, 2.2/3.0 kW (HD/ND), 5.5/6.9 A (HD/ND), 400 VAC, 3~, sensorless vector + MX2 EtherCAT option card, max. output freq. 580Hz
3G3MX2-A4022-E-EIP | 286200 | 669186 | MX inverter drive, 2.2/3.0 kW (HD/ND), 5.5/6.9 A (HD/ND), 400 VAC, 3~, sensorless vector + MX2 EtherNet/IP option card, max. output freq. 580Hz
3G3MX2-A4022-HF | 224600 | 392748 | MX inverter drive, 2.2/3.0 kW (HD/ND), 5.5/6.9 A (HD/ND), 400 VAC, 3~, sensorless vector, max. output freq. 1000Hz
3G3MX2-A4022-P-E | 224000 | 377381 | 3G3MX2 inverter drive, 2.2/3.0 kW (HD/ND), 5.5/6.9 A (HD/ND), 400 VAC, 3~, sensorless vector, w/o heatsink, max. output freq. 580Hz
3G3MX2-A4030-E | 248900 | 379080 | MX inverter drive, 3.0/4.0 kW (HD/ND), 7.2/8.8 A (HD/ND), 400 VAC, 3~, sensorless vector, max. output freq. 580Hz
3G3MX2-A4030-E-ECT | 294200 | 410023 | MX inverter drive, 3.0/4.0 kW (HD/ND), 7.2/8.8 A (HD/ND), 400 VAC, 3~, sensorless vector + MX2 EtherCAT option card, max. output freq. 580Hz
3G3MX2-A4030-E-EIP | 295600 | 669170 | MX inverter drive, 3.0/4.0 kW (HD/ND), 7.2/8.8 A (HD/ND), 400 VAC, 3~, sensorless vector + MX2 EtherNet/IP option card, max. output freq. 580Hz
3G3MX2-A4030-HF | 248900 | 392749 | MX inverter drive, 3.0/4.0 kW (HD/ND), 7.2/8.8 A (HD/ND), 400 VAC, 3~, sensorless vector, max. output freq. 1000Hz
3G3MX2-A4030-P-E | 260200 | 377397 | 3G3MX2 inverter drive, 3.0/4.0 kW (HD/ND), 7.2/8.8 A (HD/ND), 400 VAC, 3~, sensorless vector, w/o heatsink, max. output freq. 580Hz
3G3MX2-A4040-E | 280600 | 379082 | MX inverter drive, 4.0/5.5 kW (HD/ND), 9.2/11.1 A (HD/ND), 400 VAC, 3~, sensorless vector, max. output freq. 580Hz
3G3MX2-A4040-E-ECT | 327100 | 410025 | MX inverter drive, 4.0/5.5 kW (HD/ND), 9.2/11.1 A (HD/ND), 400 VAC, 3~, sensorless vector + MX2 EtherCAT option card, max. output freq. 580Hz
3G3MX2-A4040-E-EIP | 301200 | 669166 | MX inverter drive, 4.0/5.5 kW (HD/ND), 9.2/11.1 A (HD/ND), 400 VAC, 3~, sensorless vector + MX2 EtherNet/IP option card, max. output freq. 580Hz
3G3MX2-A4040-HF | 280600 | 392750 | MX inverter drive, 4.0/5.5 kW (HD/ND), 9.2/11.1 A (HD/ND), 400 VAC, 3~, sensorless vector, max. output freq. 1000Hz
3G3MX2-A4040-P-E | 270100 | 377382 | 3G3MX2 inverter drive, 4.0/5.5 kW (HD/ND), 9.2/11.1 A (HD/ND), 400 VAC, 3~, sensorless vector, w/o heatsink, max. output freq. 580Hz
3G3MX2-A4055-E | 360600 | 379084 | MX inverter drive, 5.5/7.5 kW (HD/ND), 14.8/17.5 A (HD/ND), 400 VAC, 3~, sensorless vector, max. output freq. 580Hz
3G3MX2-A4055-E-ECT | 449900 | 670452 | MX inverter drive, 5.5/7.5 kW (HD/ND), 14.8/17.5 A (HD/ND), 400 VAC, 3-phase, sensorless vector+ MX2 EtherCAT option card, max. output freq. 580Hz
3G3MX2-A4055-HF | 360600 | 392751 | MX inverter drive, 5.5/7.5 kW (HD/ND), 14.8/17.5 A (HD/ND), 400 VAC, 3~, sensorless vector, max. output freq. 1000Hz
3G3MX2-A4075-E | 408700 | 379085 | MX inverter drive, 7.5/11.0 kW (HD/ND), 18/23 A (HD/ND), 400 VAC, 3~, sensorless vector, max. output freq. 580Hz
3G3MX2-A4075-E-ECT | 491100 | 670454 | MX inverter drive, 7.5/11 kW (HD/ND), 18/23 A (HD/ND), 400 VAC, 3-phase, sensorless vector + MX2 EtherCAT option card, max. output freq. 580Hz
3G3MX2-A4075-HF | 408700 | 392752 | MX inverter drive, 7.5/11.0 kW (HD/ND), 18/23 A (HD/ND), 400 VAC, 3~, sensorless vector, max. output freq. 1000Hz
3G3MX2-A4110-E | 503800 | 378478 | MX inverter drive, 11/15 kW (HD/ND), 24/31 A (HD/ND), 400 VAC, 3~, sensorless vector, max. output freq. 580Hz
3G3MX2-A4110-E-ECT | 553300 | 668517 | MX inverter drive, 11/15 kW (HD/ND), 24/31 A (HD/ND), 400 VAC, 3~, sensorless vector + MX2 EtherCAT option card, max. output freq. 580Hz
3G3MX2-A4110-HF | 503800 | 392753 | MX inverter drive, 11/15 kW (HD/ND), 24/31 A (HD/ND), 400 VAC, 3~, sensorless vector, max. output freq. 1000Hz
3G3MX2-A4150-E | 651500 | 379086 | MX inverter drive, 15/18.5 kW (HD/ND), 31/38 A (HD/ND), 400 VAC, 3~, sensorless vector, max. output freq. 580Hz
3G3MX2-A4150-E-ECT | 602300 | 668519 | MX inverter drive, 15/18.5 kW (HD/ND), 31/38 A (HD/ND), 400 VAC, 3~, sensorless vector + MX2 EtherCAT option card, max. output freq. 580Hz
3G3MX2-A4150-HF | 651500 | 392754 | MX inverter drive, 15/18.5 kW (HD/ND), 31/38 A (HD/ND), 400 VAC, 3~, sensorless vector, max. output freq. 1000Hz
3G3MX2-AB001-E | 102900 | 379087 | MX inverter drive, 0.1/0.2 kW (HD/ND), 1.0/1.2 A (HD/ND), 200 VAC, 1~ input, sensorless vector, max. output freq. 580Hz
3G3MX2-AB001-E-ECT | 177300 | 410027 | MX inverter drive, 0.1/0.2 kW (HD/ND), 1.0/1.2 A (HD/ND), 200 VAC, 1~ input, sensorless vector + MX2 EtherCAT option card, max. output freq. 580Hz
3G3MX2-AB001-HF | 102900 | 392755 | MX inverter drive, 0.1/0.2 kW (HD/ND), 1.0/1.2 A (HD/ND), 200 VAC, 1~ input, sensorless vector, max. output freq. 1000Hz
3G3MX2-AB002-E | 102900 | 379089 | MX inverter drive, 0.2/0.4 kW (HD/ND), 1.6/1.9 A (HD/ND), 200 VAC, 1~ input, sensorless vector, max. output freq. 580Hz
3G3MX2-AB002-E-ECT | 168800 | 410029 | MX inverter drive, 0.2/0.4 kW (HD/ND), 1.6/1.9 A (HD/ND), 200 VAC, 1~ input, sensorless vector + MX2 EtherCAT option card, max. output freq. 580Hz
3G3MX2-AB002-HF | 102900 | 392756 | MX inverter drive, 0.2/0.4 kW (HD/ND), 1.6/1.9 A (HD/ND), 200 VAC, 1~ input, sensorless vector, max. output freq. 1000Hz
3G3MX2-AB002-P-E | 129600 | 377384 | 3G3MX2 inverter drive, 0.2/0.4 kW (HD/ND), 1.6/1.9 A (HD/ND), 200 VAC, 1~ input, sensorless vector, w/o heatsink, max. output freq. 580Hz
3G3MX2-AB004-E | 106600 | 379091 | MX inverter drive, 0.4/0.55 kW (HD/ND), 3.0/3.5 A (HD/ND), 200 VAC, 1~ input, sensorless vector, max. output freq. 580Hz
3G3MX2-AB004-E-ECT | 172300 | 410031 | MX inverter drive, 0.4/0.55 kW (HD/ND), 3.0/3.5 A (HD/ND), 200 VAC, 1~ input, sensorless vector + MX2 EtherCAT option card, max. output freq. 580Hz
3G3MX2-AB004-E-EIP | 197600 | 669188 | MX inverter drive, 0.4/0.55 kW (HD/ND), 3.0/3.5 A (HD/ND), 200 VAC, 1~ input, sensorless vector + MX2 EtherNet/IP option card, max. output freq. 580Hz
3G3MX2-AB004-HF | 106600 | 392757 | MX inverter drive, 0.4/0.55 kW (HD/ND), 3.0/3.5 A (HD/ND), 200 VAC, 1~ input, sensorless vector, max. output freq. 1000Hz
3G3MX2-AB004-P-E | 136000 | 377385 | MX inverter drive, 0.4/0.55 kW (HD/ND), 3.0/3.5 A (HD/ND), 200 VAC, 1~ input, sensorless vector, w/o heatsink, max. output freq. 580Hz
3G3MX2-AB007-E | 126500 | 379093 | MX inverter drive, 0.75/1.1 kW (HD/ND), 5.0/6.0 A (HD/ND), 200 VAC, 1~ input, sensorless vector, max. output freq. 580Hz
3G3MX2-AB007-E-ECT | 191200 | 410033 | MX inverter drive, 0.75/1.1 kW (HD/ND), 5.0/6.0 A (HD/ND), 200 VAC, 1~ input, sensorless vector + MX2 EtherCAT option card, max. output freq. 580Hz
3G3MX2-AB007-E-EIP | 213800 | 669168 | MX inverter drive, 0.75/1.1 kW (HD/ND), 5.0/6.0 A (HD/ND), 200 VAC, 1~ input, sensorless vector + MX2 EtherNet/IP option card, max. output freq. 580Hz
3G3MX2-AB007-HF | 126500 | 392758 | MX inverter drive, 0.75/1.1 kW (HD/ND), 5.0/6.0 A (HD/ND), 200 VAC, 1~ input, sensorless vector , max. output freq. 1000Hz
3G3MX2-AB007-P-E | 132400 | 377375 | 3G3MX2 inverter drive, 0.75/1.1 kW (HD/ND), 5.0/6.0 A (HD/ND), 200 VAC, 1~ input, sensorless vector, w/o heatsink, max. output freq. 580Hz
3G3MX2-AB015-E | 149100 | 379095 | MX inverter drive, 1.5/2.2 kW (HD/ND), 8.0/9.6 A (HD/ND), 200 VAC, 1~ input, sensorless vector, max. output freq. 580Hz
3G3MX2-AB015-E-ECT | 210600 | 410035 | MX inverter drive, 1.5/2.2 kW (HD/ND), 8.0/9.6 A (HD/ND), 200 VAC, 1~ input, sensorless vector + MX2 EtherCAT option card, max. output freq. 580Hz
3G3MX2-AB015-E-EIP | 223500 | 669180 | MX inverter drive, 1.5/2.2 kW (HD/ND), 8.0/9.6 A (HD/ND), 200 VAC, 1~ input, sensorless vector + MX2 EtherNet/IP option card, max. output freq. 580Hz
3G3MX2-AB015-HF | 149100 | 392759 | MX inverter drive, 1.5/2.2 kW (HD/ND), 8.0/9.6 A (HD/ND), 200 VAC, 1~ input, sensorless vector, max. output freq. 1000Hz
3G3MX2-AB015-P-E | 153500 | 377376 | MX inverter drive, 1.5/2.2 kW (HD/ND), 8.0/9.6 A (HD/ND), 200 VAC, 1~ input, sensorless vector, w/o heatsink, max. output freq. 580Hz
3G3MX2-AB022-E | 174800 | 379097 | MX inverter drive, 2.2/3.0 kW (HD/ND), 11.0/12.0 A (HD/ND), 200 VAC, 1~ input, sensorless vector, max. output freq. 580Hz
3G3MX2-AB022-E-ECT | 234700 | 410037 | MX inverter drive, 2.2/3.0 kW (HD/ND), 11.0/12.0 A (HD/ND), 200 VAC, 1~ input, sensorless vector + MX2 EtherCAT option card, max. output freq. 580Hz
3G3MX2-AB022-E-EIP | 239500 | 669178 | MX inverter drive, 2.2/3.0 kW (HD/ND), 11.0/12.0 A (HD/ND), 200 VAC, 1~ input, sensorless vector + MX2 EtherNet/IP option card, max. output freq. 580Hz
3G3MX2-AB022-HF | 174800 | 392760 | MX inverter drive, 2.2/3.0 kW (HD/ND), 11.0/12.0 A (HD/ND), 200 VAC, 1~ input, sensorless vector, max. output freq. 1000Hz
3G3MX2-AB022-P-E | 187000 | 377377 | 3G3MX2 inverter drive, 2.2/3.0 kW (HD/ND), 11.0/12.0 A (HD/ND), 200 VAC, 1~ input, sensorless vector, w/o heatsink, max. output freq. 580Hz
3G3RV-PFI2035-E | 124200 | 156909 | E7Z/F7Z footprint RFI filter, 35A, 200 VAC, 3-phase, for 7.5 & 11kW units
3G3RV-PFI2035-SE | 129300 | 139058 | E7Z/F7Z footprint RFI filter, 35A, 200VAC, 3-phase, for 3.7 - 5.5kW units
3G3RV-PFI2100-E | 257400 | 139044
3G3RV-PFI2130-E | 378900 | 139045
3G3RV-PFI3010-E | 46200 | 139048
3G3RV-PFI3010-E-IT | 66000 | 180746 | E7Z/F7Z footprint RFI filter, 10A, 415VAC, 3-phase, for 0.4 - 2.2kW units, IT installation
3G3RV-PFI3010-SE | 40330 | 139178 | E7Z/F7Z footprint RFI filter, 10A, 415VAC, 3-phase, for 0.4 - 2.2kW units (equivalent to FS5972-10-07)
3G3RV-PFI3018-E | 56900 | 139049 | E7Z/F7Z footprint RFI filter, 18A, 415 VAC, 3-phase, for 3.7 - 5.5kW units
3G3RV-PFI3018-E-IT | 86600 | 180747 | E7Z/F7Z footprint RFI filter, 18A, 415VAC, 3-phase, for 3.7 - 5.5kW units, IT installation
3G3RV-PFI3018-SE | 49650 | 139179 | E7Z/F7Z footprint RFI filter, 18A, 415VAC, 3-phase, for 3.7 - 5.5kW units (equivalent to FS59721-8-07)
3G3RV-PFI3035-E | 81000 | 139050 | E7Z/F7Z/L7Z footprint RFI filter, 35A, 400VAC, 3-phase, for 7.5 & 11kW units
3G3RV-PFI3035-E-IT | 105500 | 180748 | E7Z/F7Z/L7Z footprint RFI filter, 35A, 415VAC, 3-phase, for 7.5 & 11kW units, IT installation
3G3RV-PFI3035-E-M5 | 105500 | 240727
3G3RV-PFI3035-SE | 70800 | 139180 | E7Z/F7Z/L7Z footprint RFI filter, 35A, 415VAC, 3-phase, for 7.5 & 11kW units (equivalent to FS5972-35-07)
3G3RV-PFI3060-E | 123300 | 139051 | E7Z/F7Z/L7Z footprint RFI filter, 60A, 415 VAC, 3-phase, for 15 & 18.5kW units
3G3RV-PFI3060-E-IT | 145000 | 180749 | E7Z/F7Z/L7Z footprint RFI filter, 60A, 415VAC, 3-phase, for 15 & 18.5kW units, IT installation
3G3RV-PFI3060-E-LL | 145000 | 246672
3G3RV-PFI3060-SE | 107800 | 702556 | E7Z/F7Z/L7Z footprint RFI filter, 60 A, 415 VAC, 3-phase, for 15 & 18.5 kW units (equivalent to FS5972-60-07)
3G3RV-PFI3070-E | 128900 | 139052 | E7Z/F7Z/L7Z RFI filter, 70A, 400VAC, 3-phase, for 22 & 30kW units.
3G3RV-PFI3070-E-IT | 168800 | 180763 | E7Z/F7Z/L7Z RFI filter, 70A, 415VAC, 3-phase, for 22 & 30kW units, IT installation
3G3RV-PFI3070-SE | 112700 | 702557 | E7Z/F7Z/L7Z RFI filter, 70 A, 415 VAC, 3-phase, for 22 & 30 kW units (equivalent to FS5972-70-52)
3G3RV-PFI3100-E | 189100 | 139053 | E7Z/F7Z RFI filter, 100A, 415 VAC, 3-phase
3G3RV-PFI3100-E-IT | 225000 | 180764 | E7Z/F7Z RFI filter, 100A, 415VAC, 3-phase, IT installation
3G3RV-PFI3100-SE | 165300 | 227094 | E7Z/F7Z RFI filter, 100A, 415 VAC, 3-phase
3G3RV-PFI3100-SE | 165300 | 702551 | E7Z/F7Z RFI filter, 100 A, 415 VAC, 3-phase
3G3RV-PFI3130-E | 228200 | 139054 | E7Z/F7Z RFI filter, 100A, 415 VAC, 3-phase
3G3RV-PFI3170-E | 307000 | 139055
3G3RV-PFI3200-E | 389800 | 139056
3G3RV-PFI3250-E | 448700 | 183989
3G3RV-PFI3400-E-IT | 806600 | 183986 | E7Z/F7Z RFI filter, 410A, 415VAC, 3-phase, for 132 - 160kW units, IT installation
3G3RV-PFI3600-E-IT | 989400 | 183987 | E7Z/F7Z RFI filter, 600A, 415VAC, 3-phase, for 185KW - 220kW units, IT installation
3G3RV-PFI3800-E | 1534900 | 183988
3G3RV-PGI3130-EIT | 262300 | 172017 | E7Z/F7Z/L7Z RFI filter, 130A, 415VAC, 3-phase, for 37 - 55kW units, IT installation
3G3RX2-A2004 | 354000 | 687637 | Inverter RX2, 200 V, VLD: 4,4 A / 0,75 kW, LD: 3,7 A / 0,75 kW, ND: 3,2 A / 0,4 kW, open/closed loop vector, built-in filter, max. output freq. 590Hz, IP20.
3G3RX2-A2007 | 398100 | 687638 | Inverter RX2, 200 V, VLD: 8,0 A / 1,5 kW, LD: 6,3 A / 1,5 kW, ND: 5,0 A / 0,75 kW, open/closed loop vector, built-in filter, max. output freq. 590Hz, IP20.
3G3RX2-A2015 | 442200 | 687639 | Inverter RX2, 200 V, VLD: 10,4 A / 2,2 kW, LD: 9,4 A / 2,2 kW, ND: 8,0 A / 1,5 kW, open/closed loop vector, built-in filter, max. output freq. 590Hz, IP20.
3G3RX2-A2022 | 475200 | 687640 | Inverter RX2, 200 V, VLD: 15,6 A / 3,7 kW, LD: 12 A / 3,7 kW, ND: 11 A / 2,2 kW, open/closed loop vector, built-in filter, max. output freq. 590Hz, IP20.
3G3RX2-A2037 | 478400 | 687641 | Inverter RX2, 200 V, VLD: 22,8 A / 5,5 kW, LD: 19,6 A / 5,5 kW, ND: 17,5 A / 3,7 kW, open/closed loop vector, built-in filter, max. output freq. 590Hz, IP20.
3G3RX2-A2055 | 553300 | 687642 | Inverter RX2, 200 V, VLD: 33 A / 7,5 kW, LD: 30 A / 7,5 kW, ND: 25 A / 5,5 kW, open/closed loop vector, built-in filter, max. output freq. 590Hz, IP20.
3G3RX2-A2075 | 603900 | 687643 | Inverter RX2, 200 V, VLD: 46 A / 11 kW, LD: 40 A / 11 kW, ND: 32 A / 7,5 kW, open/closed loop vector, built-in filter, max. output freq. 590Hz, IP20.
3G3RX2-A2110 | 698300 | 687644 | Inverter RX2, 200 V, VLD: 60 A / 15 kW, LD: 56 A / 15 kW, ND: 46 A / 11 kW, open/closed loop vector, built-in filter, max. output freq. 590Hz, IP20.
3G3RX2-A2150 | 799400 | 687645 | Inverter RX2, 200 V, VLD: 80 A / 18,5 kW, LD: 73 A / 18,5 kW, ND: 64 A / 15 kW, open/closed loop vector, built-in filter, max. output freq. 590Hz, IP20.
3G3RX2-A2185 | 1052100 | 687646 | Inverter RX2, 200 V, VLD: 93 A / 22 kW, LD: 85 A / 22 kW, ND: 76 A / 18,5 kW, open/closed loop vector, built-in filter, max. output freq. 590Hz, IP20.
3G3RX2-A2220 | 1254200 | 687647 | Inverter RX2, 200 V, VLD: 124 A / 30 kW, LD: 113 A / 30 kW, ND: 95 A / 22 kW, open/closed loop vector, built-in filter, max. output freq. 590Hz, IP20.
3G3RX2-A2300 | 1806500 | 687648 | Inverter RX2, 200 V, VLD: 153 A / 37 kW, LD: 140 A / 37 kW, ND: 122 A / 30 kW, open/closed loop vector, built-in filter, max. output freq. 590Hz, IP20.
3G3RX2-A2370 | 2155000 | 687649 | Inverter RX2, 200 V, VLD: 185 A / 45 kW, LD: 169 A / 45 kW, ND: 146 A / 37 kW, open/closed loop vector, built-in filter, max. output freq. 590Hz, IP20.
3G3RX2-A2450 | 2267000 | 687650 | Inverter RX2, 200 V, VLD: 229 A / 55 kW, LD: 210 A / 55 kW, ND: 182 A / 45 kW, open/closed loop vector, built-in filter, max. output freq. 590Hz, IP20.
3G3RX2-A2550 | 2655400 | 687651 | Inverter RX2, 200 V, VLD: 295 A / 75 kW, LD: 270 A / 75 kW, ND: 220 A / 55 kW, open/closed loop vector, built-in filter, max. output freq. 590Hz, IP20.
3G3RX2-A4007 | 282100 | 687652 | Inverter RX2, 400 V, VLD: 4,1 A / 1,5 kW, LD: 3,1 A / 1,5 kW, ND: 2,5 A / 0,75 kW, open/closed loop vector, built-in filter, max. output freq. 590Hz, IP20.
3G3RX2-A4015 | 314800 | 687653 | Inverter RX2, 400 V, VLD: 5,4 A / 2,2 kW, LD: 4,8 A / 2,2 kW, ND: 4,0 A / 1,5 kW, open/closed loop vector, built-in filter, max. output freq. 590Hz, IP20.
3G3RX2-A4022 | 349000 | 687654 | Inverter RX2, 400 V, VLD: 8,3 A / 3,7 kW, LD: 6,7 A / 3,7 kW, ND: 5,5 A / 2,5 kW, open/closed loop vector, built-in filter, max. output freq. 590Hz, IP20.
3G3RX2-A4037 | 386100 | 687655 | Inverter RX2, 400 V, VLD: 12,6 A / 5,5 kW, LD: 11,1 A / 5,5 kW, ND: 9,2 A / 3,7 kW, open/closed loop vector, built-in filter, max. output freq. 590Hz, IP20.
3G3RX2-A4055 | 422900 | 687656 | Inverter RX2, 400 V, VLD: 17,5 A / 7,5 kW, LD: 16 A / 7,5 kW, ND: 14,8 A / 5,5 kW, open/closed loop vector, built-in filter, max. output freq. 590Hz, IP20.
3G3RX2-A4075 | 637900 | 687657 | Inverter RX2, 400 V, VLD: 25 A / 11 kW, LD: 22 A / 11 kW, ND: 19 A / 7,5 kW, open/closed loop vector, built-in filter, max. output freq. 590Hz, IP20.
3G3RX2-A4110 | 757200 | 687658 | Inverter RX2, 400 V, VLD: 31 A / 15 kW, LD: 29 A / 15 kW, ND: 25 A / 11 kW, open/closed loop vector, built-in filter, max. output freq. 590Hz, IP20.
3G3RX2-A4150 | 877600 | 687659 | Inverter RX2, 400 V, VLD: 40 A / 18,5 kW, LD: 37 A / 18,5 kW, ND: 32 A / 15 kW, open/closed loop vector, built-in filter, max. output freq. 590Hz, IP20.
3G3RX2-A4185 | 1014800 | 687660 | Inverter RX2, 400 V, VLD: 47 A / 22 kW, LD: 43 A / 22 kW, ND: 39 A / 18,5 kW, open/closed loop vector, built-in filter, max. output freq. 590Hz, IP20.
3G3RX2-A4220 | 1194000 | 687661 | Inverter RX2, 400 V, VLD: 62 A / 30 kW, LD: 57 A / 30 kW, ND: 48 A / 22 kW, open/closed loop vector, built-in filter, max. output freq. 590Hz, IP20.
3G3RX2-A4300 | 1590100 | 687662 | Inverter RX2, 400 V, VLD: 77 A / 37 kW, LD: 70 A / 37 kW, ND: 61 A / 30 kW, open/closed loop vector, built-in filter, max. output freq. 590Hz, IP20.
3G3RX2-A4370 | 1722200 | 687663 | Inverter RX2, 400 V, VLD: 93 A / 45 kW, LD: 85 A / 45 kW, ND: 75 A / 37 kW, open/closed loop vector, built-in filter, max. output freq. 590Hz, IP20.
3G3RX2-A4450 | 2050900 | 687664 | Inverter RX2, 400 V, VLD: 116 A / 55 kW, LD: 105 A / 55 kW, ND: 91 A / 45 kW, open/closed loop vector, built-in filter, max. output freq. 590Hz, IP20.
3G3RX2-A4550 | 2209400 | 687665 | Inverter RX2, 400 V, VLD: 147 A / 75 kW, LD: 135 A / 75 kW, ND: 112 A / 55 kW, open/closed loop vector, built-in filter, max. output freq. 590Hz, IP20.
3G3RX2-B411K | 3464700 | 687668 | Inverter RX2, 400 V, VLD: 252 A / 132 kW, LD: 230 A / 132 kW, ND: 217 A / 110 kW, open/closed loop vector, built-in filter, max. output freq. 590Hz, IP00.
3G3RX2-B413K | 4097600 | 687635 | Inverter RX2, 400 V, VLD: 316 A / 160 kW, LD: 290 A / 160 kW, ND: 260 A / 132 kW, open/closed loop vector, built-in filter, max. output freq. 590Hz, IP00.
3G3RX2-B4750 | 2731900 | 687666 | Inverter RX2, 400 V, VLD: 176 A / 90 kW, LD: 160 A / 90 kW, ND: 150 A / 75 kW, open/closed loop vector, built-in filter, max. output freq. 590Hz, IP00.
3G3RX2-B4900 | 3064700 | 687667 | Inverter RX2, 400 V, VLD: 213 A / 110 kW, LD: 195 A / 110 kW, ND: 180 A / 90 kW, open/closed loop vector, built-in filter, max. output freq. 590Hz, IP00.
3G3RX-A2450-E1F | 2472600 | 379112 | RX inverter drive, 45 kW, 182 A, 3~ 200 VAC, open/closed loop vector, built-in filter, max. output freq. 400Hz
3G3RX-A4004-E1F | 276900 | 379114 | RX inverter drive, 0.4 kW, 1.5 A, 3~ 400 VAC, open/closed loop vector, built-in filter, max. output freq. 400Hz
3G3RX-A4007-E1F | 307600 | 379115 | RX inverter drive, 0.75 kW, 2.5 A, 3~ 400 VAC, open/closed loop vector, built-in filter, max. output freq. 400Hz
3G3RX-A4015-E1F | 343200 | 379116 | RX inverter drive, 1.5 kW, 3.8 A, 3~ 400 VAC, open/closed loop vector, built-in filter, max. output freq. 400Hz
3G3RX-A4022-E1F | 380700 | 379117 | RX inverter drive, 2.2 kW, 5.3 A, 3~ 400 VAC, open/closed loop vector, built-in filter, max. output freq. 400Hz
3G3RX-A4055-E1F | 461500 | 379119 | RX inverter drive, 5.5 kW, 14.0 A, 3~ 400 VAC, open/closed loop vector, built-in filter, max. output freq. 400Hz
3G3RX-A4075-E1F | 696000 | 379120 | RX inverter drive, 7.5 kW, 19 A, 3~ 400 VAC, open/closed loop vector, built-in filter, max. output freq. 400Hz
3G3RX-A4110-E1F | 825900 | 379121 | RX inverter drive, 11 kW, 25 A, 3~ 400 VAC, open/closed loop vector, built-in filter, max. output freq. 400Hz
3G3RX-A4150-E1F | 957100 | 379122 | RX inverter drive, 15 kW, 32 A, 3~ 400 VAC, open/closed loop vector, built-in filter, max. output freq. 400Hz
3G3RX-A4185-E1F | 1106600 | 379123 | RX inverter drive, 18.5 kW, 38 A, 3~ 400 VAC, open/closed loop vector, built-in filter, max. output freq. 400Hz
3G3RX-A4220-E1F | 1302300 | 379124 | RX inverter drive, 22 kW, 48 A, 3~ 400 VAC, open/closed loop vector, built-in filter, max. output freq. 400Hz
3G3RX-A4300-E1F | 1734200 | 379125 | RX inverter drive, 30 kW, 58 A, 3~ 400 VAC, open/closed loop vector, built-in filter, max. output freq. 400Hz
3G3RX-A4370-E1F | 1878300 | 379126 | RX inverter drive, 37 kW, 75 A, 3~ 400 VAC, open/closed loop vector, built-in filter, max. output freq. 400Hz
3G3RX-A4450-E1F | 2236700 | 379127 | RX inverter drive, 45 kW, 91 A, 3~ 400 VAC, open/closed loop vector, built-in filter, max. output freq. 400Hz
3G3RX-A4550-E1F | 2409700 | 379128 | RX inverter drive, 55 kW, 112 A, 3~ 400 VAC, open/closed loop vector, built-in filter, max. output freq. 400Hz
3G3RX-B411K-E1F | 3778700 | 379129 | RX inverter drive, 110 kW, 217 A, 3~ 400 VAC, open/closed loop vector, built-in filter, max. output freq. 400Hz
3G3RX-B413K-E1F | 4469300 | 379130 | RX inverter drive, 132 kW, 260 A, 3~ 400 VAC, open/closed loop vector, built-in filter, max. output freq. 400Hz
3G3RX-B4900-E1F | 3342500 | 379132 | RX inverter drive, 90 kW, 176 A, 3~ 400 VAC, open/closed loop vector, built-in filter, max. output freq. 400Hz
3G8F7-CLK13-E | 1200700 | 240864 | Controller Link PCI board, optical fiber, 200µ
3G8F7-CLK23-E | 779800 | 240863 | controllerLink PC interface (PCI)
3G8F7-CLK53-E | 1479700 | 240865 | PCI board with glas level controller link 62.5/125µ
3G8F7-DRM21-E | 790100 | 167767 | Automation, Control Systems, Other Control Systems, 3G8F7-DRM21-E.
3Z4S-LE SV-03514V | 117100 | 381493 | Vision lens, standard, low distortion 3.5 mm
3Z4S-LE SV-04514V | 117100 | 381494 | Vision lens, standard, low distortion 4.5 mm
3Z4S-LE SV-0614H | 213400 | 373706 | Accessory vision, lens 6 mm, high resolution, low distortion
3Z4S-LE SV-0614V | 98900 | 373699 | Accessory vision, lens 6 mm
3Z4S-LE SV-0813V | 89950 | 373700 | Accessory vision, lens 8 mm
3Z4S-LE SV-0814H | 189700 | 373707 | Accessory vision, lens 8 mm, high resolution, low distortion
3Z4S-LE SV-1.5X | 94450 | 373691 | Rear converter lens, 1.5x
3Z4S-LE SV-10028H | 195400 | 688237 | Accessory vision, lens 100 mm, high resolution, low distortion
3Z4S-LE SV-10035V | 114200 | 373681 | Accessory vision, lens 100 mm
3Z4S-LE SV-1214H | 167500 | 373708 | Accessory vision, lens 12 mm, high resolution, low distortion
3Z4S-LE SV-1214V | 124700 | 373701 | Accessory vision, lens 12 mm
3Z4S-LE SV-1614H | 178500 | 373709 | Accessory vision, lens 16 mm, high resolution, low distortion
3Z4S-LE SV-1614V | 76950 | 373702 | Accessory vision, lens 16 mm
3Z4S-LE SV-2.0X | 94450 | 373692 | Rear converter lens, 2x
3Z4S-LE SV-2514H | 178500 | 373710 | Accessory vision, lens 25 mm, high resolution, low distortion
3Z4S-LE SV-2514V | 76950 | 373703 | Accessory vision, lens 25 mm
3Z4S-LE SV-3514H | 167500 | 373711 | Accessory vision, lens 35 mm, high resolution, low distortion
3Z4S-LE SV-3518V | 96000 | 373704 | Accessory vision, lens 35 mm
3Z4S-LE SV-5014H | 178500 | 373712 | Accessory vision, lens 50 mm, high resolution, low distortion
3Z4S-LE SV-5018V | 86400 | 373705 | Accessory vision, lens 50 mm
3Z4S-LE SV-7525H | 167500 | 687750 | Accessory vision, lens 75 mm, high resolution, low distortion
3Z4S-LE SV-7527V | 108400 | 373680 | Accessory vision, lens 75 mm
3Z4S-LE SV-EXR | 70550 | 373713 | Extension tube set, 7 piece (40, 20, 10, 5, 2, 1, 0.5 mm)
3Z4S-LE SV-EXR05 | 7865 | 373714 | Extension tube 0.5 mm
3Z4S-LE SV-EXR1 | 7865 | 373718 | Extension tube 1 mm
3Z4S-LE SV-EXR10 | 19860 | 373717 | Extension tube 10 mm
3Z4S-LE SV-EXR15 | 19860 | 373685 | Extension tube 15 mm
3Z4S-LE SV-EXR2 | 7865 | 373715 | Extension tube 2 mm
3Z4S-LE SV-EXR20 | 19860 | 373686 | Extension tube 20 mm
3Z4S-LE SV-EXR25 | 23010 | 373687 | Extension tube 25 mm
3Z4S-LE SV-EXR30 | 23010 | 373688 | Extension tube 30 mm
3Z4S-LE SV-EXR40 | 27700 | 373689 | Extension tube 40 mm
3Z4S-LE SV-EXR5 | 15930 | 373716 | Extension tube 5 mm
3Z4S-LE SV-EXR50 | 27700 | 373690 | Extension tube 50 mm
3Z4S-LE SV-GA255 | 55150 | 699579 | Protection for lens, M25.5 P0.5
3Z4S-LE SV-GA270 | 15940 | 669353 | Protection for lens, M27.0 P0.5
3Z4S-LE SV-GA305 | 56400 | 677460 | UV-cut lens protection, M30.5 P0.5
3Z4S-LE SV-GA340 | 57450 | 677461 | UV-cut lens protection, M34 P0.5
3Z4S-LE SV-GA355 | 51950 | 659589 | protection for lens, M35.5 P0.5
3Z4S-LE SV-GA405 | 50200 | 675342 | Protection for lens, M40.5 P0.5
3Z4S-LE SV-GA520 | 72100 | 708321 | Protection for lens, M52 x P0.75
3Z4S-LE SV-PL225-SS | 67350 | 670695 | Polarizing filter for lens, M22.5 P0.5, with Anti-rotation mechanism
3Z4S-LE SV-PL255 | 22280 | 373694 | Polarizing filter
3Z4S-LE SV-PL255-SS | 17080 | 670517 | Polarizing filter for lens, M25.5 P0.5, with Anti-rotation mechanism
3Z4S-LE SV-PL270 | 22280 | 373695 | Polarizing filter
3Z4S-LE SV-PL270-SS | 22820 | 670696 | Polarizing filter for lens, M27.0 P0.5, with Anti-rotation mechanism
3Z4S-LE SV-PL305 | 22280 | 373696 | Polarizing filter
3Z4S-LE SV-PL305-SS | 22820 | 670697 | Polarizing filter for lens, M30.5 P0.5, with Anti-rotation mechanism
3Z4S-LE SV-PL340-SS | 67350 | 670698 | Polarizing filter for lens, M34.0 P0.5, with Anti-rotation mechanism
3Z4S-LE SV-PL355-SS | 68450 | 659391 | Polarizing filter for lens, M35.5 P0.5, with Anti-rotation mechanism
3Z4S-LE SV-PL375-SS | 67350 | 670699 | Polarizing filter for lens, M37.5 P0.5, with Anti-rotation mechanism
3Z4S-LE SV-PL405-SS | 45960 | 670518 | Polarizing filter for lens, M40.5 P0.5, with Anti-rotation mechanism
3Z4S-LE SV-PL520-SS | 77750 | 670700 | Polarizing filter for lens, M52.0 P0.75, with Anti-rotation mechanism
3Z4S-LE SV-PL550-SS | 80800 | 670280 | Polarizing filter for lens, M55.0 P0.75, with Anti-rotation mechanism
3Z4S-LE SV-PL620-SS | 80800 | 670279 | Polarizing filter for lens, M62.0 P0.75, with Anti-rotation mechanism
3Z4S-LE VS-0618H1 | 226400 | 693930 | Vision lens, high resolution, low distortion, 6 mm for 1-inch sensor size
3Z4S-LE VS-0814H1 | 226300 | 386974 | Vision lens, high resolution, low distortion, 8 mm for 1-inch sensor size
3Z4S-LE VS-1214H1 | 233000 | 682707 | Vision lens, high resolution, low distortion, 12 mm for 1-inch sensor size
3Z4S-LE VS-1614H1N | 233000 | 682633 | Vision lens, high resolution, low distortion, 16 mm for 1-inch sensor size
3Z4S-LE VS-2514H1 | 233000 | 683380 | Vision lens, high resolution, low distortion, 25 mm for 1-inch sensor size
3Z4S-LE VS-3514H1 | 233000 | 682441 | Vision lens, high resolution, low distortion, 35 mm for 1-inch sensor size
3Z4S-LE VS-5018H1 | 233000 | 682440 | Vision lens, high resolution, low distortion, 50 mm for 1-inch sensor size
3Z4S-LE VS-EXR/M42 | 117100 | 386976 | Extension tube for M42-Mount lenses
3Z4S-LE VS-L10028/M42-10 | 389700 | 690805 | Vision lens, high resolution, focal length 100 mm, 1.8-inch sensor size, M42-Mount
3Z4S-LE VS-L1828/M42-10 | 389700 | 690809 | Vision lens, high resolution, focal length 18 mm, 1.8-inch sensor size, M42-Mount
3Z4S-LE VS-L2526/M42-10 | 389700 | 690808 | Vision lens, high resolution, focal length 25 mm, 1.8-inch sensor size, M42-Mount
3Z4S-LE VS-L3528/M42-10 | 389700 | 688177 | Vision lens, high resolution, focal length 35 mm, 1.8-inch sensor size, M42-Mount
3Z4S-LE VS-L5028/M42-10 | 389700 | 690807 | Vision lens, high resolution, focal length 50 mm, 1.8-inch sensor size, M42-Mount
3Z4S-LE VS-L8540/M42-10 | 389700 | 690806 | Vision lens, high resolution, focal length 85 mm, 1.8-inch sensor size, M42-Mount
3Z4S-LE VS-LLD12.5 | 676900 | 684300 | Vision lens, ultra high resolution, low distortion 12.5 mm for 4/3-inch sensor size, C-Mount
3Z4S-LE VS-LLD18 | 437400 | 684299 | Vision lens, ultra high resolution, low distortion 18 mm for 4/3-inch sensor size, C-Mount
3Z4S-LE VS-LLD25 | 421300 | 684298 | Vision lens, ultra high resolution, low distortion 25 mm for 4/3-inch sensor size, C-Mount
3Z4S-LE VS-LLD35 | 437400 | 684297 | Vision lens, ultra high resolution, low distortion 35 mm for 4/3-inch sensor size, C-Mount
3Z4S-LE VS-LLD50 | 437400 | 684296 | Vision lens, ultra high resolution, low distortion 50 mm for 4/3-inch sensor size, C-Mount
3Z4S-LE VS-MC01-330 | 222600 | 673726 | Non telecentric macro lens, FOV 88 x 66mm
3Z4S-LE VS-MC08H1 | 437100 | 701069 | Vibrations resistant lens with iris plate system F#1.4, 5.6, 8.0, 8 mm focal length, megapixel resolution, 1`` chip size
3Z4S-LE VS-MC12H1 | 417600 | 701070 | Vibrations resistant lens with iris plate system F#1.4, 5.6, 8.0, 12 mm focal length, megapixel resolution, 1`` chip size
3Z4S-LE VS-MC16H1 | 417600 | 701071 | Vibrations resistant lens with iris plate system F#1.4, 5.6, 8.0, 16 mm focal length, megapixel resolution, 1`` chip size
3Z4S-LE VS-MC1-80 | 226800 | 669147 | Non telecentric macro lens, FOV 8.8 x 6.6mm
3Z4S-LE VS-MC25H1 | 417600 | 701072 | Vibrations resistant lens with iris plate system F#1.4, 5.6, 8.0, 25 mm focal length, megapixel resolution, 1`` chip size
3Z4S-LE VS-MC35H1 | 417600 | 701073 | Vibrations resistant lens with iris plate system F#1.4, 5.6, 8.0, 35 mm focal length, megapixel resolution, 1`` chip size
3Z4S-LE VS-MC50H1 | 417600 | 701074 | Vibrations resistant lens with iris plate system F#1.4, 5.6, 8.0, 50 mm focal length, megapixel resolution, 1`` chip size
3Z4S-LE VS-MCA10 | 377600 | 685651 | Fixed focal vision lens, high resolution, low distortion, Focal length 10 mm, vibration and shock resistant, C-mount
3Z4S-LE VS-MCA10-F5.6 | 260100 | 699435 | Fixed focal vision lens, high resolution, low distortion, focal length 10 mm, F 5.6, vibration and shock resistant, C-mount
3Z4S-LE VS-MCA15 | 181400 | 694914 | Fixed focal vision lens, high resolution, low distortion, Focal length 15 mm, vibration and shock resistant, C-mount
3Z4S-LE VS-MCA15-F5.6 | 158700 | 699436 | Fixed focal vision lens, high resolution, low distortion, focal length 15 mm, F 5.6, vibration and shock resistant, C-mount
3Z4S-LE VS-MCA20 | 195100 | 694909 | Fixed focal vision lens, high resolution, low distortion, Focal length 20 mm, vibration and shock resistant, C-mount
3Z4S-LE VS-MCA20-F5.6 | 170900 | 699434 | Fixed focal vision lens, high resolution, low distortion, focal length 20 mm, F 5,6, vibration and shock resistant, C-mount
3Z4S-LE VS-MCA25 | 176700 | 694910 | Fixed focal vision lens, high resolution, low distortion, Focal length 25 mm, vibration and shock resistant, C-mount
3Z4S-LE VS-MCA25-F5.6 | 154500 | 699433 | Fixed focal vision lens, high resolution, low distortion, focal length 25 mm, F 5.6, vibration and shock resistant, C-mount
3Z4S-LE VS-MCA30 | 195100 | 694912 | Fixed focal vision lens, high resolution, low distortion, Focal length 30 mm, vibration and shock resistant, C-mount
3Z4S-LE VS-MCA30-F5.6 | 169000 | 700674 | Fixed focal vision lens, high resolution, low distortion, focal length 30 mm, F#5.6, vibration and shock resistant, C-mount
3Z4S-LE VS-MCA30-F8 | 169800 | 701349 | Fixed focal vision lens, high resolution, low distortion, focal length 30 mm, F#8.0, vibration and shock resistant, C-mount
3Z4S-LE VS-MCA35 | 185800 | 694911 | Fixed focal vision lens, high resolution, low distortion, Focal length 35 mm, vibration and shock resistant, C-mount
3Z4S-LE VS-MCA35-F5.6 | 196500 | 703657 | Fixed focal vision lens, high resolution, low distortion, focal length 35 mm, F 5.6, vibration and shock resistant, C-mount
3Z4S-LE VS-MCA4 | 315800 | 694913 | Fixed focal vision lens, high resolution, low distortion, Focal length 4 mm, vibration and shock resistant, C-mount
3Z4S-LE VS-MCA50 | 205300 | 694906 | Fixed focal vision lens, high resolution, low distortion, Focal length 50 mm, vibration and shock resistant, C-mount
3Z4S-LE VS-MCA50-F5.6 | 177100 | 700314 | Fixed focal vision lens, high resolution, low distortion, focal length 50 mm, vibration and shock resistant, C-mount, F# 5.6
3Z4S-LE VS-MCA6.5 | 306400 | 694908 | Fixed focal vision lens, high resolution, low distortion, Focal length 6,5 mm, vibration and shock resistant, C-mount
3Z4S-LE VS-MCA6.5-F5.6 | 265600 | 700315 | Fixed focal vision lens, high resolution, low distortion, focal length 6,5 mm, vibration and shock resistant, C-mount, F# 5.6
3Z4S-LE VS-MCA75 | 210500 | 694907 | Fixed focal vision lens, high resolution, low distortion, Focal length 75 mm, vibration and shock resistant, C-mount
3Z4S-LE VS-MCA75-F5.6 | 183100 | 699432 | Fixed focal vision lens, high resolution, low distortion, focal length 75 mm, F 5.6, vibration and shock resistant, C-mount
3Z4S-LE VS-MCA75-F8 | 220200 | 707746 | Fixed focal vision lens, high resolution, low distortion, focal length 75 mm, vibration and shock resistant, C-mount, aperture F8
3Z4S-LE VS-MCH12 | 928400 | 686099 | Vision lens, high resolution, low distortion 12 mm vibration and shock resistant aperture f/2, chip size up to 1
3Z4S-LE VS-MCL100/M42-10 | 778800 | 690790 | Vision lens, high resolution, 100 mm, vibration and shock resistant max aperture, 1.8-inch sensor size, M42-Mount
3Z4S-LE VS-MCL100-FNO56/M42-10 | 778800 | 690789 | Vision lens, high resolution, 100 mm, vibration and shock resistant aperture f/5.6, 1.8-inch sensor size, M42-Mount
3Z4S-LE VS-MCL100-FNO80/M42-10 | 778800 | 690788 | Vision lens, high resolution, 100 mm, vibration and shock resistant aperture f/8.0, 1.8-inch sensor size, M42-Mount
3Z4S-LE VS-MCL18/M42-10 | 895900 | 690804 | Vision lens, high resolution, 18 mm, vibration and shock resistant max aperture, 1.8-inch sensor size, M42-Mount
3Z4S-LE VS-MCL18-FNO56/M42-10 | 895900 | 688300 | Vision lens, high resolution, 18mm, vibration and shock resistant aperture f/5.6, 1.8-inch sensor size, M42-Mount
3Z4S-LE VS-MCL18-FNO80/M42-10 | 895900 | 690803 | Vision lens, high resolution, 18 mm, vibration and shock resistant aperture f/8.0, 1.8-inch sensor size, M42-Mount
3Z4S-LE VS-MCL25/M42-10 | 895900 | 690802 | Vision lens, high resolution, 25 mm, vibration and shock resistant max aperture, 1.8-inch sensor size, M42-Mount
3Z4S-LE VS-MCL25-FNO56/M42-10 | 895900 | 690801 | Vision lens, high resolution, 25 mm, vibration and shock resistant aperture f/5.6, 1.8-inch sensor size, M42-Mount
3Z4S-LE VS-MCL25-FNO80/M42-10 | 895900 | 690800 | Vision lens, high resolution, 25 mm, vibration and shock resistant aperture f/8.0, 1.8-inch sensor size, M42-Mount
3Z4S-LE VS-MCL35/M42-10 | 778800 | 690799 | Vision lens, high resolution, 35 mm, vibration and shock resistant max aperture, 1.8-inch sensor size, M42-Mount
3Z4S-LE VS-MCL35-FNO56/M42-10 | 778800 | 690798 | Vision lens, high resolution, 35 mm, vibration and shock resistant aperture f/5.6, 1.8-inch sensor size, M42-Mount
3Z4S-LE VS-MCL35-FNO80/M42-10 | 778800 | 690797 | Vision lens, high resolution, 35 mm, vibration and shock resistant aperture f/8.0, 1.8-inch sensor size, M42-Mount
3Z4S-LE VS-MCL50/M42-10 | 778800 | 690796 | Vision lens, high resolution, 50 mm, vibration and shock resistant max aperture, 1.8-inch sensor size, M42-Mount
3Z4S-LE VS-MCL50-FNO56/M42-10 | 778800 | 690795 | Vision lens, high resolution, 50 mm, vibration and shock resistant aperture f/5.6, 1.8-inch sensor size, M42-Mount
3Z4S-LE VS-MCL50-FNO80/M42-10 | 778800 | 690794 | Vision lens, high resolution, 50 mm, vibration and shock resistant aperture f/8.0, 1.8-inch sensor size, M42-Mount
3Z4S-LE VS-MCL85/M42-10 | 934600 | 690793 | Vision lens, high resolution, 85 mm, vibration and shock resistant max aperture, 1.8-inch sensor size, M42-Mount
3Z4S-LE VS-MCL85-FNO56/M42-10 | 934600 | 690792 | Vision lens, high resolution, 85 mm, vibration and shock resistant aperture f/5.6, 1.8-inch sensor size, M42-Mount
3Z4S-LE VS-MCL85-FNO80/M42-10 | 934600 | 690791 | Vision lens, high resolution, 85 mm, vibration and shock resistant aperture f/8.0, 1.8-inch sensor size, M42-Mount
3Z4S-LE VS-TCH05-110-O | 905400 | 707667 | High-resolution telecentric lens, optical magnification 0.5 x, WD 110.8 mm, effective f/9.49, depth of field 3.04 mm, resolution 12.9 µm, 2/3 inch
3Z4S-LE VS-TCH05-65-O | 1264600 | 707607 | High-resolution telecentric lens, Optical magnification 0.5x, WD 75.3 mm, Effective f/9.42, Depth of field 3 mm, resolution 12.43 µm, Straight, 2/3 inch
3Z4S-LE VS-TCH1.5-110CO-O | 1068000 | 680556 | High-resolution telecentric lens, Optical magnification 1.5 x, WD 110.8 mm, Effective f/11.97, Depth of field 0.43 mm, resolution 5.3 µm, Coaxial, 2/3 inch
3Z4S-LE VS-TCH1.5-65-O | 733800 | 671163 | Macro lens,Optical magnification (±5%)=1.5x, WD 65 mm, straight type
3Z4S-LE VS-TCH1-65CO-O | 869200 | 685415 | High-resolution telecentric lens, Optical magnification 1.0 x, WD 65.0 mm, Effective f/9.94, Depth of field 0.8 mm, resolution 6.7 µm, Coaxial, 2/3 inch, coaxial
3Z4S-LE VS-TCH2-110-O | 891000 | 685142 | High-resolution telecentric lens, magnification 2.0x, working distance 110 mm, f/13.6, DOF 0.23 mm, chip size max 2/3 inch
3Z4S-LE VS-TCH2-65CO-O | 888900 | 699556 | High-resolution telecentric lens, magnification 2.0x, working distance 65 mm, f/13.6, DOF 0.3 mm, chip size max 2/3 inch, coaxial illumination opening 8 mm
3Z4S-LE VS-TCH4-110CO-O | 1048600 | 698581 | High-resolution telecentric lens, Optical magnification 4.0 x, WD 110.8 mm, Effective f/22.2, Depth of field 0.11 mm, resolution 3.37 µm, Coaxial, 2/3 inch
3Z4S-LE VS-TCH4-110-O | 853400 | 685414 | High-resolution telecentric lens, Optical magnification 4.0 x, WD 110.8 mm, Effective f/22.2, Depth of field 0.11 mm, resolution 3.37 µm, Straight, 2/3 inch
3Z4S-LE VS-TEV0305 | 1349600 | 684925 | Ultra High-resolution telecentric lens, Optical magnification 0.75x-0.1x, WD 133 to 114 mm, Effective f/6.8 to f/8.5, Depth of field 1.0 to 0.7 mm , resolution 6.10 to 5.69 µm, 1.1 inch
3Z4S-LE VS-TEV05075 | 1349600 | 684924 | Ultra High-resolution telecentric lens, Optical magnification 0.5x-0.75x, WD 173 to 133 mm, Effective f/5.0 to f/6.8, Depth of field 1.6 to 1.0 mm , resolution 6.71 to 6.10 µm, 1.1 inch
3Z4S-LE VS-TEV07510 | 1325100 | 684923 | Ultra High-resolution telecentric lens, Optical magnification 0.3x-0.5x, WD 221 to 125 mm, Effective f/4.3 to f/6.2, Depth of field 3.8 to 2.0 mm , resolution 9.59 to 8.39 µm, 1.1 inch
3Z4S-LT IC-MIL-20-1 | 18150 | 695318 | External on/off cables for digital lighting controllers LT-IDGB series, 1 m
3Z4S-LT IC-MIL-20-10 | 75550 | 695314 | External on/off cables for digital lighting controllers LT-IDGB series, 10 m
3Z4S-LT IC-MIL-20-2 | 24190 | 695317 | External on/off cables for digital lighting controllers LT-IDGB series, 2 m
3Z4S-LT IC-MIL-20-3 | 30250 | 695316 | External on/off cables for digital lighting controllers LT-IDGB series, 3 m
3Z4S-LT IC-MIL-20-5 | 44450 | 695315 | External on/off cables for digital lighting controllers LT-IDGB series, 5 m
3Z4S-LT IC-MIL-26-1 | 21930 | 695313 | Light control cables for digital lighting controllers LT-IDGB series, 1m
3Z4S-LT IC-MIL-26-10 | 74300 | 695306 | Light control cables for digital lighting controllers LT-IDGB series, 10 m
3Z4S-LT IC-MIL-26-2 | 27230 | 695311 | Light control cables for digital lighting controllers LT-IDGB series, 2 m
3Z4S-LT IC-MIL-26-3 | 32500 | 695310 | Light control cables for digital lighting controllers LT-IDGB series, 3 m
3Z4S-LT IC-MIL-26-5 | 45710 | 695309 | Light control cables for digital lighting controllers LT-IDGB series, 5 m
44506-2705 RK5 | 27660 | 406346 | Safety rope pull E-stop switch accessory, rope kit 5m
44506-2710 RK10 | 30930 | 406342 | Safety rope pull E-stop switch accessory, rope kit 10m
44506-2711 RK100 | 87800 | 406372 | Safety rope pull E-stop switch accessory, rope Kit 100m
44506-2715 RK15 | 32420 | 659028 | Safety rope pull E-stop switch accessory, rope Kit 15m
44506-2720 RK20 | 37540 | 406339 | Safety rope pull E-stop switch accessory, rope kit 20m
44506-2726 RK126 | 99550 | 406373 | Safety rope pull E-stop switch accessory, rope kit 126m, stainless steel
44506-2730 RK30 | 41900 | 658982 | Safety rope pull E-stop switch accessory, rope Kit 100m
44506-2750 RK50 | 55900 | 406338 | Safety rope pull E-stop switch accessory, rope kit 50m
44506-2780 RK80 | 77800 | 406374 | Safety rope pull E-stop switch accessory, rope Kit 80m
44506-3700 SM06-SL400 | 12620 | 670702 | ER5018 Safety rope pull E-stop switch accessory, replacement Lid, 24VDC
44506-3705 R5M | 4027 | 406375 | Safety rope pull E-stop switch accessory, rope only 5m
44506-3710 R10M | 6075 | 406376 | Safety rope pull E-stop switch accessory, rope only 10m
44506-3711 R100M | 28870 | 406350 | Safety rope pull E-stop switch accessory, rope only 100m
44506-3720 R20M | 8420 | 406377 | Safety rope pull E-stop switch accessory, rope only 20m
44506-3726 R126M | 36200 | 406378 | Safety rope pull E-stop switch accessory, rope only 126m
44506-3750 R50M | 15730 | 406379 | Safety rope pull E-stop switch accessory, rope only 50m
44506-3755 R500M | 153500 | 656884 | Rope only 500m
44506-4010 ER5018-021M | 51600 | 406333 | Safety rope pull E-stop switch, up to 40m, 2NC + 1NO, M20 wiring entry (3x)
44506-4030 ER5018-030M | 53250 | 406349 | Safety rope pull E-stop switch, up to 40m, 3 NC, M20 wiring entry (3x)
44506-4110 ER5018-021ME | 59550 | 406335 | Safety rope pull E-stop switch, up to 40m, 2 NC + 1NO, M20 wiring entry (3x)
44506-4120 ER5018-021NE | 50500 | 419134 | Safety rope pull E-stop switch, up to 40m, 2 NC + 1 NO, wiring 3x 1/2 in. NPT
44506-4130 ER5018-030ME | 61250 | 406353 | Safety rope pull E-stop switch, up to 40m, 3 NC, M20 wiring entry (3x)
44506-4700 SM06-TG00 | 26340 | 406344 | Safety rope pull E-stop switch accessory, tensioner gripper, stainless steel
44506-4710 SM06-EB10 | 7110 | 406354 | Safety rope pull E-stop switch accessory, eye bolt stainless steel, 8 pack
44506-4720 SM06-DL20 | 3709 | 406355 | Safety rope pull E-stop switch accessory, double loop clip, stainless steel, 4 pack
44506-4730 SM06-TB30 | 5900 | 406357 | Safety rope pull E-stop switch accessory, rope pull switch turnbuckle, stainless steel
44506-4750 SM06-SP50 | 8170 | 406345 | Safety rope pull E-stop switch accessory, spring, stainless steel
44506-4760 SM06-ES60 | 7335 | 406380 | Safety rope pull E-stop switch accessory, E-stop mechanism
44506-4770 SM06-THSS | 3540 | 406356 | Safety rope pull E-stop switch accessory, thimbler stainless steel, 4 pack
44506-4780 SM06-RPSS | 16400 | 406343 | Safety rope pull E-stop switch accessory, rope pulley, stainless steel
44506-4791 SM06-YLES | 282.5 | 406381 | Safety rope pull E-stop switch accessory, yellow e stop label
44506-5010 ER6022-021M | 61200 | 406341 | Safety rope pull E-stop switch, up to 80 m, contact 2 NC+1 NO, wiring 3 x M20
44506-5050 ER6022-031M | 69300 | 406361 | Safety rope pull E-stop switch, up to 80m, 3 NC+1 NO, M20 wiring entry (3x)
44506-5110 ER6022-021ML | 66550 | 406358 | Safety rope pull E-stop switch, up to 80m, indicator beacon, contact 2 NC+1 NO, wiring 3 x M20
44506-5150 ER6022-031ML | 75650 | 406362 | Safety rope pull E-stop switch, up to 80m, indicator beacon, contact 3 NC + 1 NO, wiring 3x M20
44506-5210 ER6022-021ME | 71700 | 406351 | Safety rope pull E-stop switch, up to 80m, E-stop, contact 2 NC+1 NO, wiring 3 x M20
44506-5250 ER6022-031ME | 76950 | 406363 | Safety rope pull E-stop switch, up to 80m, E-stop, contact 3 NC + NO, wiring 3 x M20
44506-5410 ER6022-021MEL | 95400 | 406340 | Safety rope pull E-stop switch, up to 80m, E-stop, indicator beacon, contact 2 NC+1 NO, wiring 3 x M20
44506-5450 ER6022-031MEL | 83350 | 406364 | Safety rope pull E-stop switch, up to 80m, E-stop, indicator beacon, contact 3 NC + 1 NO, wiring 3 x M20
44506-5600 XER6022-011C3 | 230500 | 406359 | Safety rope pull E-stop switch, explosion proof, die-cast, 1NC + 1NO
44506-5610 XER6022-011C3SS | 346700 | 245673 | Safety rope pull E-stop switch, explosion proof, die-cast, 1NC + 1NO
44506-5620 XER6022-020C3SS | 346700 | 245674 | Safety rope pull E-stop switch, explosion proof, die-cast, 2NC
44506-5700 SM06-SL500 | 13580 | 406382 | Safety rope pull E-stop switch accessory, replacement Lid/LED, 24VDC
44506-5710 SM06-SL510 | 20400 | 406383 | Safety rope pull E-stop switch accessory, replacement Lid/LED, 24 VDC
44506-5730 SM06-SLXER6022SS1 | 28830 | 406436 | Safety rope pull E-stop switch accessory, replacement Lid stainless steel without LED
44506-5740 SM06-SLER6022LSS1 | 35260 | 406437 | Safety rope pull E-stop switch, ER, replacement lid stainless steel with LED indicator beacon 24 VDC
44506-5810 ER6022-022MSS | 147000 | 406336 | Safety rope pull E-stop switch, up to 100 m, 2 NC + 2 NO contacts, wiring 3 x M20 stainless
44506-5830 ER6022-031MSS | 147000 | 406365 | Safety rope pull E-stop switch, up to 100 m, 3 NC contacts + 1 NO, wiring 3 x M20 stainless
44506-5850 ER6022-022MESS | 154600 | 406360 | Safety rope pull E-stop switch, up to 100m, E-stop, 2 NC + 2 NO contacts, wiring 3 x M20 stainless
44506-5870 ER6022-031MESS | 154600 | 406366 | Safety rope pull E-stop switch, up to 100m, indicator beacon, 3 NC + 1 NO contacts, wiring 3x M20 stainless
44506-5910 ER6022-022MLSS | 155600 | 406337 | Safety rope pull E-stop switch, up to 100m, indicator beacon, 2 NC + 2 NO contacts, wiring 3x M20 stainless
44506-5930 ER6022-031MLSS | 155600 | 406367 | Safety rope pull E-stop switch, up to 100m, indicator beacon, 3 NC + 1 NO contacts, wiring 3x M20 stainless
44506-5950 ER6022-022MELSS | 164200 | 406352 | Safety rope pull E-stop switch, up to 100m, E-stop, indicator beacon, 2 NC + 2 NO contacts, wiring 3 x M20 stainless
44506-5970 ER6022-031MELSS | 164200 | 406368 | Safety rope pull E-stop switch, up to 100m, E-stop, indicator beacon, 3 NC + 1 NO contacts, wiring 3 x M20 stainless
44506-6410 ER1022-042MELL | 92600 | 406347 | Safety rope pull E-stop switch, up to 125m, 4NC + 2NO, M20 wiring entry (4x), 24 VDC indicator beacon, left-sided
44506-6412 ER1022-042MELL-01 | 159400 | 685898 | Rope pull emergency stop switch, up to 125 m, 4NC + 2NO, M20 wiring entry (4x), 24 VDC indicator beacon, left-sided
44506-6510 ER1022-042MELR | 92600 | 406348 | Safety rope pull E-stop switch, up to 125m, 4NC + 2NO, M20 wiring entry (4x), 24 VDC indicator beacon, right-sided
44506-6512 ER1022-042MELR-01 | 159400 | 685897 | Rope pull emergency stop switch, up to 125 m, 4NC + 2NO, M20 wiring entry (4x), 24 VDC indicator beacon, right-sided
44506-6600 XER1022-011C3L | 292100 | 406369 | Safety rope pull E-stop switch, explosion proof, die-cast, 1NC + 1NO, left-sided
44506-6610 XER1022-011C3R | 292100 | 406370 | Safety rope pull E-stop switch, explosion proof, die-cast, 1NC + 1NO, right-sided
44506-7410 ER1032-042MEL | 134800 | 406334 | Safety rope pull E-stop switch, up to 200 m, 4NC + 2NO, M20 wiring entry (4x), 24 VDC indicator beacon, both-sided
44506-7412 ER1032-042MEL-01 | 225100 | 658983 | Safety rope pull E-stop switch, up to 200m, 4NC + 2NO, M20 wiring entry (4x), 24 VDC indicator beacon, both-sided
44506-7600 XER1032-011C3 | 313700 | 406371 | Safety rope pull E-stop switch, explosion proof, die-cast, 1NC + 1NO, both-sided
46427 | 188400 | 688398 | MG-VYT: Dielectric PVC self adhesive yellow film labels (silicon free) used for internal and external marking, precut, 5 x 12 mm, 120 labels per sheet and 6000 in a box, RoHS compliant
46927 | 156300 | 688399 | MG-VYT: Dielectric PVC self adhesive white film labels (silicon free) used for internal and external marking, precut, 5 x 12 mm, 120 labels per sheet and 6000 in a box, RoHS compliant
47096 | 143900 | 688397 | MG-TAP white legends for identifying push buttons and components rigid PVC, self extinguishing class V0: UL94, 8,2 x 27 mm, 44 legends per sheet, 2200in a box
47097 | 163300 | 688396 | MG-TAP yellow legends for identifying push buttons and components rigid PVC, self extinguishing class V0: UL94, dimension 8,2 x 27 mm, 44 legends per sheet and 2200 in a box
4710KL-05W-B39-BQ1 | 61000 | 266020
4715SL-05W-B60-UR1 | 144200 | 671735 | Fan
473166 00 | 185400 | 410090 | Output coil AD-11
4X-KITMINI | 23630 | 327250 | Mounting accessory for 3G3AX OP01 operator, IP54
5915PC-22T-B30-B00 | 86150 | 194622
5920FT-D5W-B60-D04 | 368800 | 679861 | A1000 Fan
5920PL-05W-B40-DQ1 | 197400 | 671737 | Fan
60-000031-01 | 43860 | 682516 | Cable, 3.6m, Straight, USB Interface
61-000010-02 | 20190 | 683344 | Cable, Communication, DB-9 Socket-to-DB-9 Socket, 6 ft.
61-000148-02 | 53700 | 682408 | QX Cordset, Common, M12 12-pin Socket (Screw-On) to M12 12-pin Plug (Screw-On), 3 m
61-000148-03 | 54900 | 698837 | Cordset, M12 12 Pin Plug to M12 12 Pin Socket, Right Angel Down, 3M
61-000148-04 | 54900 | 698838 | Cordset, M12 12 Pin Plug to M12 12 Pin Socket, Right Angel Up, 3M
61-000151-01 | 20220 | 682051 | Cable, Mini USB, I/O Breakout, Flying Leads, 1.8 m
61-000152-02 | 51500 | 682348 | QX Cordset, Host, Serial, M12 12-pin Plug (Screw-On) to DB-9 Socket, 1 m
61-000159-04 | 101700 | 683722 | QX Cordset, M12 12-Pin Socket-to-IB-131, RS-232/RS-485, 2 m
61-000162-02 | 51500 | 682401 | QX Cordset, Common, M12 12-pin Socket (Screw-On) to M12 12-pin Plug (Screw-On), 1 m
61-000163-03 | 53700 | 682064 | QX Cordset, Host, Ethernet, M12 8-pin Plug (Screw-On) to RJ45, 3 m
61-000165-02 | 53700 | 683074 | QX Cordset, Host, Serial M12 12-Pin Plug (Screw-On)-to-DB-9 Socket, 3 m.
61-000166-02 | 53700 | 683721 | QX Cordset, M12 12-Pin Plug (Screw-On)-to-Flying Leads, 3 m
61-000185-01 | 42320 | 684431 | Cable, M12 5-Pin Plug-to-M12 5-Pin Socket, 3 m., Shielded (for Daisy Chain)
61-000186-01 | 40260 | 682601 | Cable, M12 5-Pin Socket-to-Flying Leads, 3 m.
61-000187-01 | 70800 | 682006 | Cable, M12 5-pin Socket to Flying Leads, 5 m
61-000204-01 | 115900 | 681999 | QX Cordset, Smart Series Light to QX-1, Continuous Power
61-000218-01 | 73950 | 682076 | QX Cordset, Smart series light to QX-1, strobe, NPN
61-100029-03 | 20220 | 682378 | Cable, Daisy Chain, IB-131
61-300026-03 | 20220 | 682370 | Cable, Communication, DB-25 Plug to DB-9 Socket, 1.8 m
61-9000034-01 | 11380 | 683534 | Cable, USB A male to Micro USB B male, 1.8 m
61-9000043-01 | 36950 | 682392 | Cable, DB15 to Bus Power USB, MicroHAWK-30
61-9000045-01 | 11380 | 683531 | Cable, USB A male to Micro USB B male, 1.8 m
61-9000102-01 | 216700 | 682375 | Cable, DB15 to USB/RS232, Triggered, MicroHAWK-30 (Cable only)
61-9000132-01 | 49850 | 682147 | Cable, Adapter, HAWK 4000 to Accessory Cables/Power Supply (comes with camera)
61-9000134-02 | 99750 | 682067 | Cable, HAWK 4000 Ethernet, X-Code/RJ45 Cat 6A, 3 m
61-9000134-03 | 109600 | 682141 | Cable, HAWK 4000 Ethernet, X-Code/RJ45 Cat 6A, 5 m
61-9000135-01 | 162400 | 682056 | Y Cable, HAWK 4000 Adaptor to Smart Light and QX-1, Power, 1 m
61-9000137-01 | 162400 | 682109 | Y Cable, HAWK 4000 Adaptor to Smart Light and QX-1, Strobe, 1 m
61-9000143-01 | 14020 | 682072 | Cable, HAWK 4000 M12 to USB Female, 1 m
61-9000147-01 | 26350 | 682124 | Cable, HAWK 4000 M12 to VGA & USB, 1 m
61-9000151-01 | 60400 | 682007 | Cable, HAWK 4000 M12 to Flying Leads, 3 m (no adaptor needed)
61-9000192-01 | 93500 | 690418 | Cordset, M12 12-pin Socket to Flying Leads, High Flex, 15 m
61F-11 | 19540 | 160000 | Relay unit, floatless level controller, basic building block type
61F-11D | 18170 | 104658 | Relay unit, floatless level controller, basic building block type, low sensitivity
61F-11H | 22260 | 157407 | Relay unit, floatless level controller, basic building block type, high sensitivity
61F-11L 2KM | 23480 | 149547 | Relay unit, floatless level controller, basic building block type, long distance 2 km
61F-11L 4KM | 23480 | 145277 | Relay unit, floatless level controller, basic building block type, long distance 4 km
61F-11R | 24520 | 160001 | Relay unit, floatless level controller, basic building block type, 2-wire
61F-11T | 22260 | 145278 | Relay unit, floatless level controller, basic building block type, high temperature
61F-G3D 110/220VAC | 145700 | 147469
61F-GP-N 100AC | 46590 | 159891 | Floatless level controller, 100 VAC
61F-GP-N 110VAC | 43710 | 159892 | Floatless level controller, 110 VAC
61F-GP-N 200VAC | 40930 | 159893 | Floatless level controller, 200 VAC
61F-GP-N 230VAC | 35760 | 159981 | Floatless level controller, 230 VAC
61F-GP-N 240VAC | 30830 | 159975 | Floatless level controller, 240 VAC
61F-GP-N 24VAC | 37870 | 156249 | Floatless level controller, 24 VAC
61F-GP-N2 110VAC | 36410 | 159968 | Level sensor, conductive, miniature, plug-in, general-purpose, relay, LED indicator (requires PF083A-E socket), 110 VAC
61F-GP-N2 120VAC | 36410 | 159969
61F-GP-N2 220VAC | 36410 | 159970 | Level sensor, conductive, miniature, plug-in, general-purpose, relay, LED indicator (requires PF083A-E socket), 220 VAC
61F-GP-N2 230VAC | 36280 | 159971 | Level sensor, conductive, miniature, plug-in, general-purpose, relay, LED indicator (requires PF083A-E socket)
61F-GP-N2 24VAC | 36400 | 159972 | Level sensor, conductive, miniature, plug-in, general-purpose, relay, LED indicator (requires PF083A-E socket), 24 VAC
61F-GP-N8 100VAC | 39360 | 154064 | Level Controller
61F-GP-N8 110VAC | 36390 | 159911 | Level sensor, conductive, compact, plug-in, general-purpose, relay, LED indicator (requires PF083A-E socket), 110 VAC, 8-pin
61F-GP-N8 120AC | 39360 | 151826 | Level sensor, conductive, compact, plug-in, general-purpose, relay, LED indicator (requires PF083A-E socket), 120 VAC, 8-pin
61F-GP-N8 200VAC | 39360 | 159912 | Level sensor, conductive, compact, plug-in, general-purpose, relay, LED indicator (requires PF083A-E socket)
61F-GP-N8 230VAC | 36390 | 159913 | Level sensor, conductive, compact, plug-in, general-purpose, relay, LED indicator (requires PF083A-E socket), 230 VAC, 8-pin
61F-GP-N8 24VAC | 36390 | 159915 | Level sensor, conductive, compact, plug-in, general-purpose, relay, LED indicator (requires PF083A-E socket), 24 VAC, 8-pin
61F-GP-N8D 100VAC | 43410 | 145276 | Level sensor, conductive, plug-in type, Low Sensitivity, 100VAC
61F-GP-N8D 110VAC | 41460 | 105292 | Level sensor, conductive, compact, plug-in, low-sensitivity, relay, LED indicator (requires PF083A-E socket),110 VAC
61F-GP-N8D 120VAC | 43410 | 150671 | Level sensor, conductive, plug-in type, Low Sensitivity, 120VAC
61F-GP-N8D 200VAC | 43410 | 150672 | Level sensor, conductive, plug-in type, Low Sensitivity, 200VAC
61F-GP-N8D 220VAC | 43460 | 159916 | Level sensor, conductive, plug-in type, Low Sensitivity, 220VAC
61F-GP-N8D 230VAC | 31460 | 151827 | Level sensor, conductive, compact, plug-in, low-sensitivity, relay, LED indicator (requires PF083A-E socket), 230 VAC
61F-GP-N8D 240VAC | 43370 | 146404 | Level sensor, conductive, plug-in type, Low Sensitivity, 240VAC
61F-GP-N8D 24VAC | 34410 | 159917 | Level sensor, conductive, compact, plug-in, low-sensitivity, relay, LED indicator (requires PF083A-E socket), 24 VAC
61F-GP-N8H 100VAC | 43450 | 159918 | Level sensor, conductive, plug-in type, High Sensitivity Reverse, 100VAC
61F-GP-N8H 110VAC | 43450 | 159919 | Level sensor, conductive, compact, plug-in, high-sensitivity, relay, LED indicator (requires PF083A-E socket), 110 VAC
61F-GP-N8H 120VAC | 43450 | 159920 | Level sensor, conductive, plug-in type, High Sensitivity Reverse, 120VAC
61F-GP-N8H 200VAC | 43450 | 151828 | Level sensor, conductive, plug-in type, High Sensitivity Reverse, 200VAC
61F-GP-N8H 220VAC | 40400 | 159921 | Level sensor, conductive, compact, plug-in, high-sensitivity, relay, LED indicator (requires PF083A-E socket), 220 VAC
61F-GP-N8H 230VAC | 43060 | 105293 | Level sensor, conductive, compact, plug-in, high-sensitivity, relay, LED indicator (requires PF083A-E socket), 230 VAC
61F-GP-N8H 24VAC | 43060 | 157405 | Level sensor, conductive, compact, plug-in, high-sensitivity, relay, LED indicator (requires PF083A-E socket), 24 VAC
61F-GP-N8HY 100VAC | 43440 | 149546 | Level sensor, conductive, plug-in type, High Sensitivity standard, 100VAC
61F-GP-N8HY 110VAC | 43460 | 103054 | Level sensor, conductive, compact, plug-in, high-sensitivity, relay, LED indicator (requires PF083A-E socket)
61F-GP-N8HY 200VAC | 47160 | 147468 | Level sensor, conductive, plug-in type, High Sensitivity standard, 200VAC
61F-GP-N8HY 220VAC | 43460 | 159923 | Level sensor, conductive, compact, plug-in, high-sensitivity reverse-acting, relay, LED indicator (requires PF083A-E socket)
61F-GP-N8L 100VAC 2KM | 43450 | 159924 | Level sensor, conductive, plug-in type, Long distance 2km, 100VAC
61F-GP-N8L 100VAC 4KM | 43450 | 159931 | Level sensor, conductive, plug-in type, Long distance 4km, 100VAC
61F-GP-N8L 110VAC 2KM | 43450 | 159925 | Level sensor, conductive, compact, plug-in, long distance, relay, LED indicator (requires PF083A-E socket), 2km long-distance type, 110 VAC
61F-GP-N8L 110VAC 4KM | 43410 | 159932 | Level sensor, conductive, compact, plug-in, long distance, relay, LED indicator (requires PF083A-E socket), 4km long-distance type, 110 VAC
61F-GP-N8L 120VAC 2KM | 43450 | 143028 | Level sensor, conductive, plug-in type, Long distance 2km, 120VAC
61F-GP-N8L 120VAC 4KM | 43410 | 156247 | Level sensor, conductive, plug-in type, Long distance 4km, 120VAC
61F-GP-N8L 200VAC 2KM | 43450 | 159926 | Level sensor, conductive, plug-in type, Long distance 2km, 200VAC
61F-GP-N8L 200VAC 4KM | 43450 | 144169 | Level sensor, conductive, plug-in type, Long distance 4km, 200VAC
61F-GP-N8L 220VAC 2KM | 43450 | 159927 | Level sensor, conductive, plug-in type, Long distance 2km, 220VAC
61F-GP-N8L 220VAC 4KM | 43450 | 159933 | Level sensor, conductive, plug-in type, Long distance 4km, 220VAC
61F-GP-N8L 230VAC 2KM | 43410 | 159928 | Level sensor, conductive, compact, plug-in, long distance, relay, LED indicator (requires PF083A-E socket), 4km long-distance type, 230 VAC
61F-GP-N8L 230VAC 4KM | 43450 | 159934 | Level sensor, conductive, compact, plug-in, long distance, relay, LED indicator (requires PF083A-E socket), 4km long-distance type, 230 VAC
61F-GP-N8L 240VAC 2KM | 43450 | 159929 | Level sensor, conductive, plug-in type, Long distance 2km, 240VAC
61F-GP-N8L 240VAC 4KM | 43410 | 154065 | Level sensor, conductive, compact, plug-in, for long distance 4km
61F-GP-N8L 24VAC 2KM | 43450 | 159930 | Level sensor, conductive, compact, plug-in, long distance, relay, LED indicator (requires PF083A-E socket), 2km long-distance tape, 24 VAC
61F-GP-N8L 24VAC 4KM | 43450 | 151829 | Level sensor, conductive, compact, plug-in, long distance, relay, LED indicator (requires PF083A-E socket), 4km long-distance type, 24 VAC
61F-GP-N8R 100VAC | 43410 | 159935 | Level sensor, conductive, plug-in type, Two wired, 100VAC
61F-GP-N8R 110VAC | 43410 | 159936 | Level sensor, conductive, compact, plug-in, general-purpose 2-wire, relay, LED indicator (requires PF083A-E socket), 110 VAC
61F-GP-N8R 120VAC | 43370 | 159937 | Level sensor, conductive, plug-in type, Two wired, 120VAC
61F-GP-N8R 200VAC | 43410 | 159938 | Level sensor, conductive, plug-in type, Two wired, 200VAC
61F-GP-N8R 220VAC | 46240 | 159939 | Level sensor, conductive, plug-in type, Two wired, 220VAC
61F-GP-N8R 230VAC | 41350 | 105294 | Level sensor, conductive, compact, plug-in, general-purpose 2-wire, relay, LED indicator (requires PF083A-E socket), 230 VAC
61F-GP-N8R 240VAC | 43370 | 105295 | Level sensor, conductive, plug-in type, Two wired, 240VAC
61F-GP-N8R 24VAC | 43370 | 152915 | Level sensor, conductive, compact, plug-in, general-purpose 2-wire, relay, LED indicator (requires PF083A-E socket), 24 VAC
61F-GP-N8-V50 110VAC | 52350 | 152916 | Level sensor, conductive, plug-in, variable-sensitivity, relay, LED indicator (requires PF083A-E socket), 110 VAC
61F-GP-N8-V50 230VAC | 52350 | 159942 | Level sensor, conductive, plug-in, variable-sensitivity, relay, LED indicator (requires PF083A-E socket)
61F-GP-N8-V50 24VAC | 52350 | 156011 | Level sensor, conductive, plug-in, variable-sensitivity, relay, LED indicator (requires PF083A-E socket), 24 VAC
61F-GP-N8Y 110VAC | 43450 | 105296 | Level sensor, conductive, compact, plug-in, reverse-acting, relay, LED indicator (requires PF083A-E socket)
61F-GP-N8Y 240VAC | 43440 | 141926 | Level sensor, conductive, compact, plug-in, reverse-acting, relay, LED indicator (requires PF083A-E socket)
61F-GP-N8Y 24VAC | 43420 | 159941 | Level sensor, conductive, compact, plug-in, reverse-acting, relay, LED indicator (requires PF083A-E socket)
61F-GPN-BC 24VDC | 70350 | 143687 | Level sensor, DC Power supply, conductive, variable sensitivity, plug-in, general-purpose, relay output, LED indicator (requires PF113A-E socket), 24VDC
61F-GPN-BT 24VDC | 64350 | 159956 | Level sensor, DC Power supply, conductive, variable sensitivity, plug-in, general-purpose, transistor output, LED indicator (requires PF113A-E socket), 24VDC
61F-GP-ND 100AC | 41790 | 159895 | Floatless level controller
61F-GP-NE1 220VAC | 135500 | 683843 | Level monitoring relay, conductive, adjustable sensitivity, one level
61F-GP-NE2 220VAC | 148600 | 683842 | Level monitoring relay, conductive, adjustable sensitivity, two level
61F-GP-NH 100VAC | 48470 | 159898 | Floatless level controller
61F-GP-NH 230VAC | 48480 | 690267 | Level monitoring relay, conductive, high-sensitivity
61F-GP-NR 100VAC | 48510 | 150670 | Level sensor, conductive, plug-in type (11-pin), Two wired, 100VAC
61F-GP-NT 100VAC | 51250 | 159901
61F-GP-NT 200VAC | 48510 | 159902 | Floatless level controller
61F-GP-N-TDL 110AC | 49860 | 104968
61F-GPN-V50 110VAC | 50700 | 159951
61F-GPN-V50 120VAC | 50700 | 159952
61F-GPN-V50 220VAC | 50700 | 159953
61F-GPN-V50 240VAC | 50700 | 104969 | Level sensor, conductive, plug-in, variable-sensitivity, relay, LED indicator (requires PF083A-E socket)
61F-LS-CP08-ARA | 37890 | 707589 | Floatless level switch, plug-in, high functionality type, adjustable sensitivity, advanced operation, 8 pins, relay output, 100-240 VAC
61F-LS-CP08-ARB | 37890 | 707590 | Floatless level switch, plug-in, high functionality type, adjustable sensitivity, advanced operation, 8 pins, relay output, 24 VAC
61F-LS-CP08-NRA | 33430 | 707600 | Floatless level switch, plug-in, standard type, 8 pins, relay output, 100-240 VAC
61F-LS-CP08-SRA | 37890 | 707598 | Floatless level switch, plug-in, high functionality type, adjustable sensitivity, sequential operation, 8 pins, relay output, 100-240 VAC
61F-LS-CP08-SRB | 37890 | 707597 | Floatless level switch, plug-in, high functionality type, adjustable sensitivity, sequential operation, 8 pins, relay output, 24 VAC
61F-LS-CP11-ARA | 46800 | 707591 | Floatless level switch, plug-in, high functionality type, adjustable sensitivity, advanced operation, 11 pins, relay output, 100-240 VAC
61F-LS-CP11-BRC | 61500 | 707595 | Floatless level switch, plug-in, DC power supply type, 11 pins, relay output, 24 VDC, adjustable sensitivity, (requires PF113A-E socket)
61F-LS-CP11-BTC | 61500 | 707596 | Floatless level switch, plug-in, DC power supply type, 11 pins, transistor output, 24 VDC, adjustable sensitivity, (requires PF113A-E socket)
61F-LS-CP11-NE | 55750 | 707592 | Floatless level switch, plug-in, adjustable sensitivity, one level, 100-240 VAC
61F-LS-CP11-NRA | 42340 | 707601 | Floatless level switch, plug-in, standard type, 11 pins, relay output, 100-240 VAC
61F-LS-CP11-SRA | 46800 | 707599 | Floatless level switch, plug-in, high functionality type, adjustable sensitivity, sequential operation, 11 pins, relay output, 100-240 VAC
61F-WL-CP08-NRA | 42340 | 707593 | Water Leak Detector, plug-in, 8 pins, relay output, 100-240 VAC
61F-WL-CP11-NRA | 46800 | 707594 | Water Leak Detector, plug-in, 11 pins, relay output, 100-240 VAC
7211-1050-0002 | 300400 | 686118 | MicroHAWK ID-20, IP40 Case, USB, WVGA, 0.3 Megapixel, Mono, Standard Density, 50 mm focus, Standard Speed, 1D/2D Decoder
7211-1064-0002 | 311400 | 682483 | MicroHAWK ID-20, IP40 Case, USB, WVGA, 0.3 Megapixel, Mono, Standard Density, 64 mm focus, Standard Speed, 1D/2D Decoder
7211-1064-0003 | 467000 | 684054 | MicroHAWK ID-20, IP40 Case, USB, WVGA, 0.3 Megapixel, Mono, Standard Density, 64 mm focus, Standard Speed, X-Mode Decoder
7211-1081-0002 | 293800 | 694905 | MicroHAWK ID-20, IP40 Case, USB, WVGA, 0.3 Megapixel, Mono, Standard Density, 81 mm focus, No LED, Standard Speed, 1D/2D Decoder
7211-1102-0000 | 258700 | 682526 | MicroHAWK ID-20, IP40 Case, USB, WVGA, 0.3 Megapixel, Mono, Standard Density, 102 mm focus, Standard Speed, 1D Decoder
7211-1102-0002 | 311400 | 683857 | MicroHAWK ID-20, IP40 Case, USB, WVGA, 0.3 Megapixel, Mono, Standard Density, 102 mm focus, Standard Speed, 1D/2D Decoder
7211-1102-0005 | 651500 | 686114 | MicroHAWK ID-20, IP40 Case, USB, WVGA, 0.3 Megapixel, Mono, Standard Density, 102 mm focus, High Speed, X-Mode Decoder
7211-1102-0100 | 601400 | 687765 | MicroHAWK MV-20, IP40 Case, USB, WVGA, 0.3 Megapixel, Mono, Standard Density, 102 mm focus, No LED, AutoVISION Sensor
7211-1102-0102 | 1003500 | 687759 | MicroHAWK MV-20, IP40 Case, USB, WVGA, 0.3 Megapixel, Mono, Standard Density, 102 mm focus, No LED, AutoVISION + Visionscape
7211-1133-0000 | 258700 | 682525 | MicroHAWK ID-20, IP40 Case, USB, WVGA, 0.3 Megapixel, Mono, Standard Density, 133 mm focus, Standard Speed, 1D Decoder
7211-1190-0000 | 249700 | 684827 | MicroHAWK ID-20, IP40 Case, USB, WVGA, 0.3 Megapixel, Mono, Standard Density, 190 mm focus, Standard Speed, 1D Decoder
7211-2050-0002 | 311400 | 683952 | MicroHAWK ID-20, IP40 Case, USB, WVGA, 0.3 Megapixel, Mono, High Density, 50 mm focus, Standard Speed, 1D/2D Decoder
7211-2050-0003 | 450400 | 685003 | MicroHAWK ID-20, IP40 Case, USB, WVGA, 0.3 Megapixel, Mono, High Density, 50 mm focus, Standard Speed, X-Mode Decoder
7211-2050-0100 | 609800 | 688118 | MicroHAWK MV-20, IP40 Case, USB, WVGA, 0.3 Megapixel, Mono, High Density, 50 mm focus, No LED, AutoVISION Sensor
7212-1081-0002 | 467000 | 682462 | MicroHAWK ID-20, IP40 Case, USB, SXGA, 1.2 Megapixel, Mono, Standard Density, 81 mm focus, Standard Speed, 1D/2D Decoder
7212-1081-0003 | 467000 | 682459 | MicroHAWK ID-20, IP40 Case, USB, SXGA, 1.2 Megapixel, Mono, Standard Density, 81 mm focus, Standard Speed, X-Mode Decoder
7212-1102-0002 | 467000 | 683880 | MicroHAWK ID-20, IP40 Case, USB, SXGA, 1.2 Megapixel, Mono, Standard Density, 102 mm focus, Standard Speed, 1D/2D Decoder
7212-1102-0003 | 610400 | 688188 | MicroHAWK ID-20, IP40 Case, USB, SXGA, 1.2 Megapixel, Mono, Standard Density, 102 mm focus, No LED, Standard Speed, X-Mode Decoder
7212-1102-0005 | 812000 | 689963 | MicroHAWK ID-20, IP40 Case, USB, SXGA, 1.2 Megapixel, Mono, Standard Density, 102 mm focus, No LED, High Speed, X-Mode Decoder
7212-1102-0101 | 981900 | 688509 | MicroHAWK MV-20, IP40 Case, USB, SXGA, 1.2 Megapixel, Mono, Standard Density, 102 mm focus, No LED, AutoVISION
7212-1102-0103 | 1181200 | 683981 | MicroHAWK MV-20, IP40 Case, USB, SXGA, 1.2 Megapixel, Mono, Standard Density, 102 mm focus, AutoVISION + Verification
7212-1133-0002 | 450800 | 687257 | MicroHAWK ID-20, IP40 Case, USB, SXGA, 1.2 Megapixel, Mono, Standard Density, 133 mm focus, No LED, Standard Speed, 1D/2D Decoder
7212-1190-0101 | 981900 | 688510 | MicroHAWK MV-20, IP40 Case, USB, SXGA, 1.2 Megapixel, Mono, Standard Density, 190 mm focus, No LED, AutoVISION
7212-2050-0002 | 457200 | 689566 | MicroHAWK ID-20, IP40 Case, USB, SXGA, 1.2 Megapixel, Mono, High Density, 50 mm focus, No LED, Standard Speed, 1D/2D Decoder
7212-2064-0002 | 467000 | 683334 | MicroHAWK ID-20, IP40 Case, USB, SXGA, 1.2 Megapixel, Mono, High Density, 64 mm focus, Standard Speed, 1D/2D Decoder
7212-2102-0002 | 450400 | 684532 | MicroHAWK ID-20, IP40 Case, USB, SXGA, 1.2 Megapixel, Mono, High Density, 102 mm focus, Standard Speed, 1D/2D Decoder
7212-2102-0101 | 968000 | 687764 | MicroHAWK MV-20, IP40 Case, USB, SXGA, 1.2 Megapixel, Mono, High Density, 102 mm focus, No LED, AutoVISION
7212-2102-0103 | 1151600 | 687757 | MicroHAWK MV-20, IP40 Case, USB, SXGA, 1.2 Megapixel, Mono, High Density, 102 mm focus, No LED, AutoVISION + Verification
7212-2102-0104 | 1304900 | 687763 | MicroHAWK MV-20, IP40 Case, USB, SXGA, 1.2 Megapixel, Mono, High Density, 102 mm focus, No LED, AutoVISION + Verification + Visionscape
7212-2190-0102 | 1153400 | 685449 | MicroHAWK MV-20, IP40 Case, USB, SXGA, 1.2 Megapixel, Mono, High Density, 190 mm focus, AutoVISION + Visionscape
7212-3064-0100 | 814100 | 688027 | MicroHAWK MV-20, IP40 Case, USB, SXGA, 1.2 Megapixel, Mono, Ultra High Density, 64 mm focus, No LED, AutoVISION Sensor
7212-3400-0102 | 1204800 | 687761 | MicroHAWK MV-20, IP40 Case, USB, SXGA, 1.2 Megapixel, Mono, Ultra High Density, 400 mm focus, No LED, AutoVISION + Visionscape
7213-1102-0003 | 508000 | 688189 | MicroHAWK ID-20, IP40 Case, USB, QSXGA, 5 Megapixel, Color, Standard Density, 102 mm focus, No LED, Standard Speed, X-Mode Decoder
7213-1102-0100 | 651500 | 687760 | MicroHAWK MV-20, IP40 Case, USB, QSXGA, 5 Megapixel, Color, Standard Density, 102 mm focus, No LED, AutoVISION Sensor
7213-1102-0101 | 867200 | 687762 | MicroHAWK MV-20, IP40 Case, USB, QSXGA, 5 Megapixel, Color, Standard Density, 102 mm focus, No LED, AutoVISION
7213-1102-0102 | 1053400 | 687758 | MicroHAWK MV-20, IP40 Case, USB, QSXGA, 5 Megapixel, Color, Standard Density, 102 mm focus, No LED, AutoVISION + Visionscape
721-YE104 | 7595 | 237909 | Servo control connector
721YE203 | 7935 | 176168
721-YE205 | 10950 | 176166
72MDm4MDm4005K | 41940 | 696256 | Ethernet cable, PVC, M12 plug (D-coding, male) to M12 plug (D-coding, male), 0.5 m, green
72MDm4MDm4010K | 50100 | 696255 | Ethernet cable, PVC, M12 plug (D-coding, male) to M12 plug (D-coding, male), 1 m, green
72MDm4MDm4020K | 66700 | 696254 | Ethernet cable, PVC, M12 plug (D-coding, male) to M12 plug (D-coding, male), 2 m, green
72MDm4MDm4030K | 83250 | 696253 | Ethernet cable, PVC, M12 plug (D-coding, male) to M12 plug (D-coding, male), 3 m, green
72MDm4MDm4050K | 116100 | 696252 | Ethernet cable, PVC, M12 plug (D-coding, male) to M12 plug (D-coding, male), 5 m, green
72MDm4MDm4100K | 132700 | 696251 | Ethernet cable, PVC, M12 plug (D-coding, male) to M12 plug (D-coding, male), 10 m, green
72MDm4Rm4005K | 38560 | 696233 | Ethernet cable, PVC, M12 plug (D-coding, male) to RJ45, 0.5 m, green
72MDm4Rm4010K | 46780 | 696261 | Ethernet cable, PVC, M12 plug (D-coding, male) to RJ45, 1 m, green
72MDm4Rm4020K | 63300 | 696260 | Ethernet cable, PVC, M12 plug (D-coding, male) to RJ45, 2 m, green
72MDm4Rm4030K | 79850 | 696259 | Ethernet cable, PVC, M12 plug (D-coding, male) to RJ45, 3 m, green
72MDm4Rm4050K | 112700 | 696258 | Ethernet cable, PVC, M12 plug (D-coding, male) to RJ45, 5 m, green
72MDm4Rm4100K | 129200 | 696257 | Ethernet cable, PVC, M12 plug (D-coding, male) to RJ45, 10 m, green
72MNf4010 | 69850 | 696250 | Power cable, PVC, 7/8 inch socket (female) to discrete wire, straight, 1 m
72MNf4020 | 73400 | 696249 | Power cable, PVC, 7/8 inch socket (female) to discrete wire, straight, 2 m
72MNf4050 | 84450 | 696248 | Power cable, PVC, 7/8 inch socket (female) to discrete wire, straight, 5 m
72MNf4100 | 102600 | 696247 | Power cable, PVC, 7/8 inch socket (female) to discrete wire, straight, 10 m
72MNf4MNm4010 | 90750 | 696242 | Power cable, PVC, 7/8 inch socket (female) to 7/8 inch plug (male), straight, 1 m
72MNf4MNm4020 | 94450 | 696241 | Power cable, PVC, 7/8 inch socket (female) to 7/8 inch plug (male), straight, 2 m
72MNf4MNm4050 | 105300 | 696240 | Power cable, PVC, 7/8 inch socket (female) to 7/8 inch plug (male), straight, 5 m
72MNf4MNm4100 | 123600 | 696239 | Power cable, PVC, 7/8 inch socket (female) to 7/8 inch plug (male), straight, 10 m
72MNfL4010 | 77850 | 696246 | Power cable, PVC, 7/8 inch socket (female) to discrete wire, right angle, 1 m
72MNfL4020 | 81300 | 696245 | Power cable, PVC, 7/8 inch socket (female) to discrete wire, right angle, 2 m
72MNfL4050 | 92250 | 696244 | Power cable, PVC, 7/8 inch socket (female) to discrete wire, right angle, 5 m
72MNfL4100 | 110500 | 696243 | Power cable, PVC, 7/8 inch socket (female) to discrete wire, right angle, 10 m
72MNfL4MNmL4010 | 106500 | 696238 | Power cable, PVC, 7/8 inch socket (female) to 7/8 inch plug (male), right angle, 1 m
72MNfL4MNmL4020 | 110200 | 696237 | Power cable, PVC, 7/8 inch socket (female) to 7/8 inch plug (male), right angle, 2 m
72MNfL4MNmL4050 | 121200 | 696236 | Power cable, PVC, 7/8 inch socket (female) to 7/8 inch plug (male), right angle, 5 m
72MNfL4MNmL4100 | 139400 | 696235 | Power cable, PVC, 7/8 inch socket (female) to 7/8 inch plug (male), right angle, 10 m
7313-1000-0003 | 760800 | 683538 | MicroHAWK ID-30, IP54 Case, 5 VDC, USB, QSXGA, 5 Megapixel, Color, Standard Density, Autofocus, No LED, Standard Speed, X-Mode Decoder
7411-1000-1003 | 903100 | 684931 | MicroHAWK ID-40, IP65 Case, 24 VDC, Ethernet, WVGA, 0.3 Megapixel, Mono, Standard Density, Autofocus, Red LED, Standard Speed, X-Mode Decoder
7411-1000-1005 | 1102500 | 682245 | MicroHAWK ID-40, IP65 Case, 24 VDC, Ethernet, WVGA, 0.3 Megapixel, Mono, Standard Density, Autofocus, Red LED, High Speed, X-Mode Decoder
7411-2000-1005 | 1093200 | 682329 | MicroHAWK ID-40, IP65 Case, 24 VDC, Ethernet, WVGA, 0.3 Megapixel, Mono, High Density, Autofocus, Red LED, High Speed, X-Mode Decoder
7412-2050-1101 | 1269500 | 685714 | MicroHAWK MV-40, IP65 Case, 24 VDC, Ethernet, SXGA, 1.2 Megapixel, Mono, High Density, 50 mm focus, Red LED, AutoVISION
7412-4000-2101 | 1405700 | 686086 | MicroHAWK MV-40, IP65 Case, 24 VDC, Ethernet, SXGA, 1.2 Megapixel, Mono, Long Range, Autofocus, White LED, AutoVISION
7500-5-LT | 4834800 | 683345 | LVS-7500 5" External System W/LT
7510P-5-ZT610-203DPI | 6777600 | 683342 | LVS-7510-5-ZT610-203DPI, Integrated W/Zebra ZT610 203 DPI Printer
7510P-5-ZT610-203DPI-PP | 7936900 | 683341 | LVS-7510-5-ZT610-203DPI, Integrated W/Zebra ZT610 203 DPI Printer, with Rewinder
7510P-5-ZT610-300DPI | 6942500 | 683348 | LVS-7510-5-ZT610-300DPI, Integrated W/Zebra ZT610 300 DPI Printer
7510P-5-ZT610-300DPI-PP | 7138400 | 683340 | LVS-7510-5-ZT610-300DPI, Integraded W/Zebra ZT610 300 DPI Printer, with Rewinder
7510P-8-220XI4-300DPI | 9782100 | 683349 | LVS-7510-8-220XI4-300DPI, Integrated W/Zebra Xi220 Printer
7510P-8-T8308 | 10050300 | 683346 | LVS-7510 8" W/LT, PRINTRONIX T8308, Integrated W/Printer
7510P-8-ZT620-300DPI | 7978000 | 683339 | LVS-7510-5-ZT620-300DPI, Integrated W/Zebra ZT620 300 DPI Printer
7510P-8-ZT620-300DPI-PP | 8071100 | 683338 | LVS-7510-5-ZT620-300DPI, Integrated W/Zebra ZT620 300 DPI Printer, with Rewinder
8011-0000-0100 | 1954300 | 683390 | HAWK MV-4000-03, 0.3 MP (640x480), Mono, AV Sensor
8011-0000-0101 | 2138200 | 683398 | HAWK MV-4000-03, 0.3 MP (640x480), Mono, AV
8011-0000-0102 | 2321600 | 683407 | HAWK MV-4000-03, 0.3 MP (640x480), Mono, AV+VS
8011-0000-0103 | 2536500 | 682251 | HAWK MV-4000-03, 0.3 MP (640x480), Mono, AV+Verif./OCV
8011-0000-0104 | 2688100 | 682260 | HAWK MV-4000-03, 0.3 MP (640x480), Mono, AV+VS+Verif./OCV
8012-0000-0100 | 2370300 | 683399 | HAWK MV-4000-13, 1.3 MP (1280x1024), Mono, AV Sensor
8012-0000-0101 | 2771200 | 682605 | HAWK MV-4000-13, 1.3 MP (1280x1024), Mono, AV
8012-0000-0102 | 2321600 | 683395 | HAWK MV-4000-13, 1.3 MP (1280x1024), Mono, AV+VS
8012-0000-0103 | 2992100 | 682244 | HAWK MV-4000-13, 1.3 MP (1280x1024), Mono, AV+Verif./OCV
8012-0000-0104 | 3141600 | 682252 | HAWK MV-4000-13, 1.3 MP (1280x1024), Mono, AV+VS+Verif./OCV
8013-0000-0100 | 2659700 | 683411 | HAWK MV-4000-20, 2.0 MP (1920x1200), Mono, AV Sensor
8013-0000-0101 | 2843300 | 683396 | HAWK MV-4000-20, 2.0 MP (1920x1200), Mono, AV
8013-0000-0102 | 3284400 | 682453 | HAWK MV-4000-20, 2.0 MP (1920x1200), Mono, AV+VS
8013-0000-0103 | 3309300 | 682262 | HAWK MV-4000-20, 2.0 MP (1920x1200), Mono, AV+Verif./OCV
8013-0000-0104 | 3458800 | 682250 | HAWK MV-4000-20, 2.0 MP (1920x1200), Mono, AV+VS+Verif./OCV
8014-0000-0100 | 3079900 | 683394 | HAWK MV-4000-50, 5.0 MP (2592x2048), Mono, AV Sensor
8014-0000-0101 | 3263300 | 683402 | HAWK MV-4000-50, 5.0 MP (2592x2048), Mono, AV
8014-0000-0102 | 3740300 | 682452 | HAWK MV-4000-50, 5.0 MP (2592x2048), Mono, AV+VS
8014-0000-0103 | 3767900 | 682255 | HAWK MV-4000-50, 5.0 MP (2592x2048), Mono, AV+Verif./OCV
8014-0000-0104 | 3917300 | 682256 | HAWK MV-4000-50, 5.0 MP (2592x2048), Mono, AV+VS+Verif./OCV
8015-0000-0100 | 2061000 | 683420 | HAWK MV-4000-03C, 0.3 MP (640x480), Color, AV Sensor
8015-0000-0101 | 2244500 | 683410 | HAWK MV-4000-03C, 0.3 MP (640x480), Color, AV
8015-0000-0102 | 2428400 | 683387 | HAWK MV-4000-03C, 0.3 MP (640x480), Color, AV+VS
8016-0000-0100 | 2476700 | 683408 | HAWK MV-4000-13C, 1.3 MP (1280x1024), Color, AV Sensor
8016-0000-0101 | 2660400 | 683386 | HAWK MV-4000-13C, 1.3 MP (1280x1024), Color, AV
8016-0000-0102 | 3086100 | 682681 | HAWK MV-4000-13C, 1.3 MP (1280x1024), Color, AV+VS
8017-0000-0100 | 2766200 | 683389 | HAWK MV-4000-20C, 2.0 MP (1920x1200), Color, AV Sensor
8017-0000-0101 | 2949900 | 683409 | HAWK MV-4000-20C, 2.0 MP (1920x1200), Color, AV
8017-0000-0102 | 3133600 | 683388 | HAWK MV-4000-20C, 2.0 MP (1920x1200), Color, AV+VS
8017-0000-0104 | 3309300 | 684467 | HAWK MV-4000-20C, 2.0 MP (1920x1200), Color, AV+VS+VERIF/OCV
8018-0000-0100 | 3186400 | 683400 | HAWK MV-4000-50C, 5.0 MP (2592x2048), Color, AV Sensor
8018-0000-0101 | 3370100 | 683405 | HAWK MV-4000-50C, 5.0 MP (2592x2048), Color, AV
8018-0000-0102 | 3553200 | 683401 | HAWK MV-4000-50C, 5.0 MP (2592x2048), Color, AV+VS
82599-0010 OS32C-DK | 1768400 | 355127
82611-0010 CM-EIP-1 | 126300 | 364929 | G9SP EIP communications option
8PFA | 3703 | 113516 | Socket, DIN rail/surface mounting, 8-pin, screw terminals
8PFA1 | 3703 | 113517 | Socket, DIN rail/surface mounting, 8-pin, screw terminals
900-192-121-001 | 45410 | 700719 | UL Type 1 Kit Q2Ax2004~2042 and 4002~4023
900-192-121-002 | 48480 | 700718 | UL Type 1 Kit Q2Ax2056 and 4031~4038
900-192-121-003 | 74600 | 700717 | UL Type 1 Kit Q2Ax2070 and 4044~4060
900-192-121-004 | 84300 | 700716 | UL Type 1 Kit Q2Ax2082
900-192-121-005 | 135600 | 700715 | UL Type 1 Kit Q2Ax2110 and 4075
900-192-121-006 | 181400 | 700714 | UL Type 1 Kit Q2Ax2138 and 4089~4103
900-192-121-007 | 199100 | 700713 | UL Type 1 Kit Q2Ax2169 and 4140~4168
900-192-121-008 | 229900 | 700712 | UL Type 1 Kit Q2Ax2211
900-192-121-009 | 293500 | 700711 | UL Type 1 Kit Q2Ax2257~2313 and 4208~4296
900-192-121-010 | 390300 | 700710 | UL Type 1 Kit Q2Ax2360 and 4371 / 4389
900-192-933-001 | 32540 | 684852 | Door mounting kit for keypad JVOP-KPLxxxxxxx, screw mounitng
900-192-933-002 | 32540 | 684853 | Door mounting kit for keypad JVOP-KPLxxxxxxx, stud mounting
900-193-209-001 | 12500 | 685997 | Heatsink External Mounting Kit Q2A 4002~4023
900-193-209-002 | 15030 | 685998 | Heatsink External Mounting Kit Q2A 4031~4038
900-193-209-003 | 15030 | 685999 | Heatsink External Mounting Kit Q2A 4044~4060
9510-5-1.75 | 3215900 | 682529 | LVS-9510 Verifier, 1.75" FoV
9510-5-3.0 | 3215900 | 682319 | LVS-9510 Verifier, 3" FoV
9510-5-4.0 | 3215900 | 682357 | LVS-9510 Verifier, 4" FoV
9510-5-4.5 | 3215900 | 682336 | LVS-9510 Verifier, 4.5" FoV
9510-5-6.250 | 3215900 | 682386 | LVS-9510 Verifier, 6.25" FoV
9570-1D-5 | 2163500 | 702581 | LVS-9570 Roller 1D Codes
9570-C-5 | 2964400 | 682075 | LVS-9570 Roller, 1D & 2D Codes
9580-1D-3 | 2181500 | 682159 | LVS-9580 Handheld, 1D Barcode Verification
9580-2D-3 | 2348900 | 682636 | LVS-9580 Handheld, 2D Barcode Verification
9580-C-3 | 3031600 | 682403 | LVS-9580 Handheld, 1D & 2D Barcode Verification
9580-DPM | 3352800 | 682325 | LVS-9580 Handheld, 1D, 2D & DPM Barcode Verification
9580-DPM-HD | 3352800 | 684444 | LVS-9585 Handheld, 1D, 2D & DPM Dome and 30 degree lighting, high density
9580-I-3 | 3009500 | 708743 | LVS-9580 Handheld, 1D & 2D Barcode Verification, Ikea suppliers
9580-I-DPM | 3328000 | 708731 | LVS-9580 Handheld, 1D, 2D & DPM Barcode Verification, Ikea Suppliers
9585-DPM | 3772000 | 682389 | LVS-9585 Handheld, 1D, 2D & DPM Dome and 30 degree lighting
9585-DPM-HD | 3773100 | 684443 | LVS-9585 Handheld, 1D, 2D & DPM Barcode Verification, high density
9585-I-DPM | 3742300 | 708744 | LVS-9585 Handheld, 1D, 2D & DPM Dome and 30 degree lighting, Ikea suppliers
96PSA-A90W19OT-3 | 16050 | 692769 | Power supply, ADP A/D 100-240 V, 90 W, 19 V W/PFC
97-000011-01 | 52650 | 682362 | Power Supply, 100 to 240 VAC, +5 VDC, 5-pin, USA/EUR Plug
97-000011-02 | 52650 | 682360 | Power Supply, 100 to 240 VAC, +5 VDC, 2PN PLG, USA/EUR Plug
97-000012-01 | 78600 | 682321 | Power Supply, 100 to 240 VAC, +24 VDC, M12 12-pin Socket
97-000012-02 | 86250 | 682385 | Power Supply, 100 to 240 VAC, +24 VDC, TRK 3-pin, USA/EUR Plug
97-000012-04 | 74750 | 689993 | QX Power Supply, 24 V DC, M12 12-pin Plug, USA /Euro Plug
97-9000006-01 | 20220 | 682361 | Power Supply, 5 V for use with 61-9000037-01 and 61-9000038-01 cables
98-000016-01 | 67200 | 682395 | Kit, 15 cm Mounting Arm/Adapter, MS-820, QX-830, QX-870
98-000037-01 | 34750 | 682340 | Mounting Arm Extension Kit, 15 cm, All Readers
98-000054-01 | 20190 | 683720 | Kit, Mounting Stand Base Plate
98-000057-02 | 13450 | 682364 | Kit, Bracket, Through-Hole Mount, MS-2, MS-3, MINI
98-000059-01 | 13450 | 682396 | Kit, Bracket, Angle Mount, MS-2, MS-3, MINI
98-000060-01 | 13450 | 682341 | Kit, Bracket, Side Mount, MS-2, MS-3, MINI
98-000088-01 | 31400 | 682026 | Kit, Right Angle Mirror, MS-4/Mini HAWK/Vision MINI
98-000103-02 | 110100 | 682333 | QX-1 Interface Device
98-000133-01 | 46530 | 703469 | Cat 6 Ethernet cable, jack screws to RJ45, high flex, 2 m
98-000134-01 | 65050 | 682022 | Cat 6 Ethernet cable, jack screws to RJ45, high flex, 5 m
98-000134-02 | 83050 | 703470 | Cat 6 Ethernet cable, jack screws to RJ45, high flex, 7 m
98-000142-01 | 448900 | 682684 | VS GigE PCIe I/O Card, 16 Inputs/16 Outputs, PNP with Cable & Terminal
98-000144-01 | 48150 | 682008 | Kit, RA Mirror, QX, HAWK
98-000222-01 | 914700 | 682596 | VS GigE Camera, 5 MP Mono, CMGC50, 2592x1944 Pixels, CMOS
98-000228-01 | 630600 | 689331 | Smart Series Pharmalite, 60°, Dark Field, White, M12 Connector
98-000265-01 | 266600 | 682034 | AV Verif. Calibration Card with NIST-Traceable Measurement Report
98-000265-02 | 126600 | 682152 | AV Verif. Calibration Card
98-200026-02 | 47010 | 682383 | Kit, Right Angle Mirror, MS-820/QX-830
98-500006-01 | 13450 | 683439 | Kit,Mounting Plate, MS710, QX830, 870
98-9000039-03 | 314900 | 682637 | Demo Kit Microhawk, no units
98-9000043-01 | 42570 | 682048 | Kit, Diffuser, MicroHAWK 30/40
98-9000045-03 | 69100 | 708908 | V/F 4x0-F Red high brightness standard LED installation kit
98-9000047-01 | 14570 | 682142 | Kit, 1/4-20 Camera Mount, MicroHAWK
98-9000049-01 | 59350 | 682388 | Kit, Cable, DB15 to Ext. Power/USB, w/Power Supply, MicroHAWK-30, ** Includes PN:61-9000038-01 and PN:97-9000006-01
98-9000051-01 | 20220 | 682085 | Kit, Window, MicroHAWK-30/40
98-9000054-01 | 58350 | 682318 | Kit, Mounting, APG, MS-4, MINI, MicroHAWK
98-9000057-01 | 67200 | 683329 | Kit, RA Mirror, MicroHAWK 20
98-9000062-01 | 17690 | 689144 | KIT, Polarizer, Microhawk MV+ID 20
98-9000064-01 | 8995 | 682368 | Kit, Isolation Mounting, M3, MicroHAWK ID-30/40
98-9000077-01 | 5550 | 702878 | Kit, Diffuser, MicroHAWK ID-20/MV-20
98-9000083-01 | 42570 | 682400 | Kit, Red Filter, MicroHAWK, 30 & 40
98-9000084-01 | 42570 | 682353 | Kit, Blue Filter, MicroHAWK, 30 & 40
98-9000092-01 | 284000 | 682482 | KIT, PCB0230-PCB POP 7500/9575 Drver
98-9000093-01 | 438600 | 683354 | Kit, ENC0044-ENC 785PPR 24" Cable
98-9000095-01 | 843200 | 683333 | Kit, 8" Reader W/CAB, Printronix
98-9000098-01 | 813100 | 685531 | Kit, 8" Reader W/CAB, Zebra 170XI
98-9000100-01 | 501900 | 688026 | KIT, 5" sensor white molex conn
98-9000101-01 | 84200 | 683419 | Kit P/S0057-P/S 24 V 0.62 A, 7500LTIU
98-9000102-01 | 20190 | 683391 | Kit Cab0770-Cab USB 2.0 A-B W/Ferrite Core
98-9000103-01 | 20190 | 683327 | Kit, CAB0605-CAB USB 2.0 A-B W/Ferrite Core
98-9000105-01 | 189400 | 683330 | Kit, PCB0228-PCB POP 7500 SMU w/Relays
98-9000120-01 | 243800 | 682019 | Kit, Bracket, MAX 300 to HAWK 4000
98-9000121-01 | 136400 | 682023 | Kit, Bracket, DOAL to HAWK 4000
98-9000122-01 | 136400 | 682049 | Kit, Bracket, Ring 60/70 to HAWK 4000
98-9000123-01 | 136400 | 682078 | Kit, Bracket, Ring 100 to HAWK 4000
98-9000129-01 | 70800 | 682024 | Kit, Polarizer, MicroHAWK 30/40, External
98-9000131-01 | 70800 | 683438 | KIT, YAG Filter, MicroHAWK
98-9000132-01 | 67650 | 682014 | Kit, ESD-Safe Window, MicroHAWK
98-9000137-01 | 729800 | 682164 | Assy., Smart Series, Pharmalite and Bracket for HAWK MV-4000
98-9000155-01 | 129200 | 682060 | IP67 Lens Cover for HAWK 4000, 50 mm length
98-9000156-01 | 129200 | 682138 | IP67 Lens Cover for HAWK 4000, 70 mm length
98-9000162-01 | 24290 | 700893 | USB 2.0 Cable, 2 m . for LVS-958x
98-9000165-01 | 267800 | 683072 | Lens, C-mount, 8 mm, High resolution, up to 2/3" chip size
98-9000167-01 | 121400 | 683701 | Lens, C-mount, 6 mm, Standard resolution, up to 2/3" chip size
98-9000168-01 | 111600 | 682683 | Lens, C-mount, 9 mm, standard resolution, 2/3" Sensor
98-9000178-01 | 486800 | 682112 | Lens, Liquid, C-Mount, f/4, 25 mm, 2/3" Sensor, I2C Interface
98-9000179-01 | 486800 | 682106 | Lens, Liquid, C-Mount, f/2.8, 16 mm, 2/3" Sensor, I2C Interface
98-9000181-01 | 20440 | 684545 | Kit, Power supply for cradle / charger, HDS-3678, A/C Power Cord Required
98-9000185-01 | 102200 | 684544 | 4 Slot Battery charger, HDS-3678, Power Supply Required
98-9000186-01 | 30050 | 682223 | Stand, Intelligent, HS-360X
98-9000200-01 | 150400 | 682330 | LVS-9580/9585 Adjustable Stand Mounting for use with AMSCOPE BSS-140
98-9000209-01 | 60500 | 682264 | Universal Mount, HAWK 4000
98-9000224-01 | 20450 | 687031 | Battery, Spare, HDS-3678
98-9000235-01 | 38830 | 708941 | Kit, service, 6" video cable, LVS7500
98-9000235-01 | 38820 | 685484 | Kit, Service, 6" Video Cable, LVS7500
98-9000236-01 | 1391600 | 708957 | Kit, Service, LVS 7500 Readhead, 5
98-9000236-01 | 1391600 | 685483 | Kit, Service, LVS 7500 Readhead, 5
98-9000237-01 | 38830 | 708940 | Kit, service, 8" video cable, LVS7500
98-9000237-01 | 38820 | 685482 | Kit, Service, 8" Video Cable, LVS7500
98-9000239-01 | 18940 | 692740 | QX-1 Field-Wireable M12 4 Pin Plug for any Trigger Source or Photo Sensor
98-9000240-01 | 48120 | 707744 | LVS 7510 cable for 5" sensor
98-9000301-01 | 35610 | 703466 | R-70 Smart series ring light polarizer kit
98-9000302-01 | 57950 | 703465 | R-100 Smart series ring light polarizer kit
98-9000306-01 | 102500 | 708901 | V/F 430-F Red high brightness ring light LED light installation kit
98-92800371 | 57800 | 682680 | Lens, Polarizing Filter, 25.5 mm, P 0.5
98-CAB0605 | 10340 | 682702 | USB 2.0 Cable, 1.8 m, for LVS-9510
98-CAB0620 | 27880 | 682706 | USB 2.0 Cable, 3 m . for LVS-958x
98-CAB0631 | 27880 | 682698 | USB 2.0 Cable, 1.8 m for LVS-9570 (with thumbscrews)
98-CAL0021 | 206800 | 683524 | Kit, Calibration card LVS-7000 10mil
98-CAL020 | 263500 | 682377 | LVS Calibration Conformance Test Card, 9570/9580/9510 EAN/UPC dated
98-CAL020-01 | 263500 | 682332 | LVS Calibration Conformance Test Card, 9570/9580/9510 EAN/UPC undated
98-CAL021-01 | 263500 | 682146 | Calibration Conformance Test Card, 128 undated
98-CAL022-01 | 305100 | 691026 | LVS 958X HD Calibration conformance test card, Data Matrix, undated
98-CAL023-01 | 297500 | 707390 | Conformance calibration standard test card for ISO/IEC Data Matrix & GS1 DataMatrix - UNDATED
98-CAL024-01 | 49940 | 684488 | Kit, Cal Conformance Testcard, 7510 5", undated
98-CAL025-01 | 65050 | 684486 | Calibration Conformance Testcard, 7510 8", undated
98-LVS0076 | 1611100 | 682638 | LVS-95XX IQ-OQ Validation Procedure Guideline
98-LVS0077 | 1611100 | 682323 | Validation IQ-OQ Guidelines for v.4.3 and later software (with 25 test cards)
98-LVS0092A | 1611100 | 682699 | 7500 IQ/OQ Validation Procedure Guidelines
98-LVS0092B | 1611100 | 682703 | 7510 IQ/OQ Validation Procedure Guidelines
98-LVS0367 | 275200 | 688028 | Light tower Interface unit LVS 75xx
98-LVS-VTC | 230700 | 702584 | LVS-95XX Validation Test Cards (IQ-OQ Challenge Labels) for use with 98-LVS0077 - To be used as replacement cards only.
98-P/S0115 | 47980 | 684521 | LVS-75XX Power supply, 5 VDC
98-P/S107 | 25320 | 682517 | Power supply for LVS-9510, 12 VDC
98-PCB0236 | 171900 | 686998 | PCB Pop Light Tray for LVS-9510
98-PNL046 | 24750 | 689500 | Top Cover Lit for LVS 9510
98-SOF0039 | 268600 | 683694 | LVS-9510 Software Upgrade Option: Multi-Sector Verification
98-SOF0044 | 1611800 | 698602 | License dongle for LVS software operation without hardware, training and demo purposes
98-SOF0056 | 163100 | 683693 | LVS-95xx Software Upgrade Option: Automatic Login Feature
98-SOF0069 | 1074100 | 683861 | LVS-9580 Software Upgrade Option: 1D only to both 1D&2D
98-SOF0088 | 374900 | 683692 | Software Upgrade Option: EAIV (Enhanced Application Identifier Verification)
98-SOF0094 | 1074100 | 682598 | LVS-9580 Software Upgrade Option: 2D only to both 1D&2D
98-SOF0095 | 509300 | 683691 | LVS-9580 Upgrade (1D/2D to DPM)
98-SOF0096 | 870000 | 683397 | LVS-9570 Upgrade (1D to 1D&2D)
98-WIN0035 | 67200 | 682704 | Clear Window Replacement, for LVS-9510 (window only)
98-WIN0036 | 67200 | 682099 | Red Window Replacement, for LVS-9510 (window only)
98-WIN0044 | 27270 | 685708 | Clear Replacement Window for LVS-958x
98-WIN042 | 27880 | 682705 | Red Replacement Window for LVS-9580
99-000018-01 | 103400 | 682356 | IB-131 Interface Box
99-9000016-01 | 54000 | 702961 | ASSY, PHOTOSENSOR, VIS, NPN, LIGHT-ON/DARK-ON, M12 CONNECTOR
9SG5724A5D63 | 403800 | 688438 | 9SG5724A5D63 FAN DC24V TYP 2.6A
A1000-CAVPC232-EE | 7830 | 241953 | PC connection cable. RS232 PC tool connection cable.
A1000-FIA2052-RE | 73850 | 328917 | A1000 footprint RFI filter, 52 A, 3~ 200 VAC: 2A0030 - 2A0040
A1000-FIA2068-RE | 104400 | 328918 | A1000 footprint RFI filter, 68 A, 3~ 200 VAC: 2A0056
A1000-FIA2096-RE | 118500 | 328919 | A1000 footprint RFI filter, 96 A, 3~ 200 VAC: 2A0069 - 2A0081
A1000-FIA3024-RE | 36600 | 328908 | A1000 footprint RFI filter, 24 A, 3~ 200 VAC: 2A0004 - 2A0021, 3~ 400 VAC: 4A0002 - 4A0023
A1000-FIA3024-RE-IT | 39150 | 364822 | Inverter accessories emc filters g1000 series
A1000-FIA3024-RE-LL | 35900 | 668137 | A1000 noise filter 400V 24A, low leakage
A1000-FIA3024-SE | 31950 | 679458 | A1000 footprint RFI filter, 24 A, 3~ 200 VAC: 2A0004 - 2A0021, 3~ 400 VAC: 4A0002 - 4A0023
A1000-FIA3044-RE | 77350 | 328909 | A1000 footprint RFI filter, 44 A, 3~ 400 VAC: 4A0031 - 4A0038
A1000-FIA3044-RE-IT | 82750 | 364823
A1000-FIA3044-SE | 67500 | 679456 | A1000 footprint RFI filter, 44 A, 3~ 400 VAC: 4A0031 - 4A0038
A1000-FIA3052-RE | 95500 | 328910 | A1000 footprint RFI filter, 52 A, 3~ 400 VAC: 4A0044
A1000-FIA3052-SE | 83400 | 679457 | A1000 footprint RFI filter, 52 A, 3~ 400 VAC: 4A0044
A1000-FIA3071-RE | 125300 | 328911 | A1000 footprint RFI filter, 71 A, 3~ 400 VAC: 4A0058 - 4A0088
A1000-FIA3071-RE-IT | 147500 | 353986
A1000-FIA3105-RE | 161600 | 328912 | A1000 footprint RFI filter, 105 A, 3~ 400 VAC: 4A0088 - 4A0139
A1000-FIA3105-RE-IT | 191000 | 353987
A1000-FIA3170-RE | 317300 | 328913 | A1000 footprint RFI filter, 170 A, 3~ 400 VAC: 4A0139 - 4A0208
A1000-FIA3170-RE-IT | 374200 | 353988
A1000-FIA3300-RE | 530200 | 328914 | A1000 footprint RFI filter, 300 A, 3~ 400 VAC: 4A0208 - 4A0362
A1000-FIA3480-RE | 795100 | 328915 | A1000 footprint RFI filter, 480 A, 3~ 400 VAC: 4A0362 - 4A0515
A1000-FIA3660-RE | 901100 | 328916 | A1000 footprint RFI filter, 660 A, 3~ 400 VAC: 4A0675
A1000-FIV1010-RE | 11480 | 234925 | V1000 footprint RFI filter, 10 A, 1~ 200 VAC, for 0.12 to 0.55 kW drives
A1000-FIV1010-RE-IT | 12740 | 241677 | J1000/V1000 footprint RFI filter, 10A, 200 VAC, single phase, for 0.12 to 0.55KW drives
A1000-FIV1010-RE-LL | 11480 | 241692 | J1000/V1000 footprint RFI filter, 10 A, 200 VAC, 1-phase, for 0.12 to 0.55 kW drives
A1000-FIV1010-SE | 9040 | 246710 | Q2V/V1000/J1000 footprint RFI filter, 10A, 200 VAC, single phase, for 0.12 to 0.55KW drives
A1000-FIV1010-SE-LL | 9040 | 386159 | Q2V/V1000/J1000 Low Leakage Current footprint RFI filter, 10A, 200 VAC, single phase, for 0.12 to 0.55KW drives.
A1000-FIV1020-RE | 17180 | 234926 | V1000 footprint RFI filter, 20 A, 1~ 200 VAC, for 1.1 to 1.5 kW drives
A1000-FIV1020-RE 23cm cable | 24780 | 342680
A1000-FIV1020-RE-IT | 19030 | 241678 | J1000/V1000 footprint RFI filter, 20A, 200 VAC, single phase, for 1.1 to 1.5KW drives
A1000-FIV1020-RE-LL | 17180 | 241693 | J1000/V1000 footprint RFI filter, 20 A, 200 VAC, 1-phase, for 1.1 to 1.5 kW drives
A1000-FIV1020-SE-LL-Q | 13500 | 693907 | Q2V/V1000/J1000 Low Leakage Current footprint RFI filter, 20A, 200 VAC, single phase, for 1.1 to 1.5KW drives
A1000-FIV1020-SE-Q | 13500 | 693906 | Q2V/V1000/J1000 footprint RFI filter, 20A, 200 VAC, single phase, for 1.1 to 1.5KW drives
A1000-FIV1030-RE | 23580 | 234927 | V1000 footprint RFI filter, 30 A, 1~ 200 VAC, for 2.2 kW drives
A1000-FIV1030-RE-IT | 26130 | 241679 | V1000 footprint RFI filter, 30A, 200 VAC, single phase, for 2.2KW drives
A1000-FIV1030-RE-LL | 23580 | 241694 | V1000 footprint RFI filter, 30 A, 200 VAC, 1-phase, for 2.2 kW drives
A1000-FIV1030-RE-UL | 21230 | 241709 | V1000 footprint RFI filter, 30A, 200 VAC, single phase, for 2.2KW drives
A1000-FIV1030-SE-LL-Q | 18550 | 693909 | Q2V/V1000 Low Leakage Current footprint RFI filter, 30A, 200 VAC, single phase, for 2.2KW drives
A1000-FIV1030-SE-Q | 18550 | 693908 | Q2V/V1000 footprint RFI filter, 30A, 200 VAC, single phase, for 2.2KW drives
A1000-FIV1040-RE | 35950 | 234928 | V1000 footprint RFI filter, 40 A, 1~ 200 VAC, for 4.0 kW drives
A1000-FIV1040-RE-IT | 39850 | 241680 | V1000 footprint RFI filter, 40A, 200 VAC, single phase, for 4.0KW drives
A1000-FIV1040-RE-LL | 35950 | 241695 | V1000 footprint RFI filter, 40 A, 200 VAC, 1-phase, for 4.0 kW drives
A1000-FIV1040-RE-UL | 32360 | 241710 | V1000 footprint RFI filter, 40A, 200 VAC, single phase, for 4.0KW drives
A1000-FIV1040-SE | 28290 | 246713 | Q2V/V1000 footprint RFI filter, 40A, 200 VAC, single phase, for 4.0KW drives
A1000-FIV1040-SE-LL | 28290 | 386162 | Q2V/V1000 Low Leakage Current footprint RFI filter, 40A, 200 VAC, single phase, for 4.0KW drives
A1000-FIV2010-RE | 60700 | 234933 | V1000 footprint RFI filter, 10 A, 3~ 200 VAC, for 0.12 to 1.1 kW drives
A1000-FIV2010-RE-IT | 54650 | 241681 | J1000/V1000 footprint RFI filter, 10A, 200 VAC, three phase, for 0.12 to 1.1KW drives
A1000-FIV2010-RE-LL | 69000 | 241696 | J1000/V1000 footprint RFI filter, 10A, 200 VAC, three phase, for 0.12 to 1.1KW drives
A1000-FIV2010-RE-UL | 54650 | 241711 | J1000/V1000 footprint RFI filter, 10A, 200 VAC, three phase, for 0.12 to 1.1KW drives
A1000-FIV2010-SE-LL | 47720 | 386163 | Q2V/V1000 Low Leakage Current footprint RFI filter, 10A, 200 VAC, three phase, for up 1.1KW drives.
A1000-FIV2010-SE-V1 | 47720 | 385715 | Q2V/V1000 footprint RFI filter, 10A, 200 VAC, three phase, for up 1.1KW drives
A1000-FIV2020-RE | 72950 | 234934 | V1000 footprint RFI filter, 20 A, 3~ 200 VAC, for 1.5 to 2.2 kW drives
A1000-FIV2020-RE-IT | 71250 | 241682 | J1000/V1000 footprint RFI filter, 20A, 200 VAC, three phase, for 1.5 to 2.2KW drives
A1000-FIV2020-RE-LL | 82900 | 241697 | J1000/V1000 footprint RFI filter, 20 A, 200 VAC, 3-phase, for 1.5 to 2.2 kW drives
A1000-FIV2020-RE-UL | 80950 | 241712 | J1000/V1000 footprint RFI filter, 20A, 200 VAC, three phase, for 1.5 to 2.2KW drives
A1000-FIV2020-SE | 57350 | 246720 | Q2V/V1000/J1000 footprint RFI filter, 20 A, 200 VAC, 3-phase, for 1.5 to 2.2 kW drives
A1000-FIV2020-SE-LL | 57350 | 386164 | Q2V/V1000/J1000 Low Leakage Current footprint RFI filter, 20 A, 200 VAC, 3-phase, for 1.5 to 2.2 kW drives
A1000-FIV2030-RE | 72950 | 234935 | V1000 footprint RFI filter, 30 A, 3~ 200 VAC, for 4.0 kW drives
A1000-FIV2030-RE-IT | 80950 | 241683 | J1000/V1000 footprint RFI filter, 30A, 200 VAC, three phase, for 4.0KW drives
A1000-FIV2030-RE-LL | 82900 | 241698 | J1000/V1000 footprint RFI filter, 30A, 200 VAC, three phase, for 4.0KW drives
A1000-FIV2030-RE-UL | 65700 | 241713 | J1000/V1000 footprint RFI filter, 30A, 200 VAC, three phase, for 4.0KW drives
A1000-FIV2030-SE | 57350 | 246721 | Q2V/V1000/J1000 footprint RFI filter, 30 A, 200 VAC, 3-phase, for 4.0 kW drives
A1000-FIV2030-SE-LL | 57350 | 386165 | Q2V/V1000/J1000 Low Leakage Current footprint RFI filter, 30 A, 200 VAC, 3-phase, for 4.0 kW drives
A1000-FIV2060-RE | 104800 | 236940 | V1000 footprint RFI filter, 60 A, 3~ 200 VAC, for 5.5 to 7.5 kW drives
A1000-FIV2060-RE-IT | 82900 | 241684 | V1000 footprint RFI filter, 60A, 200 VAC, three phase, for 5.5 to 7.5KW drives
A1000-FIV2060-RE-LL | 104800 | 241699 | V1000 footprint RFI filter, 60A, 200 VAC, three phase, for 5.5 to 7.5KW drives
A1000-FIV2060-SE-V1 | 72350 | 392487 | Q2V/V1000 footprint RFI filter, 52 A, 3-phase 200 VAC, for 5.5 to 7.5 kW drives
A1000-FIV2080-RE | 167900 | 241542 | V1000 footprint RFI filter, 80 A, 3~ 200 VAC, for 11 kW drives
A1000-FIV2080-RE-IT | 133300 | 241685 | V1000 footprint RFI filter, 80A, 200 VAC, three phase, for 11KW drives
A1000-FIV2080-RE-LL | 136500 | 241700 | V1000 footprint RFI filter, 80A, 200 VAC, three phase, for 11KW drives
A1000-FIV2080-SE-V1 | 116500 | 385716 | Q2V/V1000 footprint RFI filter, 68 A, 3-phase 200 VAC, for 11 kW drives
A1000-FIV2100-RE | 167900 | 236941 | V1000 footprint RFI filter, 100 A, 3~ 200 VAC, for 15 kW drives
A1000-FIV2100-RE-IT | 133300 | 241686 | V1000 footprint RFI filter, 100A, 200 VAC, three phase, for 15KW drives
A1000-FIV2100-RE-LL | 167900 | 241701 | V1000 footprint RFI filter, 100A, 200 VAC, three phase, for 15KW drives
A1000-FIV2100-SE-V1 | 116500 | 385717 | Q2V/V1000 footprint RFI filter, 80 A, 3-phase 200 VAC, for 15 kW drives
A1000-FIV3005-RE | 26600 | 234929 | V1000 footprint RFI filter, 5 A, 3~ 400 VAC, for 0.37 to 0.55 kW drives
A1000-FIV3005-RE-IT | 29500 | 241687 | J1000/V1000 footprint RFI filter, 5A, 400 VAC, three phase, for 0.37 to 0.55KW drives
A1000-FIV3005-RE-LL | 26600 | 241702 | J1000/V1000 footprint RFI filter, 5A, 400 VAC, 3-phase, for 0.37 to 0.55 kW drives
A1000-FIV3005-SE | 20930 | 246714 | Q2V/V1000/J1000 footprint RFI filter, 5A, 400 VAC, three phase, for 0.37 to 0.55KW drives
A1000-FIV3005-SE-LL | 20930 | 386166 | Q2V/V1000/J1000 Low Leakage Current footprint RFI filter, 5A, 400 VAC, three phase, for 0.37 to 0.55KW drives
A1000-FIV3010-RE | 31810 | 234930 | V1000 footprint RFI filter, 10 A, 3~ 400 VAC, for 1.1 to 3.0 kW drives
A1000-FIV3010-RE-IT | 31050 | 241688 | J1000/V1000 footprint RFI filter, 10 A, 400 VAC, 3-phase, for 1.1 to 3.0 kW drives
A1000-FIV3010-RE-LL | 31810 | 241703 | J1000/V1000 footprint RFI filter, 10 A, 400 VAC, 3-phase, for 1.1 to 3.0 kW drives
A1000-FIV3010-SE-LL-Q | 25030 | 693911 | Q2V/V1000/J1000 Low Leakage Current footprint RFI filter, 10A, 400 VAC, three phase, for 1.1 to 3.0KW drives
A1000-FIV3010-SE-Q | 25030 | 693910 | Q2V/V1000/J1000 footprint RFI filter, 10A, 400 VAC, three phase, for 1.1 to 3.0KW drives
A1000-FIV3020-RE | 37890 | 234931 | V1000 footprint RFI filter, 20 A, 3~ 400 VAC, 4.0 kW drives
A1000-FIV3020-RE-IT | 42050 | 241689 | J1000/V1000 footprint RFI filter, 20A, 400 VAC, three phase, 4.0KW drives
A1000-FIV3020-RE-LL | 37890 | 241704 | J1000/V1000 footprint RFI filter, 20 A, 400 VAC, 3-phase, 4.0 kW drives
A1000-FIV3020-SE-LL-Q | 29840 | 693913 | Q2V/V1000/J1000 Low Leakage Current footprint RFI filter, 20A, 400 VAC, three phase, 4.0KW drives
A1000-FIV3020-SE-Q | 29840 | 693912 | Q2V/V1000/J1000 footprint RFI filter, 20A, 400 VAC, three phase, 4.0KW drives
A1000-FIV3030-RE | 44140 | 234932 | V1000 footprint RFI filter, 30 A, 3~ 400 VAC, for 5.5 to 7.5 kW drives
A1000-FIV3030-RE-IT | 43090 | 241690 | V1000 footprint RFI filter, 30A, 400 VAC, three phase, for 5.5 to 7.5KW drives
A1000-FIV3030-RE-LL | 44140 | 241705 | V1000 footprint RFI filter, 30 A, 400 VAC, 3-phase, for 5.5 to 7.5 kW drives
A1000-FIV3030-SE-LL | 34730 | 386169 | Q2V/V1000 Low Leakage Current footprint RFI filter, 30A, 400 VAC, three phase, 5,5kW and 7,5kW drives
A1000-FIV3030-SE-V1 | 34730 | 385718 | Q2V/V1000 footprint RFI filter, 30A, 400 VAC, three phase, 5,5kW and 7,5kW drives.
A1000-FIV3050-RE | 94100 | 236939 | V1000 footprint RFI filter, 50 A, 3~ 400 VAC, for 11 to 15 kW drives
A1000-FIV3050-RE-IT | 104300 | 241691 | V1000 footprint RFI filter, 50A, 400 VAC, three phase, for 11 to 15KW drives
A1000-FIV3050-RE-LL | 94100 | 241706 | V1000 footprint RFI filter, 50 A, 400 VAC, 3-phase, for 11 to 15 kW drives
A1000-FIV3050-SE-LL | 73900 | 386170 | Q2V/V1000 Low Leakage Current footprint RFI filter, 50A, 400 VAC, three phase, 11kW and 15kW drives.
A1000-FIV3050-SE-V2 | 73900 | 685947 | Q2V/V1000 Current footprint RFI filter, 50A, 400 VAC, three phase, 11kW and 15kW drives.
A1000-REJ0K10750-IE | 11670 | 250566 | Braking Resistor for J1000, 750 Ohm
A1000-REJ0K15062-IE | 8235 | 250565 | Braking Resistor for J1000, 62 Ohms
A1000-REJ0K15070-IE | 8235 | 250564 | Braking Resistor for J1000, 70 Ohms
A1000-REJ0K15100-IE | 8235 | 250563 | Braking Resistor for J1000, 100 Ohm
A1000-REJ0K15200-IE | 8235 | 250562 | Braking Resistor for J1000, 200 Ohm
A1000-REJ0K15300-IE | 8235 | 250561 | Braking Resistor for J1000, 300 Ohm
A1000-REJ0K15400-IE | 8235 | 250560 | Braking Resistor for J1000, 400 Ohm
A1000-REV00K4020-IE | 12750 | 241660 | Braking Resistor, 20 ohm
A1000-REV00K4030-IE | 12770 | 241659 | Braking Resistor, 30 ohm
A1000-REV00K4100-IE | 11780 | 239854 | Braking Resistor, 100 ohm
A1000-REV00K5075-IE | 13700 | 239855 | Braking Resistor, 75 ohm
A1000-REV00K6013-IE | 20830 | 241661 | Braking Resistor, 13 ohm
A1000-REV00K6050-IE | 18910 | 239856 | Braking Resistor, 50 ohm
A1000-REV00K9010-IE | 36690 | 241662 | Braking Resistor, 10 ohm
A1000-REV00K9040-IE | 33390 | 239857 | Braking Resistor, 40 ohm
A1000-REV00K9132-IE | 49070 | 281442
A1000-REV02K0010-IE | 86000 | 241825 | Braking Resistor, 10 ohm
A1000-REV04K0032-IE | 153800 | 241631 | Braking Resistor, 32 ohm
A16-1 | 2873 | 160076 | Switch unit, SPDT, 5 A (125 VAC)/ 3 A (230 VAC), solder terminal
A16-12DA | 13230 | 143851 | LED, 12 VDC, blue
A16-12DG | 3336 | 160003 | LED, 12 VDC, green
A16-12DR | 3336 | 160004 | LED, 12 VDC, red
A16-12DSG | 2768 | 160022 | LED, 12 VDC, green, superbright
A16-12DSR | 2768 | 160023 | LED, 12 VDC, red, superbright
A16-12DSW | 2334 | 160024 | LED, 12 VDC, white, superbright
A16-12DW | 3898 | 160005 | LED, 12 VDC, white
A16-12DY | 2334 | 160006 | LED, 12 VDC, yellow
A16-1NGN | 2746 | 150291 | Neon lamp, 110 VAC, green
A16-1NRN | 2003 | 160015 | Neon lamp, 110 VAC, red
A16-1P | 5005 | 160078 | Switch unit, SPDT, 5 A (125 VAC)/ 3 A (230 VAC), PCB terminal
A16-2 | 4531 | 160077 | Switch unit, DPDT, 5 A (125 VAC)/ 3 A (230 VAC), solder terminal
A16-24DA | 12830 | 160018 | LED, 24 VDC, blue
A16-24DG | 2936 | 160007 | LED, 24 VDC, green
A16-24DPW | 6095 | 328969 | LED, 24 VDC, pure white
A16-24DR | 2936 | 149210 | LED, 24 VDC, red
A16-24DSG | 3589 | 160020 | LED, 24 VDC, green, superbright
A16-24DSR | 3221 | 143445 | LED, 24 VDC, red, superbright
A16-24DSW | 3589 | 105995 | LED, 24 VDC, white, superbright
A16-24DSY | 3221 | 160021 | LED, 24 VDC, yellow, superbright
A16-24DW | 3589 | 160008 | LED, 24 VDC, white
A16-24DY | 2936 | 160009 | LED, 24 VDC, yellow
A16-2NGN | 2746 | 160016 | Neon lamp, 220 VAC, green
A16-2NRN | 2496 | 160017 | Neon lamp, 220 VAC, red
A16-2P | 6535 | 160079 | Switch unit, DPDT, 5 A (125 VAC)/ 3 A (230 VAC), PCB terminal
A16-2S | 15730 | 160037 | Switch unit, DPDT, 5 A (125 VAC)/ 3 A (230 VAC)
A165-AGA-2 | 6700 | 160645
A165-ARM-1 | 6285 | 160132
A165-CAA | 2430 | 153633 | IP65 case for pushbutton unit, square, latching
A165-CAM | 1921 | 144899 | IP65 case for pushbutton unit, square, momentry or indicator
A165-CJA | 2390 | 160033 | IP65 case for pushbutton unit, rectangular, latching
A165-CJM | 1991 | 160034 | IP65 case for pushbutton unit, rectangular, momentary or indicator
A165-CTA | 2354 | 160035 | IP65 case for pushbutton unit, round, latching
A165-CTM | 1991 | 160036 | IP65 case for pushbutton unit, round, momentary or indicator
A16-5DA | 4689 | 160019 | LED, 5 VDC, blue
A16-5DG | 3336 | 160011 | LED, 5 VDC, green
A16-5DR | 3221 | 160012 | LED, 5 VDC, red
A16-5DSG | 2334 | 160025 | LED, 6 VDC, green
A16-5DSR | 2334 | 160026 | LED, 6 VDC, red
A16-5DSY | 2756 | 160027 | LED, 6 VDC, yellow
A16-5DW | 3934 | 160013 | LED, 5 VDC, white
A16-5DY | 3336 | 160014 | LED, 5 VDC, yellow
A165E-01 | 3491 | 160648 | SPST-NC contact block for A165E Emergency stop switch
A165E-01L | 3537 | 160650
A165E-02 | 7130 | 160649 | DPST-NC contact block for A165E Emergency stop switch
A165E-02L | 8765 | 144467 | Emergency stop switch(16mm), illuminated
A165E-LM | 13950 | 673737 | Emergency Stop Switch illuminated Operation Unit ,40 mm dia.
A165E-LM-24D-02 | 23700 | 160651 | Emergency stop switch, illuminated, 40mm dia, push-lock/turn-reset, DPST-NC, 24 VDC
A165E-LS | 9635 | 160647 | Emergency stop switch, 30mm dia, push-lock/turn-reset, SPST-NC, 24 VDC
A165E-LS-24D-01 | 19980 | 160652 | Emergency stop switch, illuminated, 30mm dia, push-lock/turn-reset, SPST-NC, 24 VDC
A165E-LS-24D-02 | 24010 | 103317 | Emergency stop switch, illuminated, 30mm dia, push-lock/turn-reset, DPST-NC, 24 VDC
A165E-M-02 | 18640 | 160653 | Emergency stop switch, non-illuminated, 40mm dia, push-lock/turn-reset, DPST-NC
A165E-M-03U | 26050 | 148126 | Emergency stop switch, non-illuminated, 40mm dia, push-lock/turn-reset, TPST-NC
A165E-S | 8870 | 153220 | Emergency stop switch, non-illuminated, 30mm dia, push-lock / turn-reset
A165E-S-01 | 17280 | 142199 | Emergency stop switch, non-illuminated, 30mm dia, push-lock/turn-reset, SPST-NC
A165E-S-01(STOP) | 15270 | 670995 | Emergency stop switch, non-illuminated, 30mm dia, push-lock/turn-reset, SPST-NC
A165E-S-02 | 20700 | 142200 | Emergency stop switch, non-illuminated, 30mm dia, push-lock/turn-reset, DPST-NC
A165E-S-02 (STOP) | 15270 | 155715 | Emergency stop switch, non-illuminated, 30mm dia, push-lock/turn-reset, DPST-NC
A165E-S-02-PK | 20750 | 677889 | Emergency stop switch, non-illuminated, 30 mm dia, push-lock/turn-reset, DPST-NC, Arrows and text printed in pink
A165E-S-03U | 26980 | 103725 | Emergency stop switch, non-illuminated, 30mm dia, push-lock/turn-reset, TPST-NC
A165E-S-03U-S | 25090 | 202123 | Emergency stop switch, non-illuminated, 30mm dia, push-lock/turn-reset, 3PST-NC
A165E-SGR-02 | 23320 | 384216 | Emergency Stop Switch, 30 dia., non-lighted, gray, DPST-NC
A165-JBM-2 | 6380 | 160136 | Pushbutton complete, dia. 16 mm, non-lighted, rectangular, black, momentary operation, IP65, DPDT contact block, solder terminal
A165K-A2AL | 14100 | 160655 | Selector switch,square, key-type, 2 notches, spring return, IP65, key release left side only
A165K-A2M | 14100 | 155169 | Selector switch, square, key-type, 2 notches, maintained, IP65, key release both positions
A165K-A2M-2 | 13050 | 105576 | Selector switch complete, square, key-type, 2 notches, manual reset, IP65, key release in both position, with DPDT contact block and solder terminals
A165K-A2ML | 17940 | 160656 | Selector switch, square, key-type, 2 notches, maintained, IP65, key release left side only
A165K-A2ML-1 | 19930 | 154361 | Selector switch, square, key-type, 2 notches, maintained, IP65, SPDT, key release left side only
A165K-A2ML-2 | 17250 | 160680 | Selector switch complete, square, key-type, 2 notches, manual reset, IP65, key release at left position, with DPDT contact block and solder terminals
A165K-A2MR | 14100 | 160657 | Selector switch, square, key-type, 2 notches, maintained, IP65, key release right side only
A165K-A3AC | 14100 | 149867 | Selector switch, square, key-type, 3 notches, spring return left to centre, IP65, key release centre only
A165K-A3M | 14100 | 160658 | Selector switch, square, key-type, 3 notches, maintained, key release centre only
A165K-A3MAC | 18160 | 190993
A165K-A3MAL | 15250 | 225526
A165K-A3MC | 17790 | 160659 | Selector switch, square, key-type, 3 notches, maintained, IP65, key release centre only
A165K-A3MC-2 | 17250 | 142202
A165K-A3ML | 17330 | 160660 | Selector switch, square, key-type, 3 notches, maintained, IP65, key release centre only
A165K-A3MR | 17330 | 160661 | Selector switch, square, key-type, 3 notches, maintained, IP65, key release centre only
A165K-J2AL | 18660 | 160662 | Selector switch, rectangular, key-type, 2 notches, spring return, IP65, key release left side only
A165K-J2M | 18660 | 160663 | Selector switch, rectangular, key-type, 2 notches, maintained, IP65, key release both positions
A165K-J2M-1 | 17890 | 103320 | Key-type selector switch, 16mm mounting, rectangular, 2 position, manual reset, SPDT, key release in left and right position
A165K-J2ML | 18660 | 160664 | Selector switch, rectangular, key-type, 2 notches, maintained, IP65, key release left side only
A165K-J2ML-1 | 19380 | 160684
A165K-J2ML-2 | 19940 | 160685 | Key-type selector switch, 16mm mounting, rectangular, 2 position, manual reset, DPDT, key release in left position
A165K-J2MR | 15270 | 160665 | Selector switch, rectangular, key-type, 2 notches, maintained, IP65, key release right side only
A165K-J3AC | 18830 | 160666 | Selector switch, rectangular, key-type, 3 notches, maintained, IP65, key release in all positions
A165K-J3M | 18470 | 142201 | Selector switch, rectangular, key-type, 3 notches, maintained, IP65, key release in all positions
A165K-J3M-2 | 18530 | 146602
A165K-J3MC | 17330 | 160667 | Selector switch, rectangular, key-type, 3 notches, maintained, IP65, key release in Central position
A165K-J3ML | 17330 | 148777 | Selector switch, rectangular, key-type, 3 notches, maintained, IP65, key release in Left position
A165K-J3ML-2 | 20880 | 160688
A165K-J3MR | 17330 | 160668
A165K-KEY | 2617 | 160654 | Spare key for A165K switches
A165K-T2AL | 17790 | 160669 | Selector switch, rectangular, key-type, 2 notches, maintained, IP65, key release in Left position
A165K-T2M | 17940 | 146601 | Selector switch, round, key-type, 2 notches, maintained, IP65, key release both positions
A165K-T2M-1 | 17890 | 149868 | Selector switch complete, round, key-type, 2 notches, SPDT switch unit, manual reset, IP65, key release both sides
A165K-T2M-2 | 22930 | 160692 | Selector switch complete, round, key-type, 2 notches, DPDT switch unit, manual reset, IP65, key release both sides
A165K-T2ML | 14100 | 160670 | Selector switch, round, key-type, 2 notches, maintained, IP65, key release left side only
A165K-T2ML-1 | 17890 | 143293 | Selector switch, round, key-type, 2 notches,SPDT switch unit, maintained, IP65, key release left side only
A165K-T2ML-2 | 22930 | 152140 | Selector switch complete, round, key-type, 2 notches, DPDT switch unit, maintained, IP65, key release left side only
A165K-T2MR | 17940 | 160671 | Selector switch, round, key-type, 2 notches, maintained, IP65, key release right side only
A165K-T3AC | 18700 | 160672 | Selector switch, round, key-type, 3 notches, maintained, IP65, key release central position
A165K-T3AMC | 14100 | 339932 | Selector switch, round, key-type, 3 notches, mixed operation, IP65, key release centre only
A165K-T3M | 18140 | 160673 | Selector switch, round, key-type, 3 notches, maintained, IP65, key release in all positions
A165K-T3M-2 | 18530 | 160695 | Selector switch complete, round, key-type, 3 notches, manual reset, IP65, key release in right, left, center position, with DPDT contact block and solder terminals
A165K-T3MAG | 7780 | 238984
A165K-T3MAL | 15250 | 225527
A165K-T3MC | 18140 | 160674 | Selector switch, round, key-type, 3 notches, maintained, IP65, key release in central position
A165K-T3MC-2 | 20770 | 160696 | Selector switch complete, round, key-type, 3 notches, manual reset, IP65, key release in center position, with DPDT contact block and solder terminals
A165K-T3ML | 17330 | 160675 | Selector switch, round, key-type, 3 notches, maintained, IP65, key release in left position
A165K-T3MR | 17330 | 160676 | Selector switch, round, key-type, 3 notches, maintained, IP65, key release in right position
A165L-AA | 1948 | 149212 | Pushbutton, illuminated, square, IP65, blue
A165L-AAM-24D-1 | 9230 | 155166
A165L-AB | 1075 | 156986 | Pushbutton, illuminated, square, IP65, black
A165L-AG | 1948 | 160044 | Pushbutton, illuminated, square, IP65, green
A165L-AGA-24D-2 | 7280 | 160162 | Pushbutton complete, dia. 16 mm, lighted LED 24 VDC, square, green, alternate operation, IP65, DPDT contact block, solder terminal
A165L-AGM-24D-1 | 6545 | 160170 | Pushbutton complete, dia. 16 mm, lighted LED 24 VDC, square, green, momentary operation, IP65, SPDT contact block, solder terminal
A165L-AGN | 1883 | 160072 | Pushbutton, illuminated, square, IP65, green for neon only
A165L-AGY | 1075 | 160045 | Pushbutton, illuminated, square, IP65, green for LED only
A165L-AR | 1948 | 160046 | Pushbutton, illuminated, square, IP65, red
A165L-ARA-24D-2 | 7280 | 160180
A165L-ARM-24D-1 | 6545 | 149216 | Pushbutton complete, dia. 16 mm, lighted LED 24 VDC, square, red, momentary operation, IP65, SPDT contact block, solder terminal
A165L-ARN | 1075 | 160071 | Pushbutton, illuminated, square, IP65, red for neon only
A165L-AW | 1948 | 103807 | Pushbutton, illuminated, square, IP65, white
A165L-AWA-24D-2 | 7280 | 160198
A165L-AWM-24D-1 | 6420 | 146023
A165L-AWM-24D-2 | 7280 | 160206
A165L-AWM-5D-1 | 6695 | 160208
A165L-AY | 1948 | 160047 | Pushbutton, illuminated, square, IP65, yellow
A165L-AYM-24D-1 | 6545 | 158179
A165L-JA | 1809 | 154779 | Pushbutton, illuminated, rectangular, IP65, blue
A165L-JAA-24D-1 | 10050 | 160607
A165L-JAA-24D-2 | 10960 | 160608
A165L-JAM-24D-2 | 12480 | 104140 | Pushbutton complete, dia. 16 mm, lighted LED 24 VDC, rectangular, blue, momentary operation, IP65, DPDT contact block, solder terminal
A165L-JB | 2129 | 160043 | Pushbutton, illuminated, rectangular, IP65, black
A165L-JG | 1809 | 144900 | Pushbutton, illuminated, rectangular, IP65, green
A165L-JGA-24D-1 | 7270 | 160239
A165L-JGA-24D-2 | 8145 | 160240
A165L-JGA-5D-2 | 8695 | 160243
A165L-JGM-24D-1 | 9440 | 151390 | Pushbutton complete, dia. 16 mm, lighted LED 24 VDC, rectangular, green, momentary operation, IP65, SPDT contact block, solder terminal
A165L-JGM-24D-2 | 7815 | 160246 | Pushbutton complete, dia. 16 mm, lighted LED 24 VDC, rectangular, green, momentary operation, IP65, DPDT contact block, solder terminal
A165L-JGN | 1075 | 160070 | Pushbutton, illuminated, rectangular, IP65, green for neon only
A165L-JGY | 1809 | 160048 | Pushbutton, illuminated, rectangular, IP65, green for LED only
A165L-JR | 1809 | 160049 | Pushbutton, illuminated, rectangular, IP65, red
A165L-JRA-24D-1 | 7270 | 152557
A165L-JRA-5D-2 | 8695 | 156995
A165L-JRM-12D-1 | 8540 | 142645
A165L-JRM-24D-1 | 9090 | 160259 | Pushbutton complete, dia. 16 mm, lighted LED 24 VDC, rectangular, red, momentary operation, IP65, SPDT contact block, solder terminal
A165L-JRM-24D-2 | 7815 | 160260 | Pushbutton complete, dia. 16 mm, lighted LED 24 VDC, rectangular, red, momentary operation, IP65, DPDT contact block, solder terminal
A165L-JW | 1809 | 160050 | Pushbutton, illuminated, rectangular, IP65, white
A165L-JWA-24D-1 | 7270 | 160268
A165L-JWA-5D-2 | 8695 | 160272
A165L-JWM-24D-1 | 9440 | 160275 | Pushbutton complete, dia. 16 mm, lighted LED 24 VDC, rectangular, white, momentary operation, IP65, SPDT contact block, solder terminal
A165L-JWM-24D-2 | 10810 | 160276 | Pushbutton complete, dia. 16 mm, lighted LED 24 VDC, rectangular, white, momentary operation, IP65, DPDT contact block, solder terminal
A165L-JWM-5D-2 | 10810 | 160279 | Pushbutton complete, dia. 16 mm, lighted LED 5 VDC, rectangular, white, momentary operation, IP65, DPDT contact block, solder terminal
A165L-JY | 1809 | 160051 | Pushbutton, illuminated, rectangular, IP65, yellow
A165L-JYM-24D-1 | 7395 | 156998 | Pushbutton complete, dia. 16 mm, lighted LED 24 VDC, rectangular, yellow, momentary operation, IP65, SPDT contact block, solder terminal
A165L-JYM-24D-2 | 7320 | 150295 | Pushbutton complete, dia. 16 mm, lighted LED 24 VDC, rectangular,yellow, momentary operation, IP65, DPDT contact block, solder terminal
A165L-TA | 2046 | 160052 | Pushbutton, illuminated, round, IP65, blue
A165L-TAM-24D-2 | 11730 | 142198 | Pushbutton complete, dia. 16 mm, lighted LED 24 VDC, round projected, blue, momentary operation, IP65, DPDT contact block, solder terminal
A165L-TB | 1220 | 149211 | Pushbutton, illuminated, round, IP65, black
A165L-TG | 1853 | 160053 | Pushbutton, illuminated, round, IP65, green
A165L-TGA-24D-1 | 7270 | 160310
A165L-TGA-24D-2 | 8145 | 160311 | Pushbutton complete, dia. 16 mm, lighted lamp 24 VAC/VDC, round, green, momentary operation, IP65, DPDT contact block, solder terminal
A165L-TGM-12D-1 | 8540 | 152559
A165L-TGM-24D-1 | 6945 | 160318 | Pushbutton complete, dia. 16 mm, lighted LED 24 VDC, round projected, green, momentary operation, IP65, SPDT contact block, solder terminal
A165L-TGM-24D-2 | 8160 | 160319 | Pushbutton complete, dia. 16 mm, lighted LED 24 VDC, round projected, green, momentary operation, IP65, DPDT contact block, solder terminal
A165L-TGM-5D-2 | 9445 | 151392
A165L-TGN | 1866 | 151385 | Pushbutton, illuminated, round, IP65, green for neon only
A165L-TGY | 1912 | 160054 | Pushbutton, illuminated, round, IP65, green for LED only
A165L-TPY | 1525 | 250369 | Pushbutton, illuminated, round, IP65, yellow for LED only
A165L-TR | 1853 | 160055 | Pushbutton, illuminated, round, IP65, red
A165L-TRA-24D-2 | 8145 | 160325
A165L-TRM-24D-2 | 7815 | 160335 | Pushbutton complete, dia. 16 mm, lighted LED 24 VDC, round projected, red, momentary operation, IP65, DPDT contact block, solder terminal
A165L-TRN | 1883 | 160073 | Pushbutton, illuminated, round, IP65, red for neon only
A165L-TW | 1853 | 160056 | Pushbutton, illuminated, round, IP65, white
A165L-TWM-24D-1 | 6880 | 160354 | Pushbutton complete, dia. 16 mm, lighted LED 24 VDC, round projected, white, momentary operation, IP65, SPDT contact block, solder terminal
A165L-TWM-5D-1 | 7565 | 103306
A165L-TY | 1853 | 160057 | Pushbutton, illuminated, round, IP65, yellow
A165L-TYM-12D-1 | 8540 | 160368 | Pushbutton complete, dia. 16 mm, lighted LED 12 VDC, round projected, yellow, momentary operation, IP65, SPDT contact block, solder terminal
A165L-TYM-24D-1 | 6400 | 160372 | Pushbutton complete, dia. 16 mm, lighted LED 24 VDC, round projected, yellow, momentary operation, IP65, SPDT contact block, solder terminal
A165L-TYM-24D-2 | 7895 | 154354 | Pushbutton complete, dia. 16 mm, lighted LED 24 VDC, round projected, yellow, momentary operation, IP65, DPDT contact block, solder terminal
A165S-A2A | 6835 | 160698 | Selector switch, non-illuminated, lever type, square, 2 notches, spring-return, IP65
A165S-A2M | 9375 | 152141 | Selector switch, non-illuminated, lever type, square, 2 notches, maintained, IP65
A165S-A2M-1 | 7110 | 160754 | Pushbutton A165 16 dia., Assembled Parts, Cylindrical type (16 mm dia.), Non-lighted, Black, 2 notches, SPDT, Solder terminals, IP66 oil-resistant type
A165S-A2M-2 | 9615 | 160755 | Selector switch complete, dia. 16 mm, non-illuminated, lever type, square, 2 notches, manual reset, IP65, DPDT contact block, solder terminal
A165S-A3A | 4859 | 160699 | Selector switch, non-illuminated, lever type, square, 3 notches, spring-return, IP65
A165S-A3M | 9410 | 160700 | Selector switch, dia. 16 mm, non-illuminated, lever type, square, 3 notches, maintained, IP65
A165S-A3M-2 | 9615 | 160756 | Selector switch complete, dia. 16 mm, non-illuminated, lever type, square, 3 notches, manual reset, IP65, DPDT contact block, solder terminal
A165S-J2A | 8665 | 142203 | Selector switch, non-illuminated,lever type, rectangular, 2 notches, spring-return, IP65
A165S-J2M | 7690 | 160702 | Selector switch, non-illuminated, lever type, rectangular, 2 notches, maintained, IP65
A165S-J2M-1 | 9710 | 160757 | Selector switch complete, dia. 16 mm, non-illuminated, lever type, rectangular, 2 notches, manual reset, IP65, SPDT contact block, solder terminal
A165S-J2M-2 | 10840 | 105652 | Knob-type selector switch, 16 mm mounting, non illuminated, rectangular, 2 position, manual reset, DPDT
A165S-J3A | 8725 | 160703 | Selector switch, non-illuminated, lever type, rectangular, 3 notches, spring-return, IP65
A165S-J3M | 8165 | 152142 | Selector switch, non-illuminated, lever type, rectangular, 3 notches, maintained, IP65
A165S-J3M-2 | 8755 | 160758 | Selector switch complete, dia. 16 mm, non-illuminated, lever type, rectangular, 3 notches, manual reset, IP65, DPDT contact block, solder terminal
A165S-T2A | 6835 | 160706 | Selector switch, non-illuminated,lever type, round, 2 notches, spring-return, IP65
A165S-T2M | 9390 | 160707 | Selector switch, non-illuminated, lever type, round, 2 notches, maintained, IP65
A165S-T2M-1 | 12080 | 160760 | Selector switch complete, dia. 16 mm, non-illuminated, lever type, round, 2 notches, manual reset, IP65, SPDT contact block, solder terminal
A165S-T2M-2 | 9335 | 160761 | Selector switch complete, dia. 16 mm, non-illuminated, lever type, round, 2 notches, manual reset, IP65, DPDT contact block, solder terminal
A165S-T3A | 10030 | 103322 | Selector switch, non-illuminated, lever type, round, 3 notches, spring-return, IP65
A165S-T3M | 9415 | 160709 | Selector switch, non-illuminated, lever type, round, 3 notches, maintained, IP65
A165S-T3M-2 | 8495 | 155155 | Selector switch complete, dia. 16 mm, non-illuminated, lever type, round, 3 notches, manual reset, IP65, DPDT contact block, solder terminal
A165S-T3MA | 6500 | 392507 | Selector switch, non-illuminated, lever type, round, 3 notches, mixed-operation, IP65
A165-TAM-1 | 4724 | 142642 | Pushbutton complete, dia. 16 mm, non-lighted, round projected, blue, momentary operation, IP65, SPDT contact block, solder terminal
A165-TBM-1 | 5050 | 154784 | Pushbutton complete, dia. 16 mm, non-lighted, round projected, black, momentary operation, IP65, SPDT contact block, solder terminal
A165-TGM-1 | 5050 | 160144 | Pushbutton complete, dia. 16 mm, non-lighted, round projected, green, momentary operation, IP65, SPDT contact block, solder terminal
A165-TRM-1 | 5050 | 160145 | Push-Button complete, dia. 16 mm, non-lighted, round projected, red, momentary operation, IP65, SPDT contact block, solder terminal
A165W-A2AG | 7780 | 152143
A165W-A2AR | 7780 | 160711
A165W-A2AR-24D-1 | 12990 | 160763
A165W-A2AY | 7780 | 147785 | Selector switch, illuminated, yellow, lever type, square, 2 notches, spring-return, IP65
A165W-A2MG | 7780 | 146603 | Selector switch, illuminated, lever type, square, 2 notches, manual, maintained, IP65, green
A165W-A2MG-24D-1 | 9900 | 160765
A165W-A2MG-24D-2 | 9990 | 160766
A165W-A2MR | 14090 | 155153 | Selector switch, illuminated, lever type, square, 2 notches, manual, maintained, IP65, red
A165W-A2MY | 7780 | 160712 | Selector switch, illuminated, lever type, square, 2 notches, manual, maintained, IP65, yellow
A165W-A3AG | 7780 | 160713
A165W-A3AR | 7780 | 160714
A165W-A3AY | 7780 | 160715 | Selector switch, illuminated, lever type, square, 3 notches, automatic, maintained, IP65, yellow
A165W-A3MG | 14090 | 160718 | Selector switch, illuminated, lever type, square, 3 notches, automatic, maintained, IP65, green
A165W-A3MR | 7780 | 160719 | Selector switch, illuminated, red, lever type, square, 3 notches, maintained, IP65
A165W-A3MY | 7780 | 160720
A165W-J2AG | 12520 | 160723 | Selector switch, illuminated, green, lever type, rectangular, 2 notches, spring-return, IP65
A165W-J2AR | 12520 | 160724
A165W-J2AY | 7780 | 160725 | Selector switch, illuminated, lever type, rectangular, 2 notches, automatic, maintained, IP65, yellow
A165W-J2MG | 12520 | 160726 | Selector switch, illuminated, lever type, rectangular, 2 notches, manual, maintained, IP65, green
A165W-J2MR | 12230 | 160727 | Selector switch, illuminated, lever type, rectangular, 2 notches, manual, maintained, IP65, red
A165W-J2MR-24D-2 | 11110 | 160777
A165W-J2MY | 7780 | 160728 | Selector switch, illuminated, lever type, rectangular, 2 notches, manual, maintained, IP65, yellow
A165W-J2MY-24D-2 | 11110 | 160779
A165W-J3AG | 13030 | 160729
A165W-J3AR | 13350 | 160730
A165W-J3AY | 7780 | 160731 | Selector switch, illuminated, lever type, rectangular, 3 notches, automatic, maintained, IP65, yellow
A165W-J3MG | 12230 | 152125 | Selector switch, illuminated, lever type, rectangular, 3 notches, manual, maintained, IP65, green
A165W-J3MR | 12230 | 160732 | Selector switch, illuminated, lever type, rectangular, 3 notches, manual, maintained, IP65, red
A165W-J3MY | 7780 | 144454 | Selector switch, illuminated, lever type, rectangular, 3 notches, manual, maintained, IP65, yellow
A165W-T2AG | 7780 | 160733 | Selector switch, illuminated, red, lever type, round, 2 notches, maintained, IP65, green
A165W-T2AR | 7780 | 148767 | Selector switch, illuminated, red, lever type, round, 2 notches, spring return, IP65
A165W-T2AY | 7780 | 160734
A165W-T2MG | 7780 | 146716 | Selector switch, illuminated, red, lever type, round, 2 notches, maintained, IP65, green
A165W-T2MR | 5865 | 152126 | Selector switch, illuminated, red, lever type, round, 2 notches, maintained, IP65, red
A165W-T2MY | 7780 | 160735 | Selector switch, illuminated, red, lever type, round, 2 notches, maintained, IP65, yellow
A165W-T3AG | 15020 | 160736 | Selector switch, illuminated, red, lever type, round, 3 notches, maintained, IP65, green
A165W-T3AR | 7780 | 160737
A165W-T3AY | 7780 | 160738
A165W-T3MG | 7780 | 160739 | Selector switch, illuminated, green, lever type, round, 3 notches, maintained, IP65
A165W-T3MR | 14100 | 160740 | Selector switch, illuminated, red, lever type, round, 3 notches, maintained, IP65, red
A165W-T3MR-24D-2 | 14130 | 154343 | Pushbutton assembly
A165W-T3MY | 7780 | 149850
A16-AGM-1 | 4610 | 142639
A16-AGM-2 | 5215 | 151386
A16-ARM-2 | 5215 | 155590
A16-AWM-1 | 5485 | 160097 | Push-Button complete, dia. 16 mm, non-lighted, square, white, momentary operation, SPDT contact block, solder terminal
A16-AYM-2 | 5215 | 160099
A16-CAA | 2057 | 148141 | IP40 case for pushbutton unit, square, latching
A16-CAM | 1621 | 160028 | IP40 case for pushbutton unit, square, momentry or indicator
A16-CJA | 2027 | 160029 | IP40 case for pushbutton unit, rectangular, latching
A16-CJM | 1762 | 160030 | IP40 case for pushbutton unit, rectangular, momentary or indicator
A16-CTA | 2027 | 160031 | IP40 case for pushbutton unit, round, latching
A16-CTM | 1616 | 160032 | IP40 case for pushbutton unit, round, momentary or indicator
A16-JBA-2 | 6180 | 160104
A16-JBM-2 | 5605 | 155592 | Pushbutton complete, dia. 16 mm, non-lighted, rectangular, black, momentary operation, DPDT contact block, solder terminal
A16-JGM-1 | 4209 | 160106 | Push-Button complete, dia. 16 mm, non-lighted, rectangular, green, momentary operation, SPDT contact block, solder terminal
A16-JRM-1 | 4382 | 154782 | Push-Button complete, dia. 16 mm, non-lighted, rectangular, red, momentary operation, SPDT contact block, solder terminal
A16-JRM-2 | 6250 | 160109
A16-JWM-1 | 4382 | 154783
A16-JYM-1 | 4382 | 160115
A16L-AA | 1548 | 160058 | Pushbutton, illuminated, square, IP40, blue
A16L-AAM-24D-2 | 13270 | 145541
A16L-AB | 1386 | 160040
A16L-AG | 1548 | 146020 | Pushbutton, illuminated, square, IP40, green
A16L-AGA-24D-2 | 9710 | 155163
A16L-AGM-12D-1 | 8165 | 160392
A16L-AGM-24D-1 | 8165 | 160396
A16L-AGM-24D-2 | 7735 | 160397
A16L-AGY | 1548 | 160059 | Pushbutton, illuminated, square, IP40, green for LED only
A16L-APY | 977.5 | 160074 | Pushbutton, illuminated, square, IP40, pure yellow
A16L-AR | 1548 | 160060 | Pushbutton, illuminated, square, IP40, red
A16L-ARM-24D-2 | 7735 | 160415
A16L-AW | 1548 | 156987 | Pushbutton, illuminated, square, IP40, white
A16L-AWA-24D-1 | 7330 | 149859
A16L-AWM-24D-1 | 8165 | 160432
A16L-AWM-24D-2 | 7045 | 160433
A16L-AWM-5D-1 | 7235 | 160435
A16L-AY | 1548 | 160061 | Pushbutton, illuminated, square, IP40, yellow
A16L-AYM-24D-1 | 6545 | 160450
A16L-AYM-24D-2 | 7735 | 160451
A16L-JA | 1471 | 152550 | Pushbutton, illuminated, rectangular, IP40, blue
A16L-JAM-12D-1 | 10960 | 160628
A16L-JB | 977.5 | 160041 | Pushbutton, illuminated, rectangular, IP40, black
A16L-JG | 1473 | 160062 | Pushbutton, illuminated, rectangular, IP40, green
A16L-JGA-24D-1 | 6500 | 160468
A16L-JGA-24D-2 | 7195 | 142191
A16L-JGM-24D-1 | 6225 | 143409 | Pushbutton complete, dia. 16 mm, lighted LED 24 VDC, rectangular, green, momentary operation, SPDT contact block, solder terminal
A16L-JGM-24D-2 | 7560 | 160477
A16L-JGN | 1720 | 158171 | Pushbutton, illuminated, rectangular, IP40, green for neon only
A16L-JGY | 1473 | 160063 | Pushbutton, illuminated, rectangular, IP40, green for LED only
A16L-JPY | 977.5 | 160075 | Pushbutton, illuminated, rectangular, IP40, pure yellow
A16L-JR | 1473 | 106052 | Pushbutton, illuminated, rectangular, IP40, red
A16L-JRA-24D-1 | 6500 | 160486 | Pushbutton complete, dia. 16 mm, lighted LED 24 VDC, rectangular, red, alternate operation, SPDT contact block, solder terminal
A16L-JRM-24D-1 | 6225 | 160494 | Pushbutton complete, dia. 16 mm, lighted LED 24 VDC, rectangular, red, momentary operation, SPDT contact block, solder terminal
A16L-JRM-24D-2 | 9025 | 160495
A16L-JRN | 1386 | 160068
A16L-JW | 1473 | 160064 | Pushbutton, illuminated, rectangular, IP40, white
A16L-JWM-24D-1 | 9175 | 160512 | Pushbutton complete, dia. 16 mm, lighted LED 24 VDC, rectangular, white, momentary operation, SPDT contact block, solder terminal
A16L-JY | 1473 | 158170 | Pushbutton, illuminated, rectangular, IP40, yellow
A16L-JYM-24D-1 | 6225 | 152135
A16L-TA | 1548 | 143852 | Pushbutton, non-lighted, round, IP40, blue
A16L-TAM-24D-1 | 12120 | 160639 | Pushbutton complete, dia. 16 mm, lighted LED 24 VDC, round projected, blue, momentary operation, SPDT contact block, solder terminal
A16L-TB | 1531 | 160042 | Pushbutton, non-lighted, round, IP40, black
A16L-TG | 1548 | 160065 | Pushbutton, illuminated, round, IP40, green
A16L-TGM-24D-1 | 7990 | 154359 | Pushbutton complete, dia. 16 mm, lighted LED 24 VDC, round projected, green, momentary operation, SPDT contact block, solder terminal
A16L-TGY | 1548 | 154780 | Pushbutton, illuminated, round, IP40, green for LED only
A16L-TPY | 977.5 | 149213 | Pushbutton, illuminated, round, IP40, pure yellow
A16L-TR | 1548 | 160066 | Pushbutton, illuminated, round, IP40, red
A16L-TRA-5D-1 | 7470 | 160555
A16L-TRM-24D-1 | 7990 | 160561 | Pushbutton complete, dia. 16 mm, lighted LED 24 VDC, round projected, red, momentary operation, SPDT contact block, solder terminal
A16L-TRM-5D-1 | 6250 | 160564
A16L-TRN | 1488 | 160069
A16L-TW | 1548 | 160067 | Pushbutton, illuminated, round, IP40, white
A16L-TY | 1548 | 148142 | Pushbutton, illuminated, round, IP40, yellow
A16L-TYM-24D-1 | 7870 | 160593 | Pushbutton complete, dia. 16 mm, lighted LED 24 VDC, round projected, yellow, momentary operation, SPDT contact block, solder terminal
A16S-2N-1 | 2492 | 160741 | Switch unit, SPDT, 5 A (125 VAC)/ 3 A (230 VAC), for 2 position selector switch, solder terminal
A16S-2N-1L | 2820 | 160742 | Switch unit, SPDT, 5 A (125 VAC)/ 3 A (230 VAC), for 2 position illuminated selector switch, solder terminal
A16S-2N-1LP | 5285 | 160746 | Switch unit, SPDT, 5 A (125 VAC)/ 3 A (230 VAC), for 2 position illuminated selector switch, PCB terminal
A16S-2N-1P | 5285 | 160747 | Switch unit, SPDT, 5 A (125 VAC)/ 3 A (230 VAC), for 2 position selector switch, PCB terminal
A16S-2N-2 | 4536 | 160743 | Switch unit, DPDT, 5 A (125 VAC)/ 3 A (230 VAC), for 2 position selector switch, solder terminal
A16S-2N-2L | 4536 | 155154 | Switch unit, DPDT, 5 A (125 VAC)/ 3 A (230 VAC), for 2 position selector switch, relese in left position, solder terminal
A16S-2N-2LP | 7085 | 160748 | Switch unit, DPDT, 5 A (125 VAC)/ 3 A (230 VAC), for 2 position illuminated selector switch, PCB terminal
A16S-2N-2P | 7085 | 148178 | Switch unit, DPDT, 5 A (125 VAC)/ 3 A (230 VAC), for 2 position selector switch, PCB terminal
A16S-3N-2 | 4536 | 160744 | Switch unit, DPDT, 5 A (125 VAC)/ 3 A (230 VAC), for 3 position selector switch, solder terminal
A16S-3N-2L | 4536 | 160745 | Switch unit, DPDT, 5 A (125 VAC)/ 3 A (230 VAC), for 3 position illuminated selector switch, solder terminal
A16S-3N-2LS | 13090 | 160749 | Selector switch contact block, dia. 16 mm, illuminated, 3 notches, DPDT, solder terminal
A16-T1-1 | 13320 | 254517 | Switch unit, SPDT, 5 A (125 VAC)/ 3 A (230 VAC), 100 VAC input with reduced voltage lighting, solder terminal
A16-T1-2 | 15790 | 254518 | Switch unit, DPDT, 5 A (125 VAC)/ 3 A (230 VAC), 100 VAC input with reduced voltage lighting, solder terminal
A16-T1-2S | 18500 | 160038 | Switch unit, SPDT, 5 A (125 VAC)/ 3 A (230 VAC), 200 VAC input with reduced voltage lighting, screwless clamp terminal
A16-T2-2S | 25870 | 160039 | Switch unit, DPDT, 5 A (125 VAC)/ 3 A (230 VAC), 200 VAC input with reduced voltage lighting, screwless clamp terminal
A16-TAA-2 | 6870 | 158175
A16-TAM-2 | 5780 | 160117
A16-TBA-1 | 6060 | 104633 | Push-Button complete, dia. 16 mm, non-lighted, round, black, alternate operation, SPDT contact block, solder terminal
A16-TBA-2 | 6870 | 152553 | Pushbutton complete, dia. 16 mm, non-lighted, round, black, alternate operation, DPDT contact block, solder terminal
A16-TBM-1 | 4879 | 143854 | Pushbutton complete, dia. 16 mm, non-lighted, round, black, momentary operation, SPDT contact block, solder terminal
A16-TBM-2 | 5665 | 160118 | Push-Button complete, dia. 16 mm, non-lighted, round, black, momentary operation, DPDT contact block, solder terminal
A16-TGA-2 | 7005 | 151387
A16-TGM-1 | 5395 | 160120
A16-TRM-1 | 4879 | 155593 | Pushbutton complete, dia. 16 mm, non-lighted, round, red, momentary operation, SPDT contact block, solder terminal
A16W-3NG-24D-2S | 14910 | 238985
A16Z-3004 | 3519 | 160086 | Tightening tool
A16Z-5070 | 2242 | 160087 | Yellow E-stop name plate
A16Z-5080 | 1429 | 149866 | Socket unit lamp extractor
A16ZA-3003 | 1135 | 160084 | Panel plug, square, 16mm
A16ZA-5050 | 3050 | 146003 | Switch guard, for square and round models, 16 mm
A16ZA-5060 | 1923 | 160081 | Dust cover, square, 16mm
A16ZA-5203 | 451.2 | 251103
A16ZA-5204 | 451.2 | 251106 | Legend plate for A16 pushbutton switch, square, oil-resistant, milky, IP66
A16ZJ-3003 | 1626 | 160083 | Panel plug, rectangular, 16 mm
A16ZJ-5001GY | 509 | 356089 | Replacement color cap for rectangular A16 pushbutton, IP40, Green
A16ZJ-5001R | 559.5 | 356075 | Replacement color cap for rectangular A16 pushbutton, IP40, Red
A16ZJ-5001Y | 509 | 356076 | Replacement color cap for rectangular A16 pushbutton, IP40, Yellow
A16ZJ-5050 | 2455 | 160080 | Switch Guard, For rectangular models
A16ZJ-5060 | 2528 | 153682 | Dust Cover, For rectangular models
A16ZJ-5202 | 439.8 | 182460
A16ZJ-5203 | 451.2 | 251102
A16ZJ-5204 | 451.2 | 251101 | Legend plate for A16 pushbutton switch, rectangular, oil-resistant, milky, IP66
A16ZT-3003 | 1610 | 160085 | Panel Plug, For round models
A16ZT-5060 | 1695 | 160082 | Dust cover, round, 16mm
A16ZT-5203 | 451.2 | 251105
A16ZT-5204 | 451.2 | 251104 | Legend plate for A16 pushbutton switch, round, oil-resistant, milky, IP66
A-20G | 5345 | 160793 | General-purpose Basic Switch, 20A, pin plunger, solder terminal
A-20G-B | 5550 | 233862 | General-purpose Basic Switch, 20A, pin plunger, screw terminal
A-20GD | 6695 | 160800 | General-purpose Basic Switch, 20A, short spring plunger
A-20GQ | 8070 | 155157 | General-purpose Basic Switch, 20A, panel mount plunger, solder terminal
A-20GQ21 | 10100 | 105655 | General-purpose Basic Switch, 20A, panel mount cross roller plunger, solder terminal
A-20GQ22 | 9550 | 152128 | General-purpose Basic Switch, 20A, panel mount roller plunger, solder terminal
A-20GQ22-B | 9780 | 156547 | General-purpose Basic Switch, 20A, panel mount roller plunger, screw terminal
A-20GQ-B7-K | 7380 | 153207 | General-purpose Basic Switch, 20A, panel mount plunger, screw terminal
A-20GV | 5715 | 160804 | General-purpose Basic Switch, 20A, hinge lever, solder terminal
A-20GV2 | 5385 | 142184 | General-purpose Basic Switch, 20A, hinge roller lever, solder terminal
A-20GV21 | 5640 | 160807 | General-purpose Basic Switch, 20A, short huinge lever, solder terminal
A-20GV21-B | 5420 | 383959 | General-purpose Basic Switch, 20 A, Contact Gap 0.5 mm, short hinge roller lever, screw terminal
A-20GV22 | 5700 | 160808 | General-purpose Basic Switch, 20A, short hinge roller lever, solder terminal
A-20GV22-B | 5815 | 226583 | General-purpose Basic Switch, 20A, short hinge roller lever, screw terminal
A-20GV2-B | 5815 | 213808 | General-purpose Basic Switch, 20A, hinge roller lever, screw terminal
A-20GV-B | 5405 | 226582 | General-purpose Basic Switch, 20A, hinge lever, screw terminal
A-20GV-B7-K | 5130 | 160811 | General-purpose Basic Switch, 20A, hinge lever, screw terminal
A-20GV-K | 5420 | 160810 | General-purpose Basic Switch, 20A, hinge lever, solder terminal
A22-01 | 1563 | 150948 | Contact block, SPST-NC, general-purpose load
A22-01A | 6595 | 160954 | Contact block, SPST-NC, alternate, general-purpose load
A22-01M | 2361 | 103394 | Contact block, SPST-NC, momentary, general-purpose load
A22-01S | 7005 | 105657 | Contact block, SPST-NC, microload
A22-02 | 4528 | 160871 | Contact block, DPST-NC, general-purpose load
A22-02A | 8050 | 160955 | Contact block, DPST-NC, general-purpose load, alternative operation
A22-02M | 3884 | 160933 | Contact block, DPST-NC, general-purpose load, momentary operation
A22-02S | 11540 | 160873 | Contact block, DPST-NC, microload
A22-10 | 1563 | 157745 | Contact block, SPST-NO, general-purpose load
A22-10A | 6595 | 160956 | Contact block, SPST-NO, alternative, general-purpose load
A22-10M | 2361 | 160934 | Contact block, SPST-NO, momentary, general-purpose load
A22-10S | 7005 | 160870 | Contact block, SPST-NO, microload
A22-11 | 4432 | 141587 | Contact block, SPST-NO + SPST-NO, general-purpose load
A22-11A | 8295 | 142187 | Contact block, SPST-NO + SPST-NC, alternative, general-purpose load
A22-11M | 3884 | 160935 | Contact block, SPST-NO + SPST-NC, momentary, general-purpose load
A22-12AA | 13310 | 160833 | LED, 12 VAC/DC, blue
A22-12AG | 4003 | 160816 | LED, 12 VAC/DC, green
A22-12AR | 4003 | 160817 | LED, 12 VAC/DC, red
A22-12AY | 4003 | 160818 | LED, 12 VAC/DC, yellow
A22-20 | 4528 | 160872 | Contact block, DPST-NO, general-purpose load
A22-20A | 8050 | 160957 | Contact block, 2 x SPST-NO, alternative, general-purpose load
A22-20M | 3884 | 149853 | Contact block, 2 x SPST-NO, momentary, general-purpose load
A22-20S | 11540 | 160874 | Contact block, DPST-NO, microIoad
A22-24AA | 13050 | 154344 | LED, 24 VAC/DC, blue
A22-24AG | 4003 | 160819 | LED, 24 VAC/DC, green
A22-24AR | 4003 | 145656 | LED, 24 VAC/DC, red
A22-24AY | 4167 | 160820 | LED, 24 VAC/DC, yellow
A22-3200 | 553 | 160836 | Mounting latch, momentary models
A22-3210 | 3145 | 148770 | Mounting latch, latching models
A22-6AA | 15020 | 160831 | LED, 6 VAC, blue
A22-6AG | 4003 | 160821 | LED, 6 VAC, green
A22-6AR | 4003 | 103390 | LED, 6 VAC, red
A22-6AY | 4003 | 160822 | LED, 6 VAC, yellow
A22-CA | 4980 | 150954 | Pushbutton, 22mm square stick-out type, non-illuminated, blue
A22-CB | 4980 | 156550 | Pushbutton, 22mm square stick-out type, non-illuminated, black
A22-CG | 4980 | 142186 | Pushbutton, 22mm square stick-out type, non-illuminated, green
A22-CR | 4980 | 152130 | Pushbutton, 22mm square stick-out type, non-illuminated, red
A22-CY | 4980 | 160908 | Pushbutton, 22mm square stick-out type, non-illuminated, yellow
A22-DA | 4786 | 160909 | Pushbutton, 22mm square guarded type, non-illuminated, blue
A22-DB | 4786 | 150955 | Pushbutton, 22mm square guarded type, non-illuminated, black
A22-DG | 4786 | 147774 | Pushbutton, 22mm square guarded type, non-illuminated, green
A22-DR | 4786 | 160910 | Pushbutton, 22mm square guarded type, non-illuminated, red
A22-DR-11M | 6465 | 161799
A22-DY | 4786 | 103392 | Pushbutton, 22mm square guarded type, non-illuminated, yellow
A22E-L | 9380 | 141589 | Emergency stop switch, non-illuminated, 60 mm dia., push-lock/turn-reset, IP65
A22E-L-01 | 11800 | 142272 | Emergency stop switch, non-illuminated, 60 mm dia., push-lock/turn-reset, 1NC
A22E-L-02 | 13140 | 141599 | Emergency stop switch, non-illuminated, 60 mm dia., push-lock/turn-reset, 2NC
A22E-L-11 | 12790 | 141600 | Emergency stop switch, non-illuminated, 60mm dia, push-lock/turn-reset, 1NO + 1NC
A22EL-M | 10300 | 141588 | Emergency stop switch, illuminated, 40mm dia, push-lock/turn-reset, IP65
A22EL-M-12A-01 | 19610 | 141597 | Emergency stop switch, 12 VAC/DC illuminated, 40mm dia, push-lock/turn-reset, SPST-NC, IP65
A22EL-M-12A-02 | 20860 | 142270 | Emergency stop switch, 12 VAC/DC illuminated, 40mm dia, push-lock/turn-reset, 2 x SPST-NC, IP65
A22EL-M-12A-11 | 20860 | 144541 | Emergency stop switch, 12 VAC/DC illuminated, 40mm dia, push-lock/turn-reset, SPST-NO + SPST-NC, IP65
A22EL-M-24A-01 | 19320 | 155246 | Emergency stop switch, 24 VAC/DC illuminated, 40 mm dia., push-lock/turn-reset, SPST-NC, IP65
A22EL-M-24A-02 | 21300 | 151036 | Emergency stop switch, illuminated, 40 mm dia., push-lock/turn-reset, IP65
A22EL-M-24A-11 | 20860 | 142271 | Emergency stop switch, 24 VAC/DC illuminated, 40 mm dia., push-lock/turn-reset, SPST-NO + SPST-NC, IP65
A22EL-M-T1-01 | 22250 | 141601 | Emergency stop switch, 110 VAC illuminated, 40mm dia, push-lock/turn-reset, SPST-NC, IP65
A22EL-M-T1-02 | 23330 | 141602 | Emergency stop switch, 110 VAC illuminated, 40mm dia, push-lock/turn-reset, 2 x SPST-NC IP65
A22EL-M-T1-11 | 23330 | 141603 | Emergency stop switch, 110 VAC illuminated, 40mm dia, push-lock/turn-reset, SPST-NO + SPST-NC, IP65
A22EL-M-T2-01 | 23320 | 141508 | Emergency stop switch, illuminated, 40mm dia, push-lock/turn-reset, 1NC
A22EL-M-T2-02 | 22260 | 141509 | Emergency stop switch, illuminated, 40mm dia, push-lock/turn-reset, 2NC
A22EL-M-T2-11 | 23330 | 105702 | Emergency stop switch, illuminated, 40mm dia, push-lock/turn-reset, 1NO + 1NC
A22E-M | 7020 | 153294 | Emergency stop switch, non-illuminated, 40mm dia, push-lock/turn-reset, IP65
A22E-M-01 | 9610 | 141595 | Emergency stop switch, screw terminal, non-illuminated, 40 mm dia, push-lock/turn-reset, 1NC
A22E-M-01B | 28940 | 264244 | 40-dia. head Medium Turn-reset, with integrated control box
A22E-M-01-EMO | 16880 | 351813 | Emergency stop switch, Panel Cutout 22 mm Dia., Head Size 40 mm Dia., Push-Lock, Turn-Reset, 1NC, With EMO Indication
A22E-M-01-EMS | 16880 | 351818 | Emergency stop switch, Panel Cutout 22 mm Dia., Head Size 40 mm Dia., Push-Lock, Turn-Reset, 1NC, With EMS Indication
A22E-M-02 | 11050 | 141596 | Emergency stop switch, screw terminal, non-illuminated, 40 mm dia, push-lock/turn-reset, 2NC
A22E-M-02B | 31910 | 264239 | Emergency stop switch, 24 VAC / VDC , 40 mm dia., push-lock / turn-reset, DPST-NC, within a control box
A22E-M-02-EMO | 18500 | 351814 | Emergency stop switch, Panel Cutout 22 mm Dia., Head Size 40 mm Dia., Push-Lock, Turn-Reset, 2NC, With EMO Indication
A22E-M-02-EMS | 18500 | 351822 | Emergency stop switch, Panel Cutout 22 mm Dia., Head Size 40 mm Dia., Push-Lock, Turn-Reset, 2NC, With EMS Indication
A22E-M-03 | 17380 | 374575 | Emergency Stop Switch
A22E-M-03-EMO | 20290 | 351817
A22E-M-03-EMS | 20290 | 351821
A22E-M-10 | 9610 | 146679 | Emergency stop switch, non-illuminated, 40mm dia, push-lock/turn-reset, SPST-NO, IP65
A22E-M-11 | 11050 | 148854 | Emergency stop switch, screw terminal, non-illuminated, 40 mm dia, push-lock/turn-reset, 1NC + 1NO
A22E-M-11B | 31910 | 264240 | Emergency stop switch, 24 VAC/DC , 40 mm dia., push-lock/turn-reset,,SPST-NO + SPST-NC , within a control box
A22E-M-11-EMO | 18500 | 351815
A22E-M-11-EMS | 18500 | 351819
A22E-M-12 | 17380 | 374574 | Emergency stop switch, screw terminal, non-illuminated, 40 mm dia, push-lock/turn-reset, 2NC + 1NO
A22E-M-12-EMO | 20290 | 351816 | Emergency stop switch, non-illuminated, 40 mm dia, push-lock / turn-reset, 1NO+2NC, IP65, “EMO” and arrows printed in white
A22E-M-12-EMS | 20290 | 351820 | Emergency Stop Switch
A22E-M-20 | 10690 | 141598 | Emergency stop switch, non-illuminated, 40mm dia, push-lock/turn-reset, 2 x SPST-NO, IP65
A22E-M-EMO | 10290 | 680410 | Emergency stop switch, non-illuminated, 40 mm dia, push-lock/turn-reset, IP65, “EMO” and arrows printed in white
A22E-M-EMO-RD | 10410 | 680409 | Emergency stop switch, non-illuminated, 40 mm dia, push-lock/turn-reset, IP65, “EMO” printed in white, arrows engraved in red.
A22E-MP | 7650 | 141593 | Emergency stop switch, 40 mm dia., push-lock/pull-reset, IP65
A22E-MP-01 | 11190 | 103436 | Emergency stop switch, screw terminal, non-illuminated, 40 mm dia, push-lock/pull-reset, 1NC
A22E-MP-02 | 13320 | 149936 | Emergency stop switch, screw terminal, non-illuminated, 40 mm dia, push-lock/pull-reset, 2NC
A22E-MP-11 | 12600 | 141516 | Emergency stop switch, screw terminal, non-illuminated, 40 mm dia, push-lock/pull-reset, 1NC + 1NO
A22E-MY | 10760 | 141594
A22E-S | 6325 | 141591 | Emergency stop switch, non-illuminated, 30 mm dia., push-lock/turn-reset, IP65
A22E-S-01 | 9610 | 153295 | Emergency stop switch, non-illuminated, 30mm dia, push-lock/turn-reset, SPST-N/C, IP65
A22E-S-02 | 11050 | 141511 | Emergency stop switch, non-illuminated, 30 mm dia., push-lock/turn-reset, 2 x SPST-N/C, IP65
A22E-S-10 | 9250 | 153296 | Emergency stop switch, non-illuminated, 30mm dia, push-lock/turn-reset, SPST-N/O, IP65
A22E-S-11 | 11050 | 141512 | Emergency stop switch, non-illuminated, 30 mm dia., push-lock/turn-reset, SPST-N/O + SPST-N/C, IP65
A22E-S-20 | 10690 | 141513 | Emergency stop switch, non-illuminated, 30mm dia, push-lock/turn-reset, 2 x SPST-N/O, IP65
A22-FR | 1348 | 160891 | Pushbutton, non-illuminated, flat-round, IP65, red
A22-GB | 3316 | 160901 | Pushbutton, 22mm guarded type, non-illuminated, black
A22-HA | 2564 | 160917 | Pushbutton, 22mm half-guarded type, blue
A22-HB | 2564 | 160918 | Pushbutton, 22mm half-guarded type, black
A22-HG | 2564 | 160919 | Pushbutton, 22mm half-guarded type, green
A22-HR | 2564 | 160920 | Pushbutton, 22mm half-guarded type, red
A22-HW | 2564 | 160921 | Pushbutton, 22mm half-guarded type, white
A22-HY | 2564 | 160922 | Pushbutton, 22mm half-guarded type, yellow
A22K-2AL | 9415 | 141519 | Selector switch, key-type, non-illuminated, 2 notches, spring-return, IP65,key release left side only
A22K-K | 2455 | 160835 | A22K replacement key
A22L-01A | 8675 | 160940 | Contact block, lighted model, SPST-NC, alternate, general-purpose load
A22L-01A-T1 | 11430 | 160941 | Contact block, lighted model, SPST-NC, alternate, 110 VAC
A22L-01A-T2 | 11430 | 160943 | Contact block, lighted model, SPST-NC, alternate, 220 VAC
A22L-01M | 4669 | 144460 | Contact block, lighted model, SPST-NC, momentary, general-purpose load
A22L-01M-T1 | 7315 | 160942 | Contact block, lighted model, SPST-NC, momentary, 110 VAC
A22L-01M-T2 | 7525 | 150958 | Contact block, lighted model, SPST-NC, momentary, 220 VAC
A22L-02A | 9985 | 160944 | Contact block, lighted model, DPST-NC, alternate, general-purpose load
A22L-02A-T1 | 12680 | 143402 | Contact block, lighted model, DPST-NC, alternate, 110 VAC
A22L-02A-T2 | 12680 | 160946 | Contact block, lighted model, DPST-NC, alternate, 220 VAC
A22L-02M | 5910 | 160936 | Contact block, lighted model, DPST-NC, momentary, general-purpose load
A22L-02M-T1 | 8525 | 160945 | Contact block, lighted model, DPST-NC, momentary, 110 VAC
A22L-02M-T2 | 8525 | 152131 | Contact block, lighted model, DPST-NC, momentary, 220 VAC
A22L-10A | 8675 | 104126 | Contact block, lighted model, SPST-NO, momentary, general-purpose load
A22L-10A-T1 | 11430 | 146718 | Contact block, lighted model, SPST-NO, momentary, 110 VAC
A22L-10A-T2 | 11820 | 160947 | Contact block, lighted model, SPST-NO, momentary, 220 VAC
A22L-10M | 4669 | 160937 | Contact block, lighted model, SPST-NO, momentary, general-purpose load
A22L-10M-T1 | 7315 | 154347 | Contact block, lighted model, SPST-NO, momentary, 110 VAC
A22L-10M-T2 | 7315 | 105562 | Contact block, lighted model, SPST-NO, momentary, 220 VAC
A22L-11A | 10290 | 160948 | Contact block, lighted model, SPST-NO+SPST-NC, momentary, general-purpose load
A22L-11A-T1 | 12970 | 148772 | Contact block, lighted model, SPST-NO+SPST-NC, momentary, 110 VAC
A22L-11A-T2 | 12680 | 155159 | Contact block, lighted model, SPST-NO+SPST-NC, momentary, 220 VAC
A22L-11M | 5910 | 160938 | Contact block, lighted model, SPST-NO + SPST-NC, momentary, general-purpose load
A22L-11M-T1 | 8755 | 153209 | Contact block, lighted model, SPST-NO + SPST-NC, momentary, 110 VAC
A22L-11M-T2 | 8525 | 160949 | Contact block, lighted model, SPST-NO + SPST-NC, momentary, 220 VAC
A22L-20A | 10290 | 160950 | Contact block, lighted model, DPST-NO, alternate, general-purpose load
A22L-20A-T1 | 12680 | 148773 | Contact block, lighted model, DPST-NO, alternate, 110 VAC
A22L-20A-T2 | 12680 | 160952 | Contact block, lighted model, DPST-NO, alternate, 220 VAC
A22L-20M | 5910 | 160939 | Contact block, lighted model, DPST-NO, momentary, general-purpose load
A22L-20M-T1 | 8755 | 160951 | Contact block, lighted model, DPST-NO, momentary, 110 VAC
A22L-20M-T2 | 8525 | 160953 | Contact block, lighted model, DPST-NO, momentary, 220 VAC
A22L-CA | 9015 | 147775 | Pushbutton, 22mm square projection type, illuminated, blue
A22L-CG | 9015 | 160911 | Pushbutton, 22mm square projection type, illuminated, green
A22L-CG-24A-10M | 14270 | 161231
A22L-CR | 9015 | 160912 | Pushbutton, 22mm square projection type, illuminated, red
A22L-CW | 9015 | 156551 | Pushbutton, 22mm square projection type, illuminated, white
A22L-CY | 9015 | 160913 | Pushbutton, 22mm square projection type, illuminated, yellow
A22L-DA | 7110 | 150956 | Pushbutton, 22mm square guarded type, illuminated, blue
A22L-DG | 7110 | 160914 | Pushbutton, 22mm square guarded type, illuminated, green
A22L-DG-24A-10M | 14270 | 161284 | Pushbutton switch (Assembled), Square guard type Cylindrical type (22/25 mm dia.), Lighted, 24 VAC/VDC, Momentary, Green, Contacts SPST-NO, Screw terminal (M3.5), IP65
A22L-DR | 7110 | 160916 | Pushbutton, 22mm square guarded type, illuminated, red
A22L-DR-T1-10M | 14940 | 145649
A22L-DW | 7120 | 160915 | Pushbutton, 22mm square guarded type, illuminated, white
A22L-DY | 7110 | 146717 | Pushbutton, 22mm square guarded type, illuminated, yellow
A22L-DY-T2-11A | 19180 | 147766
A22L-HA | 3679 | 160923 | Pushbutton, illuminated, half guarded type, IP65, blue
A22L-HG | 3679 | 160924 | Pushbutton, illuminated, half guarded type, IP65, green
A22L-HR | 3679 | 154345 | Pushbutton, illuminated, half guarded type, IP65, red
A22L-HW | 3828 | 160925 | Pushbutton, illuminated, half guarded type, IP65, white
A22L-HY | 3679 | 154346 | Pushbutton, illuminated, half guarded type, IP65, yellow
A22LK-2RLA-22-K01-SJ | 72950 | 393919 | Safety key selector switch, operation unit 2RLA, 1NC/1NO + 1NC/1NO, Key 01
A22LK-2RLB-22-K01-SJ | 86400 | 687350 | Safety key selector switch, operation unit 2RLB, 1NC/1NO + 1NC/1NO, Key 01
A22NE-L-N | 14400 | 680137 | Emergency stop switch, non-illuminated, 60 mm dia., push-lock/turn-reset, IP65
A22NE-L-P002-N | 29890 | 679739 | Emergency stop switch,Push-in, non-illuminated, 60 mm dia, push-lock/turn-reset, NC
A22NE-L-P102-N | 29890 | 679723 | Emergency stop switch,Push-in, non-illuminated, 60 mm dia, push-lock/turn-reset, 1NO + 1NC
A22NE-L-P202-N | 31050 | 679736 | Emergency stop switch,Push-in, non-illuminated, 60 mm dia, push-lock/turn-reset, 2NC
A22NE-L-P212-N | 32200 | 679735 | Emergency stop switch,Push-in, non-illuminated, 60 mm dia, push-lock/turn-reset, 2NC+NO
A22NE-L-P222-N | 32200 | 679728 | Emergency stop switch,Push-in, non-illuminated, 60 mm dia, push-lock/turn-reset, 3NC
A22NE-L-PD01-N | 17810 | 687829 | Emergency stop switch, Push-In, non-illuminated, 60 mm dia, push-lock/turn-reset, 1 NC
A22NE-L-PD02-N | 19550 | 687830 | Emergency stop switch, Push-In, non-illuminated, 60 mm dia, push-lock/turn-reset, 2 NC
A22NE-L-PD11-N | 20380 | 687831 | Emergency stop switch, Push-In, non-illuminated, 60 mm dia, push-lock/turn-reset, 1 NC + 1 NO
A22NE-L-PD12-N | 22780 | 687832 | Emergency stop switch, Push-In, non-illuminated, 60 mm dia, push-lock/turn-reset, 2 NC + 1 NO
A22NE-L-PD22-N | 25270 | 687833 | Emergency stop switch, Push-In, non-illuminated, 60 mm dia, push-lock/turn-reset, 2 NC + 2 NO
A22NE-M-L | 13820 | 680136 | Emergency stop switch, illuminated, 40mm dia, push-lock/turn-reset, IP65
A22NE-M-N | 12650 | 680134 | Emergency stop switch, non-illuminated, 40mm dia, push-lock/turn-reset, IP65
A22NE-M-P002-C | 27020 | 679730 | Emergency stop switch, 24 VAC/DC illuminated, 40 mm dia, push-lock/turn-reset, SPST-NC, Push-in
A22NE-M-P002-N | 24160 | 679746 | Emergency stop switch, Push-In, non-illuminated, 40 mm dia, push-lock/turn-reset, 1NC
A22NE-M-P002-N-B | 27590 | 679806 | E-Stop, push-in, 1NC, 40-dia. head Medium Turn-reset. with integrated control box
A22NE-M-P102-C | 28210 | 679748 | Emergency stop switch,Push-in, 24 VAC/DC illuminated, 40 mm dia, push-lock/turn-reset, NO +NC
A22NE-M-P102-N | 25300 | 679732 | Emergency stop switch, Push-In, non-illuminated, 40 mm dia, push-lock/turn-reset, 1NC+NO
A22NE-M-P102-N-B | 32200 | 679808 | E-Stop, push-in, 1NC+1NO, 40-dia. head Medium Turn-reset. with integrated control box
A22NE-M-P202-C | 28210 | 679722 | Emergency stop switch, Push-in, 24 VAC/DC illuminated, 40 mm dia, push-lock/turn-reset, 2NC
A22NE-M-P202-N | 25300 | 679734 | Emergency stop switch, Push-In, non-illuminated, 40 mm dia, push-lock/turn-reset, 2NC
A22NE-M-P202-N-B | 31620 | 679807 | E-Stop, push-in, 2NC, 40-dia. head Medium Turn-reset. with integrated control box
A22NE-M-P212-N | 26450 | 679745 | Emergency stop switch,Push-In, non-illuminated, 40 mm dia, push-lock/turn-reset, 2NC+NO
A22NE-M-P222-N | 26450 | 679747 | Emergency stop switch,Push-In, non-illuminated, 40 mm dia, push-lock/turn-reset, 3NC
A22NE-M-PD01-C | 19830 | 687814 | Emergency stop switch, Push-in, 24 VAC/DC illuminated, 40 mm dia, push-lock/turn-reset, 1 NC
A22NE-M-PD01-N | 17630 | 687824 | Emergency stop switch, Push-In, non-illuminated, 40 mm dia, push-lock/turn-reset, 1 NC
A22NE-M-PD02-C | 22380 | 687815 | Emergency stop switch, Push-in, 24 VAC/DC illuminated, 40 mm dia, push-lock/turn-reset, 2 NC
A22NE-M-PD02-N | 19440 | 687825 | Emergency stop switch, Push-In, non-illuminated, 40 mm dia, push-lock/turn-reset, 2 NC
A22NE-M-PD04-C | 24710 | 702192 | Emergency stop switch, Push-in, 24 VAC/DC illuminated, 40 mm dia, push-lock/turn-reset, 4 NC
A22NE-M-PD04-N | 22240 | 702496 | Emergency stop switch, Push-in, non-lighted, 40 mm dia, push-lock/turn-reset, 4 NC
A22NE-M-PD11-C | 22640 | 687816 | Emergency stop switch, Push-in, 24 VAC/DC illuminated, 40 mm dia, push-lock/turn-reset, 1 NC + 1 NO
A22NE-M-PD11-N | 20090 | 687826 | Emergency stop switch, Push-In, non-illuminated, 40 mm dia, push-lock/turn-reset, 1 NC + 1 NO
A22NE-M-PD12-C | 25080 | 687817 | Emergency stop switch, Push-in, 24 VAC/DC illuminated, 40 mm dia, push-lock/turn-reset, 2 NC + 1 NO
A22NE-M-PD12-N | 22700 | 687827 | Emergency stop switch, Push-In, non-illuminated, 40 mm dia, push-lock/turn-reset, 2 NC + 1 NO
A22NE-M-PD13-C | 27520 | 689627 | Emergency stop switch, Push-in, 24 VAC/DC illuminated, 40 mm dia, push-lock/turn-reset, 3 NC + 1 NO
A22NE-M-PD13-N | 37630 | 708708 | Emergency stop switch, Push-In, non-illuminated, 40 mm dia, push-lock/turn-reset, 3 NC + 1 NO
A22NE-M-PD22-C | 26800 | 687818 | Emergency stop switch, Push-in, 24 VAC/DC illuminated, 40 mm dia, push-lock/turn-reset, 2 NC + 2 NO
A22NE-M-PD22-N | 25210 | 687828 | Emergency stop switch, Push-In, non-illuminated, 40 mm dia, push-lock/turn-reset, 2 NC + 2 NO
A22NE-MP-N | 13230 | 680133 | Emergency stop switch, 40 mm dia., push-lock/pull-reset, IP65
A22NE-MP-N-69K | 12280 | 687743 | Emergency stop mushroom head, 40 mm dia., push-lock/pull-reset, IP69K
A22NE-MP-P002-N | 24160 | 679738 | Emergency stop switch, Push-in, non-illuminated, 40 mm dia, push-lock/pull-reset, 1NC
A22NE-MP-P002-N-69K | 15300 | 685209 | Emergency stop switch, Push-in, non-illuminated, 40 mm dia, push-lock/pull-reset, 1NC
A22NE-MP-P102-N | 25300 | 679741 | Emergency stop switch, Push-in, non-illuminated, 40 mm dia, push-lock/pull-reset, 1NO + 1NC
A22NE-MP-P102-N-69K | 17280 | 685206 | Emergency stop switch, Push-in, non-illuminated, 40 mm dia, push-lock/pull-reset, 1NO + 1NC
A22NE-MP-P202-N | 25300 | 679740 | Emergency stop switch, Push-in, non-illuminated, 40 mm dia, push-lock/pull-reset, 2NC
A22NE-MP-P202-N-69K | 17280 | 685207 | Emergency stop switch, Push-in, non-illuminated, 40 mm dia, push-lock/pull-reset, 2NC, IP69K
A22NE-MP-P212-N | 26450 | 679731 | Emergency stop switch, Push-in, non-illuminated, 40 mm dia, push-lock/pull-reset, 2NC+1NO
A22NE-MP-P212-N-69K | 19750 | 685208 | Emergency stop switch, Push-in, non-illuminated, 40 mm dia, push-lock/pull-reset, 2NC+1NO
A22NE-MP-P222-N | 26450 | 679742 | Emergency stop switch, Push-in, non-illuminated, 40 mm dia, push-lock/pull-reset, 3NC
A22NE-MP-P222-N-69K | 19750 | 685205 | Emergency stop switch, Push-in, non-illuminated, 40 mm dia, push-lock/pull-reset, 3NC
A22NE-MP-PD01-N-69K | 34660 | 687834 | Emergency stop switch, Push-in, non-illuminated, 40 mm dia, push-lock/pull-reset, 1 NC, IP69K
A22NE-MP-PD02-N-69K | 37560 | 687835 | Emergency stop switch, Push-in, non-illuminated, 40 mm dia, push-lock/pull-reset, 2 NC, IP69K
A22NE-MP-PD11-N-69K | 38600 | 687836 | Emergency stop switch, Push-in, non-illuminated, 40 mm dia, push-lock/pull-reset, 1 NC + 1 NO, IP69K
A22NE-MP-PD12-N-69K | 40780 | 687837 | Emergency stop switch, Push-in, non-illuminated, 40 mm dia, push-lock/pull-reset, 2 NC + 1 NO, IP69K
A22NE-MP-PD22-N-69K | 42430 | 687838 | Emergency stop switch, Push-in, non-illuminated, 40 mm dia, push-lock/pull-reset, 2 NC + 2 NO, IP69K
A22NE-MRO-N | 8640 | 680407 | Emergency stop switch, non-illuminated, 40 mm dia, push-lock/turn-reset, IP65, “EMO” and arrows printed in white
A22NE-MRO-N-RD | 8640 | 680408 | Emergency stop switch, non-illuminated, 40 mm dia, push-lock/turn-reset, IP65, “EMO” printed in white, arrows engraved in red.
A22NE-S-N | 10360 | 680135 | Emergency stop switch, non-illuminated, 30 mm dia., push-lock/turn-reset, IP65
A22NE-S-P002-N | 13820 | 679744 | Emergency stop switch, Push-In, non-illuminated, 30 mm dia, push-lock/turn-reset, NC
A22NE-S-P102-N | 14970 | 679743 | Emergency stop switch, Push-In, non-illuminated, 30 mm dia, push-lock/turn-reset, NC+NO
A22NE-S-P202-N | 14970 | 679727 | Emergency stop switch, Push-In, non-illuminated, 30 mm dia, push-lock/turn-reset, 2NC
A22NE-S-P212-N | 16120 | 679737 | Emergency stop switch, Push-In, non-illuminated, 30 mm dia, push-lock/turn-reset, 2NC+NO
A22NE-S-P222-N | 16120 | 679733 | Emergency stop switch, Push-In, non-illuminated, 30 mm dia, push-lock/turn-reset, 3NC
A22NE-S-PD01-N | 17470 | 687819 | Emergency stop switch, Push-In, non-illuminated, 30 mm dia, push-lock/turn-reset, 1 NC
A22NE-S-PD02-N | 19340 | 687820 | Emergency stop switch, Push-In, non-illuminated, 30 mm dia, push-lock/turn-reset, 2 NC
A22NE-S-PD11-N | 19990 | 687821 | Emergency stop switch, Push-In, non-illuminated, 30 mm dia, push-lock/turn-reset, 1 NC + 1 NO
A22NE-S-PD12-N | 22600 | 687822 | Emergency stop switch, Push-In, non-illuminated, 30 mm dia, push-lock/turn-reset, 2 NC + 1 NO
A22NE-S-PD22-N | 25110 | 687823 | Emergency stop switch, Push-In, non-illuminated, 30 mm dia, push-lock/turn-reset, 2 NC + 2 NO
A22NK-2BL-01BA-G002 | 10400 | 660037 | Selector A22NK Ø22, Key type S, 2 position, bezel plastic, AUTO RESET ON LEFT, RELEASE position LEFT, 1NC
A22NK-2BL-01BA-G100 | 10400 | 662916 | Selector A22NK Ø22, Key type S, 2 position, bezel plastic, AUTO RESET ON LEFT, RELEASE position LEFT, 1NO
A22NK-2BL-01BA-G101 | 11000 | 663845 | Selector A22NK Ø22, Key type S, 2 position, bezel plastic, AUTO RESET ON LEFT, RELEASE position LEFT, 2NO
A22NK-2BL-01BA-G102 | 11000 | 661914 | Selector A22NK 22 dia., Key type S, 2 position, bezel plastic, auto reset on left, release position left, 1NO1NC
A22NK-2BL-01BA-G111 | 11630 | 663914 | Selector A22NK Ø22, Key type S, 2 position, bezel plastic, AUTO RESET ON LEFT, RELEASE position LEFT, 3NO
A22NK-2BL-01BA-G112 | 11630 | 662917 | Selector A22NK Ø22, Key type S, 2 position, bezel plastic, AUTO RESET ON LEFT, RELEASE position LEFT, 2NO1NC
A22NK-2BL-01BA-G122 | 11630 | 661918 | Selector A22NK Ø22, Key type S, 2 position, bezel plastic, AUTO RESET ON LEFT, RELEASE position LEFT, 1NO2NC
A22NK-2BL-01BA-G202 | 11000 | 664745 | Selector A22NK Ø22, Key type S, 2 position, bezel plastic, AUTO RESET ON LEFT, RELEASE position LEFT, 2NC
A22NK-2BL-01BA-G222 | 11630 | 660969 | Selector A22NK Ø22, Key type S, 2 position, bezel plastic, AUTO RESET ON LEFT, RELEASE position LEFT, 3NC
A22NK-2BM-01AA-G002 | 10400 | 666650 | Selector A22NK Ø22, Key type S, 2 position, bezel plastic, MANUAL, RELEASE position ALL, 1NC
A22NK-2BM-01AA-G100 | 10400 | 665804 | Selector A22NK Ø22, Key type S, 2 position, bezel plastic, MANUAL, RELEASE position ALL, 1NO
A22NK-2BM-01AA-G101 | 11000 | 661926 | Selector A22NK Ø22, Key type S, 2 position, bezel plastic, MANUAL, RELEASE position ALL, 2NO
A22NK-2BM-01AA-G102 | 11000 | 666651 | Selector A22NK Ø22, Key type S, 2 position, bezel plastic, MANUAL, RELEASE position ALL, 1NO1NC
A22NK-2BM-01AA-G111 | 11630 | 662907 | Selector A22NK Ø22, Key type S, 2 position, bezel plastic, MANUAL, RELEASE position ALL, 3NO
A22NK-2BM-01AA-G112 | 11630 | 660967 | Selector A22NK Ø22, Key type S, 2 position, bezel plastic, MANUAL, RELEASE position ALL, 2NO1NC
A22NK-2BM-01AA-G122 | 11630 | 660975 | Selector A22NK Ø22, Key type S, 2 position, bezel plastic, MANUAL, RELEASE position ALL, 1NO2NC
A22NK-2BM-01AA-G202 | 11000 | 660040 | Selector A22NK Ø22, Key type S, 2 position, bezel plastic, MANUAL, RELEASE position ALL, 2NC
A22NK-2BM-01AA-G222 | 11630 | 666648 | Selector A22NK Ø22, Key type S, 2 position, bezel plastic, MANUAL, RELEASE position ALL, 3NC
A22NK-2BM-01AA-P102 | 11000 | 673635 | Selector A22NK Ø22, Key type S, 2 position, bezel plastic, MANUAL, RELEASE position ALL, 1NO1NC, push-in terminal
A22NK-2BM-01BA-G002 | 10400 | 662914 | Selector A22NK Ø22, Key type S, 2 position, bezel plastic, MANUAL, RELEASE position LEFT, 1NC
A22NK-2BM-01BA-G100 | 10400 | 660968 | Selector A22NK 22 dia., Key type S, 2 position, bezel plastic, manual, release position left, 1NO
A22NK-2BM-01BA-G101 | 11000 | 664746 | Selector A22NK Ø22, Key type S, 2 position, bezel plastic, MANUAL, RELEASE position LEFT, 2NO
A22NK-2BM-01BA-G102 | 11000 | 660050 | Selector A22NK Ø22, Key type S, 2 position, bezel plastic, MANUAL, RELEASE position LEFT, 1NO1NC
A22NK-2BM-01BA-G111 | 11630 | 662908 | Selector A22NK Ø22, Key type S, 2 position, bezel plastic, MANUAL, RELEASE position LEFT, 3NO
A22NK-2BM-01BA-G112 | 11630 | 661039 | Selector A22NK Ø22, Key type S, 2 position, bezel plastic, MANUAL, RELEASE position LEFT, 2NO1NC
A22NK-2BM-01BA-G122 | 11630 | 660041 | Selector A22NK Ø22, Key type S, 2 position, bezel plastic, MANUAL, RELEASE position LEFT, 1NO2NC
A22NK-2BM-01BA-G202 | 11000 | 665722 | Selector A22NK Ø22, Key type S, 2 position, bezel plastic, MANUAL, RELEASE position LEFT, 2NC
A22NK-2BM-01BA-G222 | 11630 | 661915 | Selector A22NK Ø22, Key type S, 2 position, bezel plastic, MANUAL, RELEASE position LEFT, 3NC
A22NK-2BM-01BA-P100 | 10400 | 673687 | Selector A22NK Ø22, Key type S, 2 position, bezel plastic, MANUAL, RELEASE position LEFT, 1NO, push-in terminal
A22NK-2BM-01CA-G002 | 10400 | 662915 | Selector A22NK Ø22, Key type S, 2 position, bezel plastic, MANUAL, RELEASE position RIGHT, 1NC
A22NK-2BM-01CA-G100 | 10400 | 663846 | Selector A22NK Ø22, Key type S, 2 position, bezel plastic, MANUAL, RELEASE position RIGHT, 1NO
A22NK-2BM-01CA-G101 | 11000 | 662997 | Selector A22NK Ø22, Key type S, 2 position, bezel plastic, MANUAL, RELEASE position RIGHT, 2NO
A22NK-2BM-01CA-G102 | 11000 | 665803 | Selector A22NK Ø22, Key type S, 2 position, bezel plastic, MANUAL, RELEASE position RIGHT, 1NO1NC
A22NK-2BM-01CA-G111 | 11630 | 660972 | Selector A22NK Ø22, Key type S, 2 position, bezel plastic, MANUAL, RELEASE position RIGHT, 3NO
A22NK-2BM-01CA-G112 | 11630 | 665742 | Selector A22NK Ø22, Key type S, 2 position, bezel plastic, MANUAL, RELEASE position RIGHT, 2NO1NC
A22NK-2BM-01CA-G122 | 11630 | 661040 | Selector A22NK Ø22, Key type S, 2 position, bezel plastic, MANUAL, RELEASE position RIGHT, 1NO2NC
A22NK-2BM-01CA-G202 | 11000 | 661916 | Selector A22NK Ø22, Key type S, 2 position, bezel plastic, MANUAL, RELEASE position RIGHT, 2NC
A22NK-2BM-01CA-G222 | 11630 | 666649 | Selector A22NK Ø22, Key type S, 2 position, bezel plastic, MANUAL, RELEASE position RIGHT, 3NC
A22NK-2ML-01BA-G002 | 11000 | 661041 | Selector A22NK Ø22, Key type S, 2 position, bezel brushed M, AUTO RESET ON LEFT, RELEASE position LEFT, 1NC
A22NK-2ML-01BA-G100 | 11000 | 663855 | Selector A22NK Ø22, Key type S, 2 position, bezel brushed M, AUTO RESET ON LEFT, RELEASE position LEFT, 1NO
A22NK-2ML-01BA-G101 | 11630 | 666667 | Selector A22NK Ø22, Key type S, 2 position, bezel brushed M, AUTO RESET ON LEFT, RELEASE position LEFT, 2NO
A22NK-2ML-01BA-G102 | 11630 | 664736 | Selector A22NK Ø22, Key type S, 2 position, bezel brushed M, AUTO RESET ON LEFT, RELEASE position LEFT, 1NO1NC
A22NK-2ML-01BA-G111 | 12210 | 662928 | Selector A22NK Ø22, Key type S, 2 position, bezel brushed M, AUTO RESET ON LEFT, RELEASE position LEFT, 3NO
A22NK-2ML-01BA-G112 | 12210 | 664754 | Selector A22NK Ø22, Key type S, 2 position, bezel brushed M, AUTO RESET ON LEFT, RELEASE position LEFT, 2NO1NC
A22NK-2ML-01BA-G122 | 12210 | 664737 | Selector A22NK Ø22, Key type S, 2 position, bezel brushed M, AUTO RESET ON LEFT, RELEASE position LEFT, 1NO2NC
A22NK-2ML-01BA-G202 | 11630 | 660049 | Selector A22NK Ø22, Key type S, 2 position, bezel brushed M, AUTO RESET ON LEFT, RELEASE position LEFT, 2NC
A22NK-2ML-01BA-G222 | 12210 | 664753 | Selector A22NK Ø22, Key type S, 2 position, bezel brushed M, AUTO RESET ON LEFT, RELEASE position LEFT, 3NC
A22NK-2MM-01AA-G002 | 11000 | 660043 | Selector A22NK Ø22, Key type S, 2 position, bezel brushed M, MANUAL, RELEASE position ALL, 1NC
A22NK-2MM-01AA-G100 | 11000 | 665805 | Selector A22NK Ø22, Key type S, 2 position, bezel brushed M, MANUAL, RELEASE position ALL, 1NO
A22NK-2MM-01AA-G101 | 11630 | 665723 | Selector A22NK Ø22, Key type S, 2 position, bezel brushed M, MANUAL, RELEASE position ALL, 2NO
A22NK-2MM-01AA-G102 | 11630 | 664744 | Selector A22NK 22 dia., Key type S, 2 position, bezel brushed M, manual, release position all, 1NO1NC
A22NK-2MM-01AA-G111 | 12210 | 664730 | Selector A22NK Ø22, Key type S, 2 position, bezel brushed M, MANUAL, RELEASE position ALL, 3NO
A22NK-2MM-01AA-G112 | 12210 | 661996 | Selector A22NK Ø22, Key type S, 2 position, bezel brushed M, MANUAL, RELEASE position ALL, 2NO1NC
A22NK-2MM-01AA-G122 | 12210 | 660966 | Selector A22NK Ø22, Key type S, 2 position, bezel brushed M, MANUAL, RELEASE position ALL, 1NO2NC
A22NK-2MM-01AA-G202 | 11630 | 664735 | Selector A22NK Ø22, Key type S, 2 position, bezel brushed M, MANUAL, RELEASE position ALL, 2NC
A22NK-2MM-01AA-G222 | 12210 | 665721 | Selector A22NK Ø22, Key type S, 2 position, bezel brushed M, MANUAL, RELEASE position ALL, 3NC
A22NK-2MM-01BA-G002 | 11000 | 662927 | Selector A22NK Ø22, Key type S, 2 position, bezel brushed M, MANUAL, RELEASE position LEFT, 1NC
A22NK-2MM-01BA-G100 | 11000 | 661997 | Selector A22NK Ø22, Key type S, 2 position, bezel brushed M, MANUAL, RELEASE position LEFT, 1NO
A22NK-2MM-01BA-G101 | 11630 | 666666 | Selector A22NK Ø22, Key type S, 2 position, bezel brushed M, MANUAL, RELEASE position LEFT, 2NO
A22NK-2MM-01BA-G102 | 11630 | 664743 | Selector A22NK Ø22, Key type S, 2 position, bezel brushed M, MANUAL, RELEASE position LEFT, 1NO1NC
A22NK-2MM-01BA-G111 | 12210 | 661920 | Selector A22NK Ø22, Key type S, 2 position, bezel brushed M, MANUAL, RELEASE position LEFT, 3NO
A22NK-2MM-01BA-G112 | 12210 | 664738 | Selector A22NK Ø22, Key type S, 2 position, bezel brushed M, MANUAL, RELEASE position LEFT, 2NO1NC
A22NK-2MM-01BA-G122 | 12210 | 663848 | Selector A22NK Ø22, Key type S, 2 position, bezel brushed M, MANUAL, RELEASE position LEFT, 1NO2NC
A22NK-2MM-01BA-G202 | 11630 | 660048 | Selector A22NK Ø22, Key type S, 2 position, bezel brushed M, MANUAL, RELEASE position LEFT, 2NC
A22NK-2MM-01BA-G222 | 12210 | 660980 | Selector A22NK Ø22, Key type S, 2 position, bezel brushed M, MANUAL, RELEASE position LEFT, 3NC
A22NK-2MM-01BA-P100 | 10400 | 675147 | Selector A22NK Ø22, Key type S, 2 position, bezel brushed M, MANUAL, RELEASE position LEFT, 1NO, push-in
A22NK-2MM-01CA-G002 | 11000 | 660044 | Selector A22NK Ø22, Key type S, 2 position, bezel brushed M, MANUAL, RELEASE position RIGHT, 1NC
A22NK-2MM-01CA-G100 | 11000 | 663915 | Selector A22NK Ø22, Key type S, 2 position, bezel brushed M, MANUAL, RELEASE position RIGHT, 1NO
A22NK-2MM-01CA-G101 | 11630 | 664830 | Selector A22NK Ø22, Key type S, 2 position, bezel brushed M, MANUAL, RELEASE position RIGHT, 2NO
A22NK-2MM-01CA-G102 | 11630 | 661927 | Selector A22NK Ø22, Key type S, 2 position, bezel brushed M, MANUAL, RELEASE position RIGHT, 1NO1NC
A22NK-2MM-01CA-G111 | 12210 | 660047 | Selector A22NK Ø22, Key type S, 2 position, bezel brushed M, MANUAL, RELEASE position RIGHT, 3NO
A22NK-2MM-01CA-G112 | 12210 | 665734 | Selector A22NK Ø22, Key type S, 2 position, bezel brushed M, MANUAL, RELEASE position RIGHT, 2NO1NC
A22NK-2MM-01CA-G122 | 12210 | 664740 | Selector A22NK Ø22, Key type S, 2 position, bezel brushed M, MANUAL, RELEASE position RIGHT, 1NO2NC
A22NK-2MM-01CA-G202 | 11630 | 661921 | Selector A22NK Ø22, Key type S, 2 position, bezel brushed M, MANUAL, RELEASE position RIGHT, 2NC
A22NK-2MM-01CA-G222 | 12210 | 666660 | Selector A22NK Ø22, Key type S, 2 position, bezel brushed M, MANUAL, RELEASE position RIGHT, 3NC
A22NK-2MM-01CA-P102 | 11630 | 673674 | Selector A22NK Ø22, Key type S, 2 position, bezel brushed M, MANUAL, RELEASE position RIGHT, 1NO1NC, push-in terminal
A22NK-2RL-01BA-G002 | 11000 | 663004 | Selector A22NK Ø22, Key type S, 2 position, bezel metal, AUTO RESET ON LEFT, RELEASE position LEFT, 1NC
A22NK-2RL-01BA-G100 | 11000 | 660367 | Selector A22NK Ø22, Key type S, 2 position, bezel metal, AUTO RESET ON LEFT, RELEASE position LEFT, 1NO
A22NK-2RL-01BA-G101 | 11630 | 663002 | Selector A22NK Ø22, Key type S, 2 position, bezel metal, AUTO RESET ON LEFT, RELEASE position LEFT, 2NO
A22NK-2RL-01BA-G102 | 11630 | 659857 | Selector A22NK 22 dia., Key type S, 2 position, bezel metal, auto reset on left, release position left, 1NO1NC
A22NK-2RL-01BA-G111 | 12210 | 663700 | Selector A22NK Ø22, Key type S, 2 position, bezel metal, AUTO RESET ON LEFT, RELEASE position LEFT, 3NO
A22NK-2RL-01BA-G112 | 12210 | 661046 | Selector A22NK Ø22, Key type S, 2 position, bezel metal, AUTO RESET ON LEFT, RELEASE position LEFT, 2NO1NC
A22NK-2RL-01BA-G122 | 12210 | 661615 | Selector A22NK Ø22, Key type S, 2 position, bezel metal, AUTO RESET ON LEFT, RELEASE position LEFT, 1NO2NC
A22NK-2RL-01BA-G202 | 11630 | 660112 | Selector A22NK Ø22, Key type S, 2 position, bezel metal, AUTO RESET ON LEFT, RELEASE position LEFT, 2NC
A22NK-2RL-01BA-G222 | 12210 | 663664 | Selector A22NK Ø22, Key type S, 2 position, bezel metal, AUTO RESET ON LEFT, RELEASE position LEFT, 3NC
A22NK-2RL-01BA-P100 | 11000 | 673652 | Selector A22NK Ø22, Key type S, 2 position, bezel metal, AUTO RESET ON LEFT, RELEASE position LEFT, 1NO, push-in terminal
A22NK-2RM-01AA-G002 | 11000 | 664742 | Selector A22NK Ø22, Key type S, 2 position, bezel metal, MANUAL, RELEASE position ALL, 1NC
A22NK-2RM-01AA-G100 | 11000 | 665740 | Selector A22NK Ø22, Key type S, 2 position, bezel metal, MANUAL, RELEASE position ALL, 1NO
A22NK-2RM-01AA-G101 | 11630 | 665735 | Selector A22NK Ø22, Key type S, 2 position, bezel metal, MANUAL, RELEASE position ALL, 2NO
A22NK-2RM-01AA-G102 | 11630 | 660042 | Selector A22NK Ø22, Key type S, 2 position, bezel metal, MANUAL, RELEASE position ALL, 1NO1NC
A22NK-2RM-01AA-G111 | 12210 | 665745 | Selector A22NK Ø22, Key type S, 2 position, bezel metal, MANUAL, RELEASE position ALL, 3NO
A22NK-2RM-01AA-G112 | 12210 | 665741 | Selector A22NK Ø22, Key type S, 2 position, bezel metal, MANUAL, RELEASE position ALL, 2NO1NC
A22NK-2RM-01AA-G122 | 12210 | 664752 | Selector A22NK Ø22, Key type S, 2 position, bezel metal, MANUAL, RELEASE position ALL, 1NO2NC
A22NK-2RM-01AA-G202 | 11630 | 666715 | Selector A22NK Ø22, Key type S, 2 position, bezel metal, MANUAL, RELEASE position ALL, 2NC
A22NK-2RM-01AA-G222 | 12210 | 660981 | Selector A22NK Ø22, Key type S, 2 position, bezel metal, MANUAL, RELEASE position ALL, 3NC
A22NK-2RM-01BA-G002 | 11000 | 665728 | Selector A22NK Ø22, Key type S, 2 position, bezel metal, MANUAL, RELEASE position LEFT, 1NC
A22NK-2RM-01BA-G100 | 11000 | 662921 | Selector A22NK Ø22, Key type S, 2 position, bezel metal, MANUAL, RELEASE position LEFT, 1NO
A22NK-2RM-01BA-G101 | 11630 | 663847 | Selector A22NK Ø22, Key type S, 2 position, bezel metal, MANUAL, RELEASE position LEFT, 2NO
A22NK-2RM-01BA-G102 | 11630 | 664741 | Selector A22NK Ø22, Key type S, 2 position, bezel metal, MANUAL, RELEASE position LEFT, 1NO1NC
A22NK-2RM-01BA-G111 | 12210 | 662923 | Selector A22NK Ø22, Key type S, 2 position, bezel metal, MANUAL, RELEASE position LEFT, 3NO
A22NK-2RM-01BA-G112 | 12210 | 665727 | Selector A22NK Ø22, Key type S, 2 position, bezel metal, MANUAL, RELEASE position LEFT, 2NO1NC
A22NK-2RM-01BA-G122 | 12210 | 662998 | Selector A22NK Ø22, Key type S, 2 position, bezel metal, MANUAL, RELEASE position LEFT, 1NO2NC
A22NK-2RM-01BA-G202 | 11630 | 662922 | Selector A22NK Ø22, Key type S, 2 position, bezel metal, MANUAL, RELEASE position LEFT, 2NC
A22NK-2RM-01BA-G222 | 12210 | 662999 | Selector A22NK Ø22, Key type S, 2 position, bezel metal, MANUAL, RELEASE position LEFT, 3NC
A22NK-2RM-01BA-P100 | 11000 | 674698 | Selector A22NK Ø22, Key type S, 2 position, bezel metal, MANUAL, RELEASE position LEFT, 1NO, push-in terminal
A22NK-2RM-01BA-P101 | 11630 | 674237 | Selector A22NK Ø22, Key type S, 2 position, bezel metal, MANUAL, RELEASE position LEFT, 2NO, push-in terminal
A22NK-2RM-01CA-G002 | 11000 | 666717 | Selector A22NK Ø22, Key type S, 2 position, bezel metal, MANUAL, RELEASE position RIGHT, 1NC
A22NK-2RM-01CA-G100 | 11000 | 663859 | Selector A22NK Ø22, Key type S, 2 position, bezel metal, MANUAL, RELEASE position RIGHT, 1NO
A22NK-2RM-01CA-G101 | 11630 | 661723 | Selector A22NK Ø22, Key type S, 2 position, bezel metal, MANUAL, RELEASE position RIGHT, 2NO
A22NK-2RM-01CA-G102 | 11630 | 661048 | Selector A22NK Ø22, Key type S, 2 position, bezel metal, MANUAL, RELEASE position RIGHT, 1NO1NC
A22NK-2RM-01CA-G111 | 12210 | 660984 | Selector A22NK Ø22, Key type S, 2 position, bezel metal, MANUAL, RELEASE position RIGHT, 3NO
A22NK-2RM-01CA-G112 | 12210 | 666725 | Selector A22NK Ø22, Key type S, 2 position, bezel metal, MANUAL, RELEASE position RIGHT, 2NO1NC
A22NK-2RM-01CA-G122 | 12210 | 660368 | Selector A22NK Ø22, Key type S, 2 position, bezel metal, MANUAL, RELEASE position RIGHT, 1NO2NC
A22NK-2RM-01CA-G202 | 11630 | 660802 | Selector A22NK Ø22, Key type S, 2 position, bezel metal, MANUAL, RELEASE position RIGHT, 2NC
A22NK-2RM-01CA-G222 | 12210 | 660108 | Selector A22NK Ø22, Key type S, 2 position, bezel metal, MANUAL, RELEASE position RIGHT, 3NC
A22NK-3BB-01DA-G011 | 11000 | 661971 | Selector A22NK Ø22, Key type S, 3 position, bezel plastic, AUTO RESET ON L/R, RELEASE position CENTER, 2NO
A22NK-3BB-01DA-G012 | 11000 | 659859 | Selector A22NK Ø22, Key type S, 3 position, bezel plastic, AUTO RESET ON L/R, RELEASE position CENTER, 1NO1C
A22NK-3BB-01DA-G021 | 11000 | 663666 | Selector A22NK Ø22, Key type S, 3 position, bezel plastic, AUTO RESET ON L/R, RELEASE position CENTER, 1NO1NC
A22NK-3BB-01DA-G022 | 11000 | 664686 | Selector A22NK Ø22, Key type S, 3 position, bezel plastic, AUTO RESET ON L/R, RELEASE position CENTER, 2NC
A22NK-3BB-01DA-G101 | 11000 | 664812 | Selector A22NK Ø22, Key type S, 3 position, bezel plastic, AUTO RESET ON L/R, RELEASE position CENTER, 2NO
A22NK-3BB-01DA-G102 | 11000 | 660804 | Selector A22NK Ø22, Key type S, 3 position, bezel plastic, AUTO RESET ON L/R, RELEASE position CENTER, 1NO1NC
A22NK-3BB-01DA-G110 | 11000 | 665562 | Selector A22NK Ø22, Key type S, 3 position, bezel plastic, AUTO RESET ON L/R, RELEASE position CENTER, 2NO
A22NK-3BB-01DA-G111 | 11630 | 664793 | Selector A22NK Ø22, Key type S, 3 position, bezel plastic, AUTO RESET ON L/R, RELEASE position CENTER, 3NO
A22NK-3BB-01DA-G112 | 11630 | 662960 | Selector A22NK Ø22, Key type S, 3 position, bezel plastic, AUTO RESET ON L/R, RELEASE position CENTER, 2NO1NC
A22NK-3BB-01DA-G120 | 11000 | 662733 | Selector A22NK Ø22, Key type S, 3 position, bezel plastic, AUTO RESET ON L/R, RELEASE position CENTER, 1NO1NC
A22NK-3BB-01DA-G121 | 11630 | 663891 | Selector A22NK Ø22, Key type S, 3 position, bezel plastic, AUTO RESET ON L/R, RELEASE position CENTER, 2NO1NC
A22NK-3BB-01DA-G122 | 11630 | 663794 | Selector A22NK Ø22, Key type S, 3 position, bezel plastic, AUTO RESET ON L/R, RELEASE position CENTER, 1NO2NC
A22NK-3BB-01DA-G201 | 11000 | 666700 | Selector A22NK Ø22, Key type S, 3 position, bezel plastic, AUTO RESET ON L/R, RELEASE position CENTER, 1NO1NC
A22NK-3BB-01DA-G202 | 11000 | 663671 | Selector A22NK Ø22, Key type S, 3 position, bezel plastic, AUTO RESET ON L/R, RELEASE position CENTER, 2NC
A22NK-3BB-01DA-G210 | 11000 | 664782 | Selector A22NK Ø22, Key type S, 3 position, bezel plastic, AUTO RESET ON L/R, RELEASE position CENTER, 1NO1C
A22NK-3BB-01DA-G211 | 11630 | 666693 | Selector A22NK Ø22, Key type S, 3 position, bezel plastic, AUTO RESET ON L/R, RELEASE position CENTER, 2NO1NC
A22NK-3BB-01DA-G212 | 11630 | 661003 | Selector A22NK Ø22, Key type S, 3 position, bezel plastic, AUTO RESET ON L/R, RELEASE position CENTER, 1NO2NC
A22NK-3BB-01DA-G220 | 11000 | 666692 | Selector A22NK Ø22, Key type S, 3 position, bezel plastic, AUTO RESET ON L/R, RELEASE position CENTER, 2NC
A22NK-3BB-01DA-G221 | 11630 | 666691 | Selector A22NK Ø22, Key type S, 3 position, bezel plastic, AUTO RESET ON L/R, RELEASE position CENTER, 1NO2NC
A22NK-3BB-01DA-G222 | 11630 | 662981 | Selector A22NK Ø22, Key type S, 3 position, bezel plastic, AUTO RESET ON L/R, RELEASE position CENTER, 3NC
A22NK-3BL-01BA-G011 | 11000 | 660069 | Selector A22NK Ø22, Key type S, 3 position, bezel plastic, AUTO RESET ON LEFT, RELEASE position LEFT, 2NO
A22NK-3BL-01BA-G012 | 11000 | 666491 | Selector A22NK Ø22, Key type S, 3 position, bezel plastic, AUTO RESET ON LEFT, RELEASE position LEFT, 1NO1C
A22NK-3BL-01BA-G021 | 11000 | 666672 | Selector A22NK Ø22, Key type S, 3 position, bezel plastic, AUTO RESET ON LEFT, RELEASE position LEFT, 1NO1NC
A22NK-3BL-01BA-G022 | 11000 | 663678 | Selector A22NK Ø22, Key type S, 3 position, bezel plastic, AUTO RESET ON LEFT, RELEASE position LEFT, 2NC
A22NK-3BL-01BA-G101 | 11000 | 663869 | Selector A22NK Ø22, Key type S, 3 position, bezel plastic, AUTO RESET ON LEFT, RELEASE position LEFT, 2NO
A22NK-3BL-01BA-G102 | 11000 | 664771 | Selector A22NK Ø22, Key type S, 3 position, bezel plastic, AUTO RESET ON LEFT, RELEASE position LEFT, 1NO1NC
A22NK-3BL-01BA-G110 | 11000 | 665762 | Selector A22NK Ø22, Key type S, 3 position, bezel plastic, AUTO RESET ON LEFT, RELEASE position LEFT, 2NO
A22NK-3BL-01BA-G111 | 11630 | 665770 | Selector A22NK Ø22, Key type S, 3 position, bezel plastic, AUTO RESET ON LEFT, RELEASE position LEFT, 3NO
A22NK-3BL-01BA-G112 | 11630 | 665563 | Selector A22NK Ø22, Key type S, 3 position, bezel plastic, AUTO RESET ON LEFT, RELEASE position LEFT, 2NO1NC
A22NK-3BL-01BA-G120 | 11000 | 661953 | Selector A22NK Ø22, Key type S, 3 position, bezel plastic, AUTO RESET ON LEFT, RELEASE position LEFT, 1NO1NC
A22NK-3BL-01BA-G121 | 11630 | 666728 | Selector A22NK Ø22, Key type S, 3 position, bezel plastic, AUTO RESET ON LEFT, RELEASE position LEFT, 2NO1NC
A22NK-3BL-01BA-G122 | 11630 | 665752 | Selector A22NK Ø22, Key type S, 3 position, bezel plastic, AUTO RESET ON LEFT, RELEASE position LEFT, 1NO2NC
A22NK-3BL-01BA-G201 | 11000 | 666493 | Selector A22NK Ø22, Key type S, 3 position, bezel plastic, AUTO RESET ON LEFT, RELEASE position LEFT, 1NO1NC
A22NK-3BL-01BA-G202 | 11000 | 661940 | Selector A22NK Ø22, Key type S, 3 position, bezel plastic, AUTO RESET ON LEFT, RELEASE position LEFT, 2NC
A22NK-3BL-01BA-G210 | 11000 | 665581 | Selector A22NK Ø22, Key type S, 3 position, bezel plastic, AUTO RESET ON LEFT, RELEASE position LEFT, 1NO1C
A22NK-3BL-01BA-G211 | 11630 | 664776 | Selector A22NK Ø22, Key type S, 3 position, bezel plastic, AUTO RESET ON LEFT, RELEASE position LEFT, 2NO1NC
A22NK-3BL-01BA-G212 | 11630 | 666494 | Selector A22NK Ø22, Key type S, 3 position, bezel plastic, AUTO RESET ON LEFT, RELEASE position LEFT, 1NO2NC
A22NK-3BL-01BA-G220 | 11000 | 666677 | Selector A22NK Ø22, Key type S, 3 position, bezel plastic, AUTO RESET ON LEFT, RELEASE position LEFT, 2NC
A22NK-3BL-01BA-G221 | 11630 | 660988 | Selector A22NK Ø22, Key type S, 3 position, bezel plastic, AUTO RESET ON LEFT, RELEASE position LEFT, 1NO2NC
A22NK-3BL-01BA-G222 | 11630 | 661051 | Selector A22NK Ø22, Key type S, 3 position, bezel plastic, AUTO RESET ON LEFT, RELEASE position LEFT, 3NC
A22NK-3BL-01DA-G011 | 11000 | 662948 | Selector A22NK Ø22, Key type S, 3 position, bezel plastic, AUTO RESET ON LEFT, RELEASE position CENTER, 2NO
A22NK-3BL-01DA-G012 | 11000 | 666673 | Selector A22NK Ø22, Key type S, 3 position, bezel plastic, AUTO RESET ON LEFT, RELEASE position CENTER, 1NO1C
A22NK-3BL-01DA-G021 | 11000 | 660070 | Selector A22NK Ø22, Key type S, 3 position, bezel plastic, AUTO RESET ON LEFT, RELEASE position CENTER, 1NO1NC
A22NK-3BL-01DA-G022 | 11000 | 662950 | Selector A22NK Ø22, Key type S, 3 position, bezel plastic, AUTO RESET ON LEFT, RELEASE position CENTER, 2NC
A22NK-3BL-01DA-G101 | 11000 | 664775 | Selector A22NK Ø22, Key type S, 3 position, bezel plastic, AUTO RESET ON LEFT, RELEASE position CENTER, 2NO
A22NK-3BL-01DA-G102 | 11000 | 663883 | Selector A22NK Ø22, Key type S, 3 position, bezel plastic, AUTO RESET ON LEFT, RELEASE position CENTER, 1NO1NC
A22NK-3BL-01DA-G110 | 11000 | 665564 | Selector A22NK Ø22, Key type S, 3 position, bezel plastic, AUTO RESET ON LEFT, RELEASE position CENTER, 2NO
A22NK-3BL-01DA-G111 | 11630 | 660065 | Selector A22NK Ø22, Key type S, 3 position, bezel plastic, AUTO RESET ON LEFT, RELEASE position CENTER, 3NO
A22NK-3BL-01DA-G112 | 11630 | 663679 | Selector A22NK Ø22, Key type S, 3 position, bezel plastic, AUTO RESET ON LEFT, RELEASE position CENTER, 2NO1NC
A22NK-3BL-01DA-G120 | 11000 | 661752 | Selector A22NK Ø22, Key type S, 3 position, bezel plastic, AUTO RESET ON LEFT, RELEASE position CENTER, 1NO1NC
A22NK-3BL-01DA-G121 | 11630 | 662940 | Selector A22NK Ø22, Key type S, 3 position, bezel plastic, AUTO RESET ON LEFT, RELEASE position CENTER, 2NO1NC
A22NK-3BL-01DA-G122 | 11630 | 665812 | Selector A22NK Ø22, Key type S, 3 position, bezel plastic, AUTO RESET ON LEFT, RELEASE position CENTER, 1NO2NC
A22NK-3BL-01DA-G201 | 11000 | 662741 | Selector A22NK Ø22, Key type S, 3 position, bezel plastic, AUTO RESET ON LEFT, RELEASE position CENTER, 1NO1NC
A22NK-3BL-01DA-G202 | 11000 | 661949 | Selector A22NK Ø22, Key type S, 3 position, bezel plastic, AUTO RESET ON LEFT, RELEASE position CENTER, 2NC
A22NK-3BL-01DA-G210 | 11000 | 665761 | Selector A22NK Ø22, Key type S, 3 position, bezel plastic, AUTO RESET ON LEFT, RELEASE position CENTER, 1NO1C
A22NK-3BL-01DA-G211 | 11630 | 663874 | Selector A22NK Ø22, Key type S, 3 position, bezel plastic, AUTO RESET ON LEFT, RELEASE position CENTER, 2NO1NC
A22NK-3BL-01DA-G212 | 11630 | 662939 | Selector A22NK Ø22, Key type S, 3 position, bezel plastic, AUTO RESET ON LEFT, RELEASE position CENTER, 1NO2NC
A22NK-3BL-01DA-G220 | 11000 | 662938 | Selector A22NK Ø22, Key type S, 3 position, bezel plastic, AUTO RESET ON LEFT, RELEASE position CENTER, 2NC
A22NK-3BL-01DA-G221 | 11630 | 661951 | Selector A22NK Ø22, Key type S, 3 position, bezel plastic, AUTO RESET ON LEFT, RELEASE position CENTER, 1NO2NC
A22NK-3BL-01DA-G222 | 11630 | 662000 | Selector A22NK Ø22, Key type S, 3 position, bezel plastic, AUTO RESET ON LEFT, RELEASE position CENTER, 3NC
A22NK-3BM-01AA-G011 | 11000 | 663897 | Selector A22NK Ø22, Key type S, 3 position, bezel plastic, MANUAL, RELEASE position ALL, 2NO
A22NK-3BM-01AA-G012 | 11000 | 665558 | Selector A22NK Ø22, Key type S, 3 position, bezel plastic, MANUAL, RELEASE position ALL, 1NO1C
A22NK-3BM-01AA-G021 | 11000 | 661726 | Selector A22NK Ø22, Key type S, 3 position, bezel plastic, MANUAL, RELEASE position ALL, 1NO1NC
A22NK-3BM-01AA-G022 | 11000 | 663702 | Selector A22NK Ø22, Key type S, 3 position, bezel plastic, MANUAL, RELEASE position ALL, 2NC
A22NK-3BM-01AA-G101 | 11000 | 663920 | Selector A22NK Ø22, Key type S, 3 position, bezel plastic, MANUAL, RELEASE position ALL, 2NO
A22NK-3BM-01AA-G102 | 11000 | 661998 | Selector A22NK Ø22, Key type S, 3 position, bezel plastic, MANUAL, RELEASE position ALL, 1NO1NC
A22NK-3BM-01AA-G110 | 11000 | 666724 | Selector A22NK Ø22, Key type S, 3 position, bezel plastic, MANUAL, RELEASE position ALL, 2NO
A22NK-3BM-01AA-G111 | 11630 | 663918 | Selector A22NK Ø22, Key type S, 3 position, bezel plastic, MANUAL, RELEASE position ALL, 3NO
A22NK-3BM-01AA-G112 | 11630 | 665579 | Selector A22NK Ø22, Key type S, 3 position, bezel plastic, MANUAL, RELEASE position ALL, 2NO1NC
A22NK-3BM-01AA-G120 | 11000 | 660111 | Selector A22NK Ø22, Key type S, 3 position, bezel plastic, MANUAL, RELEASE position ALL, 1NO1NC
A22NK-3BM-01AA-G121 | 11630 | 660801 | Selector A22NK Ø22, Key type S, 3 position, bezel plastic, MANUAL, RELEASE position ALL, 2NO1NC
A22NK-3BM-01AA-G122 | 11630 | 662732 | Selector A22NK Ø22, Key type S, 3 position, bezel plastic, MANUAL, RELEASE position ALL, 1NO2NC
A22NK-3BM-01AA-G201 | 11000 | 661931 | Selector A22NK Ø22, Key type S, 3 position, bezel plastic, MANUAL, RELEASE position ALL, 1NO1NC
A22NK-3BM-01AA-G202 | 11000 | 664840 | Selector A22NK Ø22, Key type S, 3 position, bezel plastic, MANUAL, RELEASE position ALL, 2NC
A22NK-3BM-01AA-G210 | 11000 | 663917 | Selector A22NK Ø22, Key type S, 3 position, bezel plastic, MANUAL, RELEASE position ALL, 1NO1C
A22NK-3BM-01AA-G211 | 11630 | 665560 | Selector A22NK Ø22, Key type S, 3 position, bezel plastic, MANUAL, RELEASE position ALL, 2NO1NC
A22NK-3BM-01AA-G212 | 11630 | 663005 | Selector A22NK Ø22, Key type S, 3 position, bezel plastic, MANUAL, RELEASE position ALL, 1NO2NC
A22NK-3BM-01AA-G220 | 11000 | 663665 | Selector A22NK Ø22, Key type S, 3 position, bezel plastic, MANUAL, RELEASE position ALL, 2NC
A22NK-3BM-01AA-G221 | 11630 | 666985 | Selector A22NK Ø22, Key type S, 3 position, bezel plastic, MANUAL, RELEASE position ALL, 1NO2NC
A22NK-3BM-01AA-G222 | 11630 | 665561 | Selector A22NK Ø22, Key type S, 3 position, bezel plastic, MANUAL, RELEASE position ALL, 3NC
A22NK-3BM-01BA-G011 | 11000 | 663663 | Selector A22NK Ø22, Key type S, 3 position, bezel plastic, MANUAL, RELEASE position LEFT, 2NO
A22NK-3BM-01BA-G012 | 11000 | 666722 | Selector A22NK Ø22, Key type S, 3 position, bezel plastic, MANUAL, RELEASE position LEFT, 1NO1C
A22NK-3BM-01BA-G021 | 11000 | 664836 | Selector A22NK Ø22, Key type S, 3 position, bezel plastic, MANUAL, RELEASE position LEFT, 1NO1NC
A22NK-3BM-01BA-G022 | 11000 | 663860 | Selector A22NK Ø22, Key type S, 3 position, bezel plastic, MANUAL, RELEASE position LEFT, 2NC
A22NK-3BM-01BA-G101 | 11000 | 662280 | Selector A22NK Ø22, Key type S, 3 position, bezel plastic, MANUAL, RELEASE position LEFT, 2NO
A22NK-3BM-01BA-G102 | 11000 | 661050 | Selector A22NK Ø22, Key type S, 3 position, bezel plastic, MANUAL, RELEASE position LEFT, 1NO1NC
A22NK-3BM-01BA-G110 | 11000 | 663701 | Selector A22NK Ø22, Key type S, 3 position, bezel plastic, MANUAL, RELEASE position LEFT, 2NO
A22NK-3BM-01BA-G111 | 11630 | 662971 | Selector A22NK Ø22, Key type S, 3 position, bezel plastic, MANUAL, RELEASE position LEFT, 3NO
A22NK-3BM-01BA-G112 | 11630 | 665580 | Selector A22NK Ø22, Key type S, 3 position, bezel plastic, MANUAL, RELEASE position LEFT, 2NO1NC
A22NK-3BM-01BA-G120 | 11000 | 666484 | Selector A22NK Ø22, Key type S, 3 position, bezel plastic, MANUAL, RELEASE position LEFT, 1NO1NC
A22NK-3BM-01BA-G121 | 11630 | 660113 | Selector A22NK Ø22, Key type S, 3 position, bezel plastic, MANUAL, RELEASE position LEFT, 2NO1NC
A22NK-3BM-01BA-G122 | 11630 | 664157 | Selector A22NK Ø22, Key type S, 3 position, bezel plastic, MANUAL, RELEASE position LEFT, 1NO2NC
A22NK-3BM-01BA-G201 | 11000 | 661047 | Selector A22NK Ø22, Key type S, 3 position, bezel plastic, MANUAL, RELEASE position LEFT, 1NO1NC
A22NK-3BM-01BA-G202 | 11000 | 666716 | Selector A22NK Ø22, Key type S, 3 position, bezel plastic, MANUAL, RELEASE position LEFT, 2NC
A22NK-3BM-01BA-G210 | 11000 | 660115 | Selector A22NK Ø22, Key type S, 3 position, bezel plastic, MANUAL, RELEASE position LEFT, 1NO1C
A22NK-3BM-01BA-G211 | 11630 | 664578 | Selector A22NK Ø22, Key type S, 3 position, bezel plastic, MANUAL, RELEASE position LEFT, 2NO1NC
A22NK-3BM-01BA-G212 | 11630 | 661725 | Selector A22NK Ø22, Key type S, 3 position, bezel plastic, MANUAL, RELEASE position LEFT, 1NO2NC
A22NK-3BM-01BA-G220 | 11000 | 660986 | Selector A22NK Ø22, Key type S, 3 position, bezel plastic, MANUAL, RELEASE position LEFT, 2NC
A22NK-3BM-01BA-G221 | 11630 | 666726 | Selector A22NK Ø22, Key type S, 3 position, bezel plastic, MANUAL, RELEASE position LEFT, 1NO2NC
A22NK-3BM-01BA-G222 | 11630 | 665809 | Selector A22NK Ø22, Key type S, 3 position, bezel plastic, MANUAL, RELEASE position LEFT, 3NC
A22NK-3BM-01CA-G011 | 11000 | 663922 | Selector A22NK Ø22, Key type S, 3 position, bezel plastic, MANUAL, RELEASE position RIGHT, 2NO
A22NK-3BM-01CA-G012 | 11000 | 663896 | Selector A22NK Ø22, Key type S, 3 position, bezel plastic, MANUAL, RELEASE position RIGHT, 1NO1C
A22NK-3BM-01CA-G021 | 11000 | 662731 | Selector A22NK Ø22, Key type S, 3 position, bezel plastic, MANUAL, RELEASE position RIGHT, 1NO1NC
A22NK-3BM-01CA-G022 | 11000 | 664801 | Selector A22NK Ø22, Key type S, 3 position, bezel plastic, MANUAL, RELEASE position RIGHT, 2NC
A22NK-3BM-01CA-G101 | 11000 | 665559 | Selector A22NK Ø22, Key type S, 3 position, bezel plastic, MANUAL, RELEASE position RIGHT, 2NO
A22NK-3BM-01CA-G102 | 11000 | 665808 | Selector A22NK Ø22, Key type S, 3 position, bezel plastic, MANUAL, RELEASE position RIGHT, 1NO1NC
A22NK-3BM-01CA-G110 | 11000 | 661724 | Selector A22NK Ø22, Key type S, 3 position, bezel plastic, MANUAL, RELEASE position RIGHT, 2NO
A22NK-3BM-01CA-G111 | 11630 | 661042 | Selector A22NK Ø22, Key type S, 3 position, bezel plastic, MANUAL, RELEASE position RIGHT, 3NO
A22NK-3BM-01CA-G112 | 11630 | 666719 | Selector A22NK Ø22, Key type S, 3 position, bezel plastic, MANUAL, RELEASE position RIGHT, 2NO1NC
A22NK-3BM-01CA-G120 | 11000 | 664683 | Selector A22NK Ø22, Key type S, 3 position, bezel plastic, MANUAL, RELEASE position RIGHT, 1NO1NC
A22NK-3BM-01CA-G121 | 11630 | 663007 | Selector A22NK Ø22, Key type S, 3 position, bezel plastic, MANUAL, RELEASE position RIGHT, 2NO1NC
A22NK-3BM-01CA-G122 | 11630 | 664758 | Selector A22NK Ø22, Key type S, 3 position, bezel plastic, MANUAL, RELEASE position RIGHT, 1NO2NC
A22NK-3BM-01CA-G201 | 11000 | 666509 | Selector A22NK Ø22, Key type S, 3 position, bezel plastic, MANUAL, RELEASE position RIGHT, 1NO1NC
A22NK-3BM-01CA-G202 | 11000 | 666721 | Selector A22NK Ø22, Key type S, 3 position, bezel plastic, MANUAL, RELEASE position RIGHT, 2NC
A22NK-3BM-01CA-G210 | 11000 | 663919 | Selector A22NK Ø22, Key type S, 3 position, bezel plastic, MANUAL, RELEASE position RIGHT, 1NO1C
A22NK-3BM-01CA-G211 | 11630 | 663006 | Selector A22NK Ø22, Key type S, 3 position, bezel plastic, MANUAL, RELEASE position RIGHT, 2NO1NC
A22NK-3BM-01CA-G212 | 11630 | 664800 | Selector A22NK Ø22, Key type S, 3 position, bezel plastic, MANUAL, RELEASE position RIGHT, 1NO2NC
A22NK-3BM-01CA-G220 | 11000 | 662730 | Selector A22NK Ø22, Key type S, 3 position, bezel plastic, MANUAL, RELEASE position RIGHT, 2NC
A22NK-3BM-01CA-G221 | 11630 | 666720 | Selector A22NK Ø22, Key type S, 3 position, bezel plastic, MANUAL, RELEASE position RIGHT, 1NO2NC
A22NK-3BM-01CA-G222 | 11630 | 661930 | Selector A22NK Ø22, Key type S, 3 position, bezel plastic, MANUAL, RELEASE position RIGHT, 3NC
A22NK-3BM-01DA-G011 | 11000 | 664761 | Selector A22NK Ø22, Key type S, 3 position, bezel plastic, MANUAL, RELEASE position CENTER, 2NO
A22NK-3BM-01DA-G012 | 11000 | 665610 | Selector A22NK Ø22, Key type S, 3 position, bezel plastic, MANUAL, RELEASE position CENTER, 1NO1C
A22NK-3BM-01DA-G021 | 11000 | 663878 | Selector A22NK Ø22, Key type S, 3 position, bezel plastic, MANUAL, RELEASE position CENTER, 1NO1NC
A22NK-3BM-01DA-G022 | 11000 | 663875 | Selector A22NK Ø22, Key type S, 3 position, bezel plastic, MANUAL, RELEASE position CENTER, 2NC
A22NK-3BM-01DA-G101 | 11000 | 666986 | Selector A22NK Ø22, Key type S, 3 position, bezel plastic, MANUAL, RELEASE position CENTER, 2NO
A22NK-3BM-01DA-G102 | 11000 | 660903 | Selector A22NK Ø22, Key type S, 3 position, bezel plastic, MANUAL, RELEASE position CENTER, 1NO1NC
A22NK-3BM-01DA-G110 | 11000 | 664156 | Selector A22NK Ø22, Key type S, 3 position, bezel plastic, MANUAL, RELEASE position CENTER, 2NO
A22NK-3BM-01DA-G111 | 11630 | 666727 | Selector A22NK Ø22, Key type S, 3 position, bezel plastic, MANUAL, RELEASE position CENTER, 3NO
A22NK-3BM-01DA-G112 | 11630 | 663923 | Selector A22NK Ø22, Key type S, 3 position, bezel plastic, MANUAL, RELEASE position CENTER, 2NO1NC
A22NK-3BM-01DA-G120 | 11000 | 663876 | Selector A22NK Ø22, Key type S, 3 position, bezel plastic, MANUAL, RELEASE position CENTER, 1NO1NC
A22NK-3BM-01DA-G121 | 11630 | 661944 | Selector A22NK Ø22, Key type S, 3 position, bezel plastic, MANUAL, RELEASE position CENTER, 2NO1NC
A22NK-3BM-01DA-G122 | 11630 | 662792 | Selector A22NK Ø22, Key type S, 3 position, bezel plastic, MANUAL, RELEASE position CENTER, 1NO2NC
A22NK-3BM-01DA-G201 | 11000 | 660985 | Selector A22NK Ø22, Key type S, 3 position, bezel plastic, MANUAL, RELEASE position CENTER, 1NO1NC
A22NK-3BM-01DA-G202 | 11000 | 665115 | Selector A22NK Ø22, Key type S, 3 position, bezel plastic, MANUAL, RELEASE position CENTER, 2NC
A22NK-3BM-01DA-G210 | 11000 | 663924 | Selector A22NK Ø22, Key type S, 3 position, bezel plastic, MANUAL, RELEASE position CENTER, 1NO1C
A22NK-3BM-01DA-G211 | 11630 | 660997 | Selector A22NK Ø22, Key type S, 3 position, bezel plastic, MANUAL, RELEASE position CENTER, 2NO1NC
A22NK-3BM-01DA-G212 | 11630 | 662740 | Selector A22NK Ø22, Key type S, 3 position, bezel plastic, MANUAL, RELEASE position CENTER, 1NO2NC
A22NK-3BM-01DA-G220 | 11000 | 660086 | Selector A22NK Ø22, Key type S, 3 position, bezel plastic, MANUAL, RELEASE position CENTER, 2NC
A22NK-3BM-01DA-G221 | 11630 | 660992 | Selector A22NK Ø22, Key type S, 3 position, bezel plastic, MANUAL, RELEASE position CENTER, 1NO2NC
A22NK-3BM-01DA-G222 | 11630 | 661733 | Selector A22NK Ø22, Key type S, 3 position, bezel plastic, MANUAL, RELEASE position CENTER, 3NC
A22NK-3BM-01DA-P111 | 11630 | 673684 | Selector A22NK Ø22, Key type S, 3 position, bezel plastic, MANUAL, RELEASE position CENTER, 3NO, push-in terminal
A22NK-3BM-01GA-G011 | 11000 | 663879 | Selector A22NK Ø22, Key type S, 3 position, bezel plastic, MANUAL, RELEASE position L/R, 2NO
A22NK-3BM-01GA-G012 | 11000 | 661052 | Selector A22NK Ø22, Key type S, 3 position, bezel plastic, MANUAL, RELEASE position L/R, 1NO1C
A22NK-3BM-01GA-G021 | 11000 | 666674 | Selector A22NK Ø22, Key type S, 3 position, bezel plastic, MANUAL, RELEASE position L/R, 1NO1NC
A22NK-3BM-01GA-G022 | 11000 | 666675 | Selector A22NK Ø22, Key type S, 3 position, bezel plastic, MANUAL, RELEASE position L/R, 2NC
A22NK-3BM-01GA-G101 | 11000 | 662949 | Selector A22NK Ø22, Key type S, 3 position, bezel plastic, MANUAL, RELEASE position L/R, 2NO
A22NK-3BM-01GA-G102 | 11000 | 661939 | Selector A22NK Ø22, Key type S, 3 position, bezel plastic, MANUAL, RELEASE position L/R, 1NO1NC
A22NK-3BM-01GA-G110 | 11000 | 663703 | Selector A22NK Ø22, Key type S, 3 position, bezel plastic, MANUAL, RELEASE position L/R, 2NO
A22NK-3BM-01GA-G111 | 11630 | 666492 | Selector A22NK Ø22, Key type S, 3 position, bezel plastic, MANUAL, RELEASE position L/R, 3NO
A22NK-3BM-01GA-G112 | 11630 | 659862 | Selector A22NK Ø22, Key type S, 3 position, bezel plastic, MANUAL, RELEASE position L/R, 2NO1NC
A22NK-3BM-01GA-G120 | 11000 | 663873 | Selector A22NK Ø22, Key type S, 3 position, bezel plastic, MANUAL, RELEASE position L/R, 1NO1NC
A22NK-3BM-01GA-G121 | 11630 | 662941 | Selector A22NK Ø22, Key type S, 3 position, bezel plastic, MANUAL, RELEASE position L/R, 2NO1NC
A22NK-3BM-01GA-G122 | 11630 | 661950 | Selector A22NK Ø22, Key type S, 3 position, bezel plastic, MANUAL, RELEASE position L/R, 1NO2NC
A22NK-3BM-01GA-G201 | 11000 | 661784 | Selector A22NK Ø22, Key type S, 3 position, bezel plastic, MANUAL, RELEASE position L/R, 1NO1NC
A22NK-3BM-01GA-G202 | 11000 | 664762 | Selector A22NK Ø22, Key type S, 3 position, bezel plastic, MANUAL, RELEASE position L/R, 2NC
A22NK-3BM-01GA-G210 | 11000 | 663877 | Selector A22NK Ø22, Key type S, 3 position, bezel plastic, MANUAL, RELEASE position L/R, 1NO1C
A22NK-3BM-01GA-G211 | 11630 | 660085 | Selector A22NK Ø22, Key type S, 3 position, bezel plastic, MANUAL, RELEASE position L/R, 2NO1NC
A22NK-3BM-01GA-G212 | 11630 | 665609 | Selector A22NK Ø22, Key type S, 3 position, bezel plastic, MANUAL, RELEASE position L/R, 1NO2NC
A22NK-3BM-01GA-G220 | 11000 | 660068 | Selector A22NK Ø22, Key type S, 3 position, bezel plastic, MANUAL, RELEASE position L/R, 2NC
A22NK-3BM-01GA-G221 | 11630 | 666676 | Selector A22NK Ø22, Key type S, 3 position, bezel plastic, MANUAL, RELEASE position L/R, 1NO2NC
A22NK-3BM-01GA-G222 | 11630 | 662937 | Selector A22NK Ø22, Key type S, 3 position, bezel plastic, MANUAL, RELEASE position L/R, 3NC
A22NK-3BR-01CA-G011 | 11000 | 661959 | Selector A22NK Ø22, Key type S, 3 position, bezel plastic, AUTO RESET ON RIGHT, RELEASE position RIGHT, 2NO
A22NK-3BR-01CA-G012 | 11000 | 661029 | Selector A22NK Ø22, Key type S, 3 position, bezel plastic, AUTO RESET ON RIGHT, RELEASE position RIGHT, 1NO1C
A22NK-3BR-01CA-G021 | 11000 | 660805 | Selector A22NK Ø22, Key type S, 3 position, bezel plastic, AUTO RESET ON RIGHT, RELEASE position RIGHT, 1NO1NC
A22NK-3BR-01CA-G022 | 11000 | 659858 | Selector A22NK Ø22, Key type S, 3 position, bezel plastic, AUTO RESET ON RIGHT, RELEASE position RIGHT, 2NC
A22NK-3BR-01CA-G101 | 11000 | 659933 | Selector A22NK Ø22, Key type S, 3 position, bezel plastic, AUTO RESET ON RIGHT, RELEASE position RIGHT, 2NO
A22NK-3BR-01CA-G102 | 11000 | 659934 | Selector A22NK Ø22, Key type S, 3 position, bezel plastic, AUTO RESET ON RIGHT, RELEASE position RIGHT, 1NO1NC
A22NK-3BR-01CA-G110 | 11000 | 663677 | Selector A22NK Ø22, Key type S, 3 position, bezel plastic, AUTO RESET ON RIGHT, RELEASE position RIGHT, 2NO
A22NK-3BR-01CA-G111 | 11630 | 665751 | Selector A22NK Ø22, Key type S, 3 position, bezel plastic, AUTO RESET ON RIGHT, RELEASE position RIGHT, 3NO
A22NK-3BR-01CA-G112 | 11630 | 660993 | Selector A22NK Ø22, Key type S, 3 position, bezel plastic, AUTO RESET ON RIGHT, RELEASE position RIGHT, 2NO1NC
A22NK-3BR-01CA-G120 | 11000 | 666701 | Selector A22NK Ø22, Key type S, 3 position, bezel plastic, AUTO RESET ON RIGHT, RELEASE position RIGHT, 1NO1NC
A22NK-3BR-01CA-G121 | 11630 | 661972 | Selector A22NK Ø22, Key type S, 3 position, bezel plastic, AUTO RESET ON RIGHT, RELEASE position RIGHT, 2NO1NC
A22NK-3BR-01CA-G122 | 11630 | 666485 | Selector A22NK Ø22, Key type S, 3 position, bezel plastic, AUTO RESET ON RIGHT, RELEASE position RIGHT, 1NO2NC
A22NK-3BR-01CA-G201 | 11000 | 665760 | Selector A22NK Ø22, Key type S, 3 position, bezel plastic, AUTO RESET ON RIGHT, RELEASE position RIGHT, 1NO1NC
A22NK-3BR-01CA-G202 | 11000 | 661965 | Selector A22NK Ø22, Key type S, 3 position, bezel plastic, AUTO RESET ON RIGHT, RELEASE position RIGHT, 2NC
A22NK-3BR-01CA-G210 | 11000 | 663903 | Selector A22NK Ø22, Key type S, 3 position, bezel plastic, AUTO RESET ON RIGHT, RELEASE position RIGHT, 1NO1C
A22NK-3BR-01CA-G211 | 11630 | 661974 | Selector A22NK Ø22, Key type S, 3 position, bezel plastic, AUTO RESET ON RIGHT, RELEASE position RIGHT, 2NO1NC
A22NK-3BR-01CA-G212 | 11630 | 665771 | Selector A22NK Ø22, Key type S, 3 position, bezel plastic, AUTO RESET ON RIGHT, RELEASE position RIGHT, 1NO2NC
A22NK-3BR-01CA-G220 | 11000 | 660092 | Selector A22NK Ø22, Key type S, 3 position, bezel plastic, AUTO RESET ON RIGHT, RELEASE position RIGHT, 2NC
A22NK-3BR-01CA-G221 | 11630 | 660074 | Selector A22NK Ø22, Key type S, 3 position, bezel plastic, AUTO RESET ON RIGHT, RELEASE position RIGHT, 1NO2NC
A22NK-3BR-01CA-G222 | 11630 | 662988 | Selector A22NK Ø22, Key type S, 3 position, bezel plastic, AUTO RESET ON RIGHT, RELEASE position RIGHT, 3NC
A22NK-3BR-01DA-G011 | 11000 | 666699 | Selector A22NK Ø22, Key type S, 3 position, bezel plastic, AUTO RESET ON RIGHT, RELEASE position CENTER, 2NO
A22NK-3BR-01DA-G012 | 11000 | 662962 | Selector A22NK Ø22, Key type S, 3 position, bezel plastic, AUTO RESET ON RIGHT, RELEASE position CENTER, 1NO1C
A22NK-3BR-01DA-G021 | 11000 | 661859 | Selector A22NK Ø22, Key type S, 3 position, bezel plastic, AUTO RESET ON RIGHT, RELEASE position CENTER, 1NO1NC
A22NK-3BR-01DA-G022 | 11000 | 661019 | Selector A22NK Ø22, Key type S, 3 position, bezel plastic, AUTO RESET ON RIGHT, RELEASE position CENTER, 2NC
A22NK-3BR-01DA-G101 | 11000 | 661007 | Selector A22NK Ø22, Key type S, 3 position, bezel plastic, AUTO RESET ON RIGHT, RELEASE position CENTER, 2NO
A22NK-3BR-01DA-G102 | 11000 | 659992 | Selector A22NK Ø22, Key type S, 3 position, bezel plastic, AUTO RESET ON RIGHT, RELEASE position CENTER, 1NO1NC
A22NK-3BR-01DA-G110 | 11000 | 663892 | Selector A22NK Ø22, Key type S, 3 position, bezel plastic, AUTO RESET ON RIGHT, RELEASE position CENTER, 2NO
A22NK-3BR-01DA-G111 | 11630 | 664784 | Selector A22NK Ø22, Key type S, 3 position, bezel plastic, AUTO RESET ON RIGHT, RELEASE position CENTER, 3NO
A22NK-3BR-01DA-G112 | 11630 | 660803 | Selector A22NK Ø22, Key type S, 3 position, bezel plastic, AUTO RESET ON RIGHT, RELEASE position CENTER, 2NO1NC
A22NK-3BR-01DA-G120 | 11000 | 666604 | Selector A22NK Ø22, Key type S, 3 position, bezel plastic, AUTO RESET ON RIGHT, RELEASE position CENTER, 1NO1NC
A22NK-3BR-01DA-G121 | 11630 | 662972 | Selector A22NK Ø22, Key type S, 3 position, bezel plastic, AUTO RESET ON RIGHT, RELEASE position CENTER, 2NO1NC
A22NK-3BR-01DA-G122 | 11630 | 660806 | Selector A22NK Ø22, Key type S, 3 position, bezel plastic, AUTO RESET ON RIGHT, RELEASE position CENTER, 1NO2NC
A22NK-3BR-01DA-G201 | 11000 | 664792 | Selector A22NK Ø22, Key type S, 3 position, bezel plastic, AUTO RESET ON RIGHT, RELEASE position CENTER, 1NO1NC
A22NK-3BR-01DA-G202 | 11000 | 666684 | Selector A22NK Ø22, Key type S, 3 position, bezel plastic, AUTO RESET ON RIGHT, RELEASE position CENTER, 2NC
A22NK-3BR-01DA-G210 | 11000 | 664688 | Selector A22NK Ø22, Key type S, 3 position, bezel plastic, AUTO RESET ON RIGHT, RELEASE position CENTER, 1NO1C
A22NK-3BR-01DA-G211 | 11630 | 661008 | Selector A22NK Ø22, Key type S, 3 position, bezel plastic, AUTO RESET ON RIGHT, RELEASE position CENTER, 2NO1NC
A22NK-3BR-01DA-G212 | 11630 | 663668 | Selector A22NK Ø22, Key type S, 3 position, bezel plastic, AUTO RESET ON RIGHT, RELEASE position CENTER, 1NO2NC
A22NK-3BR-01DA-G220 | 11000 | 664814 | Selector A22NK Ø22, Key type S, 3 position, bezel plastic, AUTO RESET ON RIGHT, RELEASE position CENTER, 2NC
A22NK-3BR-01DA-G221 | 11630 | 663884 | Selector A22NK Ø22, Key type S, 3 position, bezel plastic, AUTO RESET ON RIGHT, RELEASE position CENTER, 1NO2NC
A22NK-3BR-01DA-G222 | 11630 | 660081 | Selector A22NK Ø22, Key type S, 3 position, bezel plastic, AUTO RESET ON RIGHT, RELEASE position CENTER, 3NC
A22NK-3MB-01DA-G011 | 11630 | 661069 | Selector A22NK Ø22, Key type S, 3 position, bezel brushed M, AUTO RESET ON L/R, RELEASE position CENTER, 2NO
A22NK-3MB-01DA-G012 | 11630 | 664862 | Selector A22NK Ø22, Key type S, 3 position, bezel brushed M, AUTO RESET ON L/R, RELEASE position CENTER, 1NO1C
A22NK-3MB-01DA-G021 | 11630 | 662017 | Selector A22NK Ø22, Key type S, 3 position, bezel brushed M, AUTO RESET ON L/R, RELEASE position CENTER, 1NO1NC
A22NK-3MB-01DA-G022 | 11630 | 661073 | Selector A22NK Ø22, Key type S, 3 position, bezel brushed M, AUTO RESET ON L/R, RELEASE position CENTER, 2NC
A22NK-3MB-01DA-G101 | 11630 | 660142 | Selector A22NK Ø22, Key type S, 3 position, bezel brushed M, AUTO RESET ON L/R, RELEASE position CENTER, 2NO
A22NK-3MB-01DA-G102 | 11630 | 662022 | Selector A22NK Ø22, Key type S, 3 position, bezel brushed M, AUTO RESET ON L/R, RELEASE position CENTER, 1NO1NC
A22NK-3MB-01DA-G110 | 11630 | 663050 | Selector A22NK Ø22, Key type S, 3 position, bezel brushed M, AUTO RESET ON L/R, RELEASE position CENTER, 2NO
A22NK-3MB-01DA-G111 | 12210 | 662016 | Selector A22NK Ø22, Key type S, 3 position, bezel brushed M, AUTO RESET ON L/R, RELEASE position CENTER, 3NO
A22NK-3MB-01DA-G112 | 12210 | 663045 | Selector A22NK Ø22, Key type S, 3 position, bezel brushed M, AUTO RESET ON L/R, RELEASE position CENTER, 2NO1NC
A22NK-3MB-01DA-G120 | 11630 | 660160 | Selector A22NK Ø22, Key type S, 3 position, bezel brushed M, AUTO RESET ON L/R, RELEASE position CENTER, 1NO1NC
A22NK-3MB-01DA-G121 | 12210 | 660137 | Selector A22NK Ø22, Key type S, 3 position, bezel brushed M, AUTO RESET ON L/R, RELEASE position CENTER, 2NO1NC
A22NK-3MB-01DA-G122 | 12210 | 666741 | Selector A22NK Ø22, Key type S, 3 position, bezel brushed M, AUTO RESET ON L/R, RELEASE position CENTER, 1NO2NC
A22NK-3MB-01DA-G201 | 11630 | 664861 | Selector A22NK Ø22, Key type S, 3 position, bezel brushed M, AUTO RESET ON L/R, RELEASE position CENTER, 1NO1NC
A22NK-3MB-01DA-G202 | 11630 | 661071 | Selector A22NK Ø22, Key type S, 3 position, bezel brushed M, AUTO RESET ON L/R, RELEASE position CENTER, 2NC
A22NK-3MB-01DA-G210 | 11630 | 661095 | Selector A22NK Ø22, Key type S, 3 position, bezel brushed M, AUTO RESET ON L/R, RELEASE position CENTER, 1NO1C
A22NK-3MB-01DA-G211 | 12210 | 663939 | Selector A22NK Ø22, Key type S, 3 position, bezel brushed M, AUTO RESET ON L/R, RELEASE position CENTER, 2NO1NC
A22NK-3MB-01DA-G212 | 12210 | 665827 | Selector A22NK Ø22, Key type S, 3 position, bezel brushed M, AUTO RESET ON L/R, RELEASE position CENTER, 1NO2NC
A22NK-3MB-01DA-G220 | 11630 | 663023 | Selector A22NK Ø22, Key type S, 3 position, bezel brushed M, AUTO RESET ON L/R, RELEASE position CENTER, 2NC
A22NK-3MB-01DA-G221 | 12210 | 660141 | Selector A22NK Ø22, Key type S, 3 position, bezel brushed M, AUTO RESET ON L/R, RELEASE position CENTER, 1NO2NC
A22NK-3MB-01DA-G222 | 12210 | 660136 | Selector A22NK Ø22, Key type S, 3 position, bezel brushed M, AUTO RESET ON L/R, RELEASE position CENTER, 3NC
A22NK-3ML-01BA-G011 | 11630 | 661036 | Selector A22NK Ø22, Key type S, 3 position, bezel brushed M, AUTO RESET ON LEFT, RELEASE position LEFT, 2NO
A22NK-3ML-01BA-G012 | 11630 | 660127 | Selector A22NK Ø22, Key type S, 3 position, bezel brushed M, AUTO RESET ON LEFT, RELEASE position LEFT, 1NO1C
A22NK-3ML-01BA-G021 | 11630 | 665664 | Selector A22NK Ø22, Key type S, 3 position, bezel brushed M, AUTO RESET ON LEFT, RELEASE position LEFT, 1NO1NC
A22NK-3ML-01BA-G022 | 11630 | 660129 | Selector A22NK Ø22, Key type S, 3 position, bezel brushed M, AUTO RESET ON LEFT, RELEASE position LEFT, 2NC
A22NK-3ML-01BA-G101 | 11630 | 660852 | Selector A22NK Ø22, Key type S, 3 position, bezel brushed M, AUTO RESET ON LEFT, RELEASE position LEFT, 2NO
A22NK-3ML-01BA-G102 | 11630 | 664849 | Selector A22NK Ø22, Key type S, 3 position, bezel brushed M, AUTO RESET ON LEFT, RELEASE position LEFT, 1NO1NC
A22NK-3ML-01BA-G110 | 11630 | 663962 | Selector A22NK Ø22, Key type S, 3 position, bezel brushed M, AUTO RESET ON LEFT, RELEASE position LEFT, 2NO
A22NK-3ML-01BA-G111 | 12210 | 661781 | Selector A22NK Ø22, Key type S, 3 position, bezel brushed M, AUTO RESET ON LEFT, RELEASE position LEFT, 3NO
A22NK-3ML-01BA-G112 | 12210 | 665577 | Selector A22NK Ø22, Key type S, 3 position, bezel brushed M, AUTO RESET ON LEFT, RELEASE position LEFT, 2NO1NC
A22NK-3ML-01BA-G120 | 11630 | 662031 | Selector A22NK Ø22, Key type S, 3 position, bezel brushed M, AUTO RESET ON LEFT, RELEASE position LEFT, 1NO1NC
A22NK-3ML-01BA-G121 | 12210 | 662747 | Selector A22NK Ø22, Key type S, 3 position, bezel brushed M, AUTO RESET ON LEFT, RELEASE position LEFT, 2NO1NC
A22NK-3ML-01BA-G122 | 12210 | 664879 | Selector A22NK Ø22, Key type S, 3 position, bezel brushed M, AUTO RESET ON LEFT, RELEASE position LEFT, 1NO2NC
A22NK-3ML-01BA-G201 | 11630 | 666764 | Selector A22NK Ø22, Key type S, 3 position, bezel brushed M, AUTO RESET ON LEFT, RELEASE position LEFT, 1NO1NC
A22NK-3ML-01BA-G202 | 11630 | 666593 | Selector A22NK Ø22, Key type S, 3 position, bezel brushed M, AUTO RESET ON LEFT, RELEASE position LEFT, 2NC
A22NK-3ML-01BA-G210 | 11630 | 664878 | Selector A22NK Ø22, Key type S, 3 position, bezel brushed M, AUTO RESET ON LEFT, RELEASE position LEFT, 1NO1C
A22NK-3ML-01BA-G211 | 12210 | 661037 | Selector A22NK Ø22, Key type S, 3 position, bezel brushed M, AUTO RESET ON LEFT, RELEASE position LEFT, 2NO1NC
A22NK-3ML-01BA-G212 | 12210 | 660128 | Selector A22NK Ø22, Key type S, 3 position, bezel brushed M, AUTO RESET ON LEFT, RELEASE position LEFT, 1NO2NC
A22NK-3ML-01BA-G220 | 11630 | 665802 | Selector A22NK Ø22, Key type S, 3 position, bezel brushed M, AUTO RESET ON LEFT, RELEASE position LEFT, 2NC
A22NK-3ML-01BA-G221 | 12210 | 662791 | Selector A22NK Ø22, Key type S, 3 position, bezel brushed M, AUTO RESET ON LEFT, RELEASE position LEFT, 1NO2NC
A22NK-3ML-01BA-G222 | 12210 | 659987 | Selector A22NK Ø22, Key type S, 3 position, bezel brushed M, AUTO RESET ON LEFT, RELEASE position LEFT, 3NC
A22NK-3ML-01DA-G011 | 11630 | 663963 | Selector A22NK Ø22, Key type S, 3 position, bezel brushed M, AUTO RESET ON LEFT, RELEASE position CENTER, 2NO
A22NK-3ML-01DA-G012 | 11630 | 665840 | Selector A22NK Ø22, Key type S, 3 position, bezel brushed M, AUTO RESET ON LEFT, RELEASE position CENTER, 1NO1C
A22NK-3ML-01DA-G021 | 11630 | 661093 | Selector A22NK Ø22, Key type S, 3 position, bezel brushed M, AUTO RESET ON LEFT, RELEASE position CENTER, 1NO1NC
A22NK-3ML-01DA-G022 | 11630 | 666770 | Selector A22NK Ø22, Key type S, 3 position, bezel brushed M, AUTO RESET ON LEFT, RELEASE position CENTER, 2NC
A22NK-3ML-01DA-G101 | 11630 | 665816 | Selector A22NK Ø22, Key type S, 3 position, bezel brushed M, AUTO RESET ON LEFT, RELEASE position CENTER, 2NO
A22NK-3ML-01DA-G102 | 11630 | 663017 | Selector A22NK Ø22, Key type S, 3 position, bezel brushed M, AUTO RESET ON LEFT, RELEASE position CENTER, 1NO1NC
A22NK-3ML-01DA-G110 | 11630 | 662038 | Selector A22NK Ø22, Key type S, 3 position, bezel brushed M, AUTO RESET ON LEFT, RELEASE position CENTER, 2NO
A22NK-3ML-01DA-G111 | 12210 | 661096 | Selector A22NK Ø22, Key type S, 3 position, bezel brushed M, AUTO RESET ON LEFT, RELEASE position CENTER, 3NO
A22NK-3ML-01DA-G112 | 12210 | 663046 | Selector A22NK Ø22, Key type S, 3 position, bezel brushed M, AUTO RESET ON LEFT, RELEASE position CENTER, 2NO1NC
A22NK-3ML-01DA-G120 | 11630 | 665843 | Selector A22NK Ø22, Key type S, 3 position, bezel brushed M, AUTO RESET ON LEFT, RELEASE position CENTER, 1NO1NC
A22NK-3ML-01DA-G121 | 12210 | 665844 | Selector A22NK Ø22, Key type S, 3 position, bezel brushed M, AUTO RESET ON LEFT, RELEASE position CENTER, 2NO1NC
A22NK-3ML-01DA-G122 | 12210 | 666737 | Selector A22NK Ø22, Key type S, 3 position, bezel brushed M, AUTO RESET ON LEFT, RELEASE position CENTER, 1NO2NC
A22NK-3ML-01DA-G201 | 11630 | 663966 | Selector A22NK Ø22, Key type S, 3 position, bezel brushed M, AUTO RESET ON LEFT, RELEASE position CENTER, 1NO1NC
A22NK-3ML-01DA-G202 | 11630 | 661089 | Selector A22NK Ø22, Key type S, 3 position, bezel brushed M, AUTO RESET ON LEFT, RELEASE position CENTER, 2NC
A22NK-3ML-01DA-G210 | 11630 | 663019 | Selector A22NK Ø22, Key type S, 3 position, bezel brushed M, AUTO RESET ON LEFT, RELEASE position CENTER, 1NO1C
A22NK-3ML-01DA-G211 | 12210 | 664858 | Selector A22NK Ø22, Key type S, 3 position, bezel brushed M, AUTO RESET ON LEFT, RELEASE position CENTER, 2NO1NC
A22NK-3ML-01DA-G212 | 12210 | 660155 | Selector A22NK Ø22, Key type S, 3 position, bezel brushed M, AUTO RESET ON LEFT, RELEASE position CENTER, 1NO2NC
A22NK-3ML-01DA-G220 | 11630 | 665846 | Selector A22NK Ø22, Key type S, 3 position, bezel brushed M, AUTO RESET ON LEFT, RELEASE position CENTER, 2NC
A22NK-3ML-01DA-G221 | 12210 | 665817 | Selector A22NK Ø22, Key type S, 3 position, bezel brushed M, AUTO RESET ON LEFT, RELEASE position CENTER, 1NO2NC
A22NK-3ML-01DA-G222 | 12210 | 660159 | Selector A22NK Ø22, Key type S, 3 position, bezel brushed M, AUTO RESET ON LEFT, RELEASE position CENTER, 3NC
A22NK-3MM-01AA-G011 | 11630 | 661028 | Selector A22NK Ø22, Key type S, 3 position, bezel brushed M, MANUAL, RELEASE position ALL, 2NO
A22NK-3MM-01AA-G012 | 11630 | 661005 | Selector A22NK Ø22, Key type S, 3 position, bezel brushed M, MANUAL, RELEASE position ALL, 1NO1C
A22NK-3MM-01AA-G021 | 11630 | 666486 | Selector A22NK Ø22, Key type S, 3 position, bezel brushed M, MANUAL, RELEASE position ALL, 1NO1NC
A22NK-3MM-01AA-G022 | 11630 | 661009 | Selector A22NK Ø22, Key type S, 3 position, bezel brushed M, MANUAL, RELEASE position ALL, 2NC
A22NK-3MM-01AA-G101 | 11630 | 664785 | Selector A22NK Ø22, Key type S, 3 position, bezel brushed M, MANUAL, RELEASE position ALL, 2NO
A22NK-3MM-01AA-G102 | 11630 | 662961 | Selector A22NK Ø22, Key type S, 3 position, bezel brushed M, MANUAL, RELEASE position ALL, 1NO1NC
A22NK-3MM-01AA-G110 | 11630 | 663667 | Selector A22NK Ø22, Key type S, 3 position, bezel brushed M, MANUAL, RELEASE position ALL, 2NO
A22NK-3MM-01AA-G111 | 12210 | 665773 | Selector A22NK Ø22, Key type S, 3 position, bezel brushed M, MANUAL, RELEASE position ALL, 3NO
A22NK-3MM-01AA-G112 | 12210 | 660084 | Selector A22NK Ø22, Key type S, 3 position, bezel brushed M, MANUAL, RELEASE position ALL, 2NO1NC
A22NK-3MM-01AA-G120 | 11630 | 660087 | Selector A22NK Ø22, Key type S, 3 position, bezel brushed M, MANUAL, RELEASE position ALL, 1NO1NC
A22NK-3MM-01AA-G121 | 12210 | 663669 | Selector A22NK Ø22, Key type S, 3 position, bezel brushed M, MANUAL, RELEASE position ALL, 2NO1NC
A22NK-3MM-01AA-G122 | 12210 | 666495 | Selector A22NK Ø22, Key type S, 3 position, bezel brushed M, MANUAL, RELEASE position ALL, 1NO2NC
A22NK-3MM-01AA-G201 | 11630 | 661018 | Selector A22NK Ø22, Key type S, 3 position, bezel brushed M, MANUAL, RELEASE position ALL, 1NO1NC
A22NK-3MM-01AA-G202 | 11630 | 660082 | Selector A22NK Ø22, Key type S, 3 position, bezel brushed M, MANUAL, RELEASE position ALL, 2NC
A22NK-3MM-01AA-G210 | 11630 | 663902 | Selector A22NK Ø22, Key type S, 3 position, bezel brushed M, MANUAL, RELEASE position ALL, 1NO1C
A22NK-3MM-01AA-G211 | 12210 | 663670 | Selector A22NK Ø22, Key type S, 3 position, bezel brushed M, MANUAL, RELEASE position ALL, 2NO1NC
A22NK-3MM-01AA-G212 | 12210 | 664794 | Selector A22NK Ø22, Key type S, 3 position, bezel brushed M, MANUAL, RELEASE position ALL, 1NO2NC
A22NK-3MM-01AA-G220 | 11630 | 663795 | Selector A22NK Ø22, Key type S, 3 position, bezel brushed M, MANUAL, RELEASE position ALL, 2NC
A22NK-3MM-01AA-G221 | 12210 | 661973 | Selector A22NK Ø22, Key type S, 3 position, bezel brushed M, MANUAL, RELEASE position ALL, 1NO2NC
A22NK-3MM-01AA-G222 | 12210 | 665792 | Selector A22NK Ø22, Key type S, 3 position, bezel brushed M, MANUAL, RELEASE position ALL, 3NC
A22NK-3MM-01BA-G011 | 11630 | 664802 | Selector A22NK Ø22, Key type S, 3 position, bezel brushed M, MANUAL, RELEASE position LEFT, 2NO
A22NK-3MM-01BA-G012 | 11630 | 661010 | Selector A22NK Ø22, Key type S, 3 position, bezel brushed M, MANUAL, RELEASE position LEFT, 1NO1C
A22NK-3MM-01BA-G021 | 11630 | 663906 | Selector A22NK Ø22, Key type S, 3 position, bezel brushed M, MANUAL, RELEASE position LEFT, 1NO1NC
A22NK-3MM-01BA-G022 | 11630 | 662004 | Selector A22NK Ø22, Key type S, 3 position, bezel brushed M, MANUAL, RELEASE position LEFT, 2NC
A22NK-3MM-01BA-G101 | 11630 | 661958 | Selector A22NK Ø22, Key type S, 3 position, bezel brushed M, MANUAL, RELEASE position LEFT, 2NO
A22NK-3MM-01BA-G102 | 11630 | 665772 | Selector A22NK Ø22, Key type S, 3 position, bezel brushed M, MANUAL, RELEASE position LEFT, 1NO1NC
A22NK-3MM-01BA-G110 | 11630 | 661727 | Selector A22NK Ø22, Key type S, 3 position, bezel brushed M, MANUAL, RELEASE position LEFT, 2NO
A22NK-3MM-01BA-G111 | 12210 | 662734 | Selector A22NK Ø22, Key type S, 3 position, bezel brushed M, MANUAL, RELEASE position LEFT, 3NO
A22NK-3MM-01BA-G112 | 12210 | 664783 | Selector A22NK Ø22, Key type S, 3 position, bezel brushed M, MANUAL, RELEASE position LEFT, 2NO1NC
A22NK-3MM-01BA-G120 | 11630 | 661960 | Selector A22NK Ø22, Key type S, 3 position, bezel brushed M, MANUAL, RELEASE position LEFT, 1NO1NC
A22NK-3MM-01BA-G121 | 12210 | 662982 | Selector A22NK Ø22, Key type S, 3 position, bezel brushed M, MANUAL, RELEASE position LEFT, 2NO1NC
A22NK-3MM-01BA-G122 | 12210 | 661004 | Selector A22NK Ø22, Key type S, 3 position, bezel brushed M, MANUAL, RELEASE position LEFT, 1NO2NC
A22NK-3MM-01BA-G201 | 11630 | 664813 | Selector A22NK Ø22, Key type S, 3 position, bezel brushed M, MANUAL, RELEASE position LEFT, 1NO1NC
A22NK-3MM-01BA-G202 | 11630 | 664687 | Selector A22NK Ø22, Key type S, 3 position, bezel brushed M, MANUAL, RELEASE position LEFT, 2NC
A22NK-3MM-01BA-G210 | 11630 | 662957 | Selector A22NK Ø22, Key type S, 3 position, bezel brushed M, MANUAL, RELEASE position LEFT, 1NO1C
A22NK-3MM-01BA-G211 | 12210 | 660083 | Selector A22NK Ø22, Key type S, 3 position, bezel brushed M, MANUAL, RELEASE position LEFT, 2NO1NC
A22NK-3MM-01BA-G212 | 12210 | 660907 | Selector A22NK Ø22, Key type S, 3 position, bezel brushed M, MANUAL, RELEASE position LEFT, 1NO2NC
A22NK-3MM-01BA-G220 | 11630 | 661966 | Selector A22NK Ø22, Key type S, 3 position, bezel brushed M, MANUAL, RELEASE position LEFT, 2NC
A22NK-3MM-01BA-G221 | 12210 | 660073 | Selector A22NK Ø22, Key type S, 3 position, bezel brushed M, MANUAL, RELEASE position LEFT, 1NO2NC
A22NK-3MM-01BA-G222 | 12210 | 661975 | Selector A22NK Ø22, Key type S, 3 position, bezel brushed M, MANUAL, RELEASE position LEFT, 3NC
A22NK-3MM-01CA-G011 | 11630 | 660097 | Selector A22NK Ø22, Key type S, 3 position, bezel brushed M, MANUAL, RELEASE position RIGHT, 2NO
A22NK-3MM-01CA-G012 | 11630 | 663935 | Selector A22NK Ø22, Key type S, 3 position, bezel brushed M, MANUAL, RELEASE position RIGHT, 1NO1C
A22NK-3MM-01CA-G021 | 11630 | 660099 | Selector A22NK Ø22, Key type S, 3 position, bezel brushed M, MANUAL, RELEASE position RIGHT, 1NO1NC
A22NK-3MM-01CA-G022 | 11630 | 661055 | Selector A22NK Ø22, Key type S, 3 position, bezel brushed M, MANUAL, RELEASE position RIGHT, 2NC
A22NK-3MM-01CA-G101 | 11630 | 666708 | Selector A22NK Ø22, Key type S, 3 position, bezel brushed M, MANUAL, RELEASE position RIGHT, 2NO
A22NK-3MM-01CA-G102 | 11630 | 664820 | Selector A22NK Ø22, Key type S, 3 position, bezel brushed M, MANUAL, RELEASE position RIGHT, 1NO1NC
A22NK-3MM-01CA-G110 | 11630 | 661985 | Selector A22NK Ø22, Key type S, 3 position, bezel brushed M, MANUAL, RELEASE position RIGHT, 2NO
A22NK-3MM-01CA-G111 | 12210 | 666709 | Selector A22NK Ø22, Key type S, 3 position, bezel brushed M, MANUAL, RELEASE position RIGHT, 3NO
A22NK-3MM-01CA-G112 | 12210 | 660126 | Selector A22NK Ø22, Key type S, 3 position, bezel brushed M, MANUAL, RELEASE position RIGHT, 2NO1NC
A22NK-3MM-01CA-G120 | 11630 | 662990 | Selector A22NK Ø22, Key type S, 3 position, bezel brushed M, MANUAL, RELEASE position RIGHT, 1NO1NC
A22NK-3MM-01CA-G121 | 12210 | 661986 | Selector A22NK Ø22, Key type S, 3 position, bezel brushed M, MANUAL, RELEASE position RIGHT, 2NO1NC
A22NK-3MM-01CA-G122 | 12210 | 663927 | Selector A22NK Ø22, Key type S, 3 position, bezel brushed M, MANUAL, RELEASE position RIGHT, 1NO2NC
A22NK-3MM-01CA-G201 | 11630 | 660098 | Selector A22NK Ø22, Key type S, 3 position, bezel brushed M, MANUAL, RELEASE position RIGHT, 1NO1NC
A22NK-3MM-01CA-G202 | 11630 | 661054 | Selector A22NK Ø22, Key type S, 3 position, bezel brushed M, MANUAL, RELEASE position RIGHT, 2NC
A22NK-3MM-01CA-G210 | 11630 | 662989 | Selector A22NK Ø22, Key type S, 3 position, bezel brushed M, MANUAL, RELEASE position RIGHT, 1NO1C
A22NK-3MM-01CA-G211 | 12210 | 666730 | Selector A22NK Ø22, Key type S, 3 position, bezel brushed M, MANUAL, RELEASE position RIGHT, 2NO1NC
A22NK-3MM-01CA-G212 | 12210 | 665797 | Selector A22NK Ø22, Key type S, 3 position, bezel brushed M, MANUAL, RELEASE position RIGHT, 1NO2NC
A22NK-3MM-01CA-G220 | 11630 | 664842 | Selector A22NK Ø22, Key type S, 3 position, bezel brushed M, MANUAL, RELEASE position RIGHT, 2NC
A22NK-3MM-01CA-G221 | 12210 | 660122 | Selector A22NK Ø22, Key type S, 3 position, bezel brushed M, MANUAL, RELEASE position RIGHT, 1NO2NC
A22NK-3MM-01CA-G222 | 12210 | 664843 | Selector A22NK Ø22, Key type S, 3 position, bezel brushed M, MANUAL, RELEASE position RIGHT, 3NC
A22NK-3MM-01DA-G011 | 11630 | 666732 | Selector A22NK Ø22, Key type S, 3 position, bezel brushed M, MANUAL, RELEASE position CENTER, 2NO
A22NK-3MM-01DA-G012 | 11630 | 665814 | Selector A22NK Ø22, Key type S, 3 position, bezel brushed M, MANUAL, RELEASE position CENTER, 1NO1C
A22NK-3MM-01DA-G021 | 11630 | 662001 | Selector A22NK Ø22, Key type S, 3 position, bezel brushed M, MANUAL, RELEASE position CENTER, 1NO1NC
A22NK-3MM-01DA-G022 | 11630 | 664826 | Selector A22NK Ø22, Key type S, 3 position, bezel brushed M, MANUAL, RELEASE position CENTER, 2NC
A22NK-3MM-01DA-G101 | 11630 | 662991 | Selector A22NK Ø22, Key type S, 3 position, bezel brushed M, MANUAL, RELEASE position CENTER, 2NO
A22NK-3MM-01DA-G102 | 11630 | 666710 | Selector A22NK Ø22, Key type S, 3 position, bezel brushed M, MANUAL, RELEASE position CENTER, 1NO1NC
A22NK-3MM-01DA-G110 | 11630 | 665815 | Selector A22NK Ø22, Key type S, 3 position, bezel brushed M, MANUAL, RELEASE position CENTER, 2NO
A22NK-3MM-01DA-G111 | 12210 | 665801 | Selector A22NK Ø22, Key type S, 3 position, bezel brushed M, MANUAL, RELEASE position CENTER, 3NO
A22NK-3MM-01DA-G112 | 12210 | 662006 | Selector A22NK Ø22, Key type S, 3 position, bezel brushed M, MANUAL, RELEASE position CENTER, 2NO1NC
A22NK-3MM-01DA-G120 | 11630 | 663909 | Selector A22NK Ø22, Key type S, 3 position, bezel brushed M, MANUAL, RELEASE position CENTER, 1NO1NC
A22NK-3MM-01DA-G121 | 12210 | 666729 | Selector A22NK Ø22, Key type S, 3 position, bezel brushed M, MANUAL, RELEASE position CENTER, 2NO1NC
A22NK-3MM-01DA-G122 | 12210 | 660123 | Selector A22NK Ø22, Key type S, 3 position, bezel brushed M, MANUAL, RELEASE position CENTER, 1NO2NC
A22NK-3MM-01DA-G201 | 11630 | 666711 | Selector A22NK Ø22, Key type S, 3 position, bezel brushed M, MANUAL, RELEASE position CENTER, 1NO1NC
A22NK-3MM-01DA-G202 | 11630 | 662002 | Selector A22NK Ø22, Key type S, 3 position, bezel brushed M, MANUAL, RELEASE position CENTER, 2NC
A22NK-3MM-01DA-G210 | 11630 | 663928 | Selector A22NK Ø22, Key type S, 3 position, bezel brushed M, MANUAL, RELEASE position CENTER, 1NO1C
A22NK-3MM-01DA-G211 | 12210 | 660119 | Selector A22NK Ø22, Key type S, 3 position, bezel brushed M, MANUAL, RELEASE position CENTER, 2NO1NC
A22NK-3MM-01DA-G212 | 12210 | 663907 | Selector A22NK Ø22, Key type S, 3 position, bezel brushed M, MANUAL, RELEASE position CENTER, 1NO2NC
A22NK-3MM-01DA-G220 | 11630 | 663908 | Selector A22NK Ø22, Key type S, 3 position, bezel brushed M, MANUAL, RELEASE position CENTER, 2NC
A22NK-3MM-01DA-G221 | 12210 | 662005 | Selector A22NK Ø22, Key type S, 3 position, bezel brushed M, MANUAL, RELEASE position CENTER, 1NO2NC
A22NK-3MM-01DA-G222 | 12210 | 660120 | Selector A22NK Ø22, Key type S, 3 position, bezel brushed M, MANUAL, RELEASE position CENTER, 3NC
A22NK-3MM-01GA-G011 | 11630 | 661851 | Selector A22NK Ø22, Key type S, 3 position, bezel brushed M, MANUAL, RELEASE position L/R, 2NO
A22NK-3MM-01GA-G012 | 11630 | 663738 | Selector A22NK Ø22, Key type S, 3 position, bezel brushed M, MANUAL, RELEASE position L/R, 1NO1C
A22NK-3MM-01GA-G021 | 11630 | 662851 | Selector A22NK Ø22, Key type S, 3 position, bezel brushed M, MANUAL, RELEASE position L/R, 1NO1NC
A22NK-3MM-01GA-G022 | 11630 | 666714 | Selector A22NK Ø22, Key type S, 3 position, bezel brushed M, MANUAL, RELEASE position L/R, 2NC
A22NK-3MM-01GA-G101 | 11630 | 663011 | Selector A22NK Ø22, Key type S, 3 position, bezel brushed M, MANUAL, RELEASE position L/R, 2NO
A22NK-3MM-01GA-G102 | 11630 | 660106 | Selector A22NK Ø22, Key type S, 3 position, bezel brushed M, MANUAL, RELEASE position L/R, 1NO1NC
A22NK-3MM-01GA-G110 | 11630 | 662996 | Selector A22NK Ø22, Key type S, 3 position, bezel brushed M, MANUAL, RELEASE position L/R, 2NO
A22NK-3MM-01GA-G111 | 12210 | 666731 | Selector A22NK Ø22, Key type S, 3 position, bezel brushed M, MANUAL, RELEASE position L/R, 3NO
A22NK-3MM-01GA-G112 | 12210 | 660121 | Selector A22NK Ø22, Key type S, 3 position, bezel brushed M, MANUAL, RELEASE position L/R, 2NO1NC
A22NK-3MM-01GA-G120 | 11630 | 664827 | Selector A22NK Ø22, Key type S, 3 position, bezel brushed M, MANUAL, RELEASE position L/R, 1NO1NC
A22NK-3MM-01GA-G121 | 12210 | 663043 | Selector A22NK Ø22, Key type S, 3 position, bezel brushed M, MANUAL, RELEASE position L/R, 2NO1NC
A22NK-3MM-01GA-G122 | 12210 | 662030 | Selector A22NK Ø22, Key type S, 3 position, bezel brushed M, MANUAL, RELEASE position L/R, 1NO2NC
A22NK-3MM-01GA-G201 | 11630 | 663010 | Selector A22NK Ø22, Key type S, 3 position, bezel brushed M, MANUAL, RELEASE position L/R, 1NO1NC
A22NK-3MM-01GA-G202 | 11630 | 661987 | Selector A22NK Ø22, Key type S, 3 position, bezel brushed M, MANUAL, RELEASE position L/R, 2NC
A22NK-3MM-01GA-G210 | 11630 | 663016 | Selector A22NK Ø22, Key type S, 3 position, bezel brushed M, MANUAL, RELEASE position L/R, 1NO1C
A22NK-3MM-01GA-G211 | 12210 | 663015 | Selector A22NK Ø22, Key type S, 3 position, bezel brushed M, MANUAL, RELEASE position L/R, 2NO1NC
A22NK-3MM-01GA-G212 | 12210 | 665642 | Selector A22NK Ø22, Key type S, 3 position, bezel brushed M, MANUAL, RELEASE position L/R, 1NO2NC
A22NK-3MM-01GA-G220 | 11630 | 666487 | Selector A22NK Ø22, Key type S, 3 position, bezel brushed M, MANUAL, RELEASE position L/R, 2NC
A22NK-3MM-01GA-G221 | 12210 | 664850 | Selector A22NK Ø22, Key type S, 3 position, bezel brushed M, MANUAL, RELEASE position L/R, 1NO2NC
A22NK-3MM-01GA-G222 | 12210 | 660851 | Selector A22NK Ø22, Key type S, 3 position, bezel brushed M, MANUAL, RELEASE position L/R, 3NC
A22NK-3MR-01CA-G011 | 11630 | 665848 | Selector A22NK Ø22, Key type S, 3 position, bezel brushed M, AUTO RESET ON RIGHT, RELEASE position RIGHT, 2NO
A22NK-3MR-01CA-G012 | 11630 | 662039 | Selector A22NK Ø22, Key type S, 3 position, bezel brushed M, AUTO RESET ON RIGHT, RELEASE position RIGHT, 1NO1C
A22NK-3MR-01CA-G021 | 11630 | 661063 | Selector A22NK Ø22, Key type S, 3 position, bezel brushed M, AUTO RESET ON RIGHT, RELEASE position RIGHT, 1NO1NC
A22NK-3MR-01CA-G022 | 11630 | 666736 | Selector A22NK Ø22, Key type S, 3 position, bezel brushed M, AUTO RESET ON RIGHT, RELEASE position RIGHT, 2NC
A22NK-3MR-01CA-G101 | 11630 | 661061 | Selector A22NK Ø22, Key type S, 3 position, bezel brushed M, AUTO RESET ON RIGHT, RELEASE position RIGHT, 2NO
A22NK-3MR-01CA-G102 | 11630 | 665822 | Selector A22NK Ø22, Key type S, 3 position, bezel brushed M, AUTO RESET ON RIGHT, RELEASE position RIGHT, 1NO1NC
A22NK-3MR-01CA-G110 | 11630 | 660130 | Selector A22NK Ø22, Key type S, 3 position, bezel brushed M, AUTO RESET ON RIGHT, RELEASE position RIGHT, 2NO
A22NK-3MR-01CA-G111 | 12210 | 666738 | Selector A22NK Ø22, Key type S, 3 position, bezel brushed M, AUTO RESET ON RIGHT, RELEASE position RIGHT, 3NO
A22NK-3MR-01CA-G112 | 12210 | 666775 | Selector A22NK Ø22, Key type S, 3 position, bezel brushed M, AUTO RESET ON RIGHT, RELEASE position RIGHT, 2NO1NC
A22NK-3MR-01CA-G120 | 11630 | 664854 | Selector A22NK Ø22, Key type S, 3 position, bezel brushed M, AUTO RESET ON RIGHT, RELEASE position RIGHT, 1NO1NC
A22NK-3MR-01CA-G121 | 12210 | 663965 | Selector A22NK Ø22, Key type S, 3 position, bezel brushed M, AUTO RESET ON RIGHT, RELEASE position RIGHT, 2NO1NC
A22NK-3MR-01CA-G122 | 12210 | 666765 | Selector A22NK Ø22, Key type S, 3 position, bezel brushed M, AUTO RESET ON RIGHT, RELEASE position RIGHT, 1NO2NC
A22NK-3MR-01CA-G201 | 11630 | 663051 | Selector A22NK Ø22, Key type S, 3 position, bezel brushed M, AUTO RESET ON RIGHT, RELEASE position RIGHT, 1NO1NC
A22NK-3MR-01CA-G202 | 11630 | 661058 | Selector A22NK Ø22, Key type S, 3 position, bezel brushed M, AUTO RESET ON RIGHT, RELEASE position RIGHT, 2NC
A22NK-3MR-01CA-G210 | 11630 | 663964 | Selector A22NK Ø22, Key type S, 3 position, bezel brushed M, AUTO RESET ON RIGHT, RELEASE position RIGHT, 1NO1C
A22NK-3MR-01CA-G211 | 12210 | 665847 | Selector A22NK Ø22, Key type S, 3 position, bezel brushed M, AUTO RESET ON RIGHT, RELEASE position RIGHT, 2NO1NC
A22NK-3MR-01CA-G212 | 12210 | 666769 | Selector A22NK Ø22, Key type S, 3 position, bezel brushed M, AUTO RESET ON RIGHT, RELEASE position RIGHT, 1NO2NC
A22NK-3MR-01CA-G220 | 11630 | 666735 | Selector A22NK Ø22, Key type S, 3 position, bezel brushed M, AUTO RESET ON RIGHT, RELEASE position RIGHT, 2NC
A22NK-3MR-01CA-G221 | 12210 | 662040 | Selector A22NK Ø22, Key type S, 3 position, bezel brushed M, AUTO RESET ON RIGHT, RELEASE position RIGHT, 1NO2NC
A22NK-3MR-01CA-G222 | 12210 | 661062 | Selector A22NK Ø22, Key type S, 3 position, bezel brushed M, AUTO RESET ON RIGHT, RELEASE position RIGHT, 3NC
A22NK-3MR-01DA-G011 | 11630 | 664859 | Selector A22NK Ø22, Key type S, 3 position, bezel brushed M, AUTO RESET ON RIGHT, RELEASE position CENTER, 2NO
A22NK-3MR-01DA-G012 | 11630 | 663027 | Selector A22NK Ø22, Key type S, 3 position, bezel brushed M, AUTO RESET ON RIGHT, RELEASE position CENTER, 1NO1C
A22NK-3MR-01DA-G021 | 11630 | 661068 | Selector A22NK Ø22, Key type S, 3 position, bezel brushed M, AUTO RESET ON RIGHT, RELEASE position CENTER, 1NO1NC
A22NK-3MR-01DA-G022 | 11630 | 664863 | Selector A22NK Ø22, Key type S, 3 position, bezel brushed M, AUTO RESET ON RIGHT, RELEASE position CENTER, 2NC
A22NK-3MR-01DA-G101 | 11630 | 666771 | Selector A22NK Ø22, Key type S, 3 position, bezel brushed M, AUTO RESET ON RIGHT, RELEASE position CENTER, 2NO
A22NK-3MR-01DA-G102 | 11630 | 666776 | Selector A22NK Ø22, Key type S, 3 position, bezel brushed M, AUTO RESET ON RIGHT, RELEASE position CENTER, 1NO1NC
A22NK-3MR-01DA-G110 | 11630 | 666740 | Selector A22NK Ø22, Key type S, 3 position, bezel brushed M, AUTO RESET ON RIGHT, RELEASE position CENTER, 2NO
A22NK-3MR-01DA-G111 | 12210 | 662019 | Selector A22NK Ø22, Key type S, 3 position, bezel brushed M, AUTO RESET ON RIGHT, RELEASE position CENTER, 3NO
A22NK-3MR-01DA-G112 | 12210 | 661094 | Selector A22NK Ø22, Key type S, 3 position, bezel brushed M, AUTO RESET ON RIGHT, RELEASE position CENTER, 2NO1NC
A22NK-3MR-01DA-G120 | 11630 | 664855 | Selector A22NK Ø22, Key type S, 3 position, bezel brushed M, AUTO RESET ON RIGHT, RELEASE position CENTER, 1NO1NC
A22NK-3MR-01DA-G121 | 12210 | 662018 | Selector A22NK Ø22, Key type S, 3 position, bezel brushed M, AUTO RESET ON RIGHT, RELEASE position CENTER, 2NO1NC
A22NK-3MR-01DA-G122 | 12210 | 661072 | Selector A22NK Ø22, Key type S, 3 position, bezel brushed M, AUTO RESET ON RIGHT, RELEASE position CENTER, 1NO2NC
A22NK-3MR-01DA-G201 | 11630 | 660138 | Selector A22NK Ø22, Key type S, 3 position, bezel brushed M, AUTO RESET ON RIGHT, RELEASE position CENTER, 1NO1NC
A22NK-3MR-01DA-G202 | 11630 | 663026 | Selector A22NK Ø22, Key type S, 3 position, bezel brushed M, AUTO RESET ON RIGHT, RELEASE position CENTER, 2NC
A22NK-3MR-01DA-G210 | 11630 | 665842 | Selector A22NK Ø22, Key type S, 3 position, bezel brushed M, AUTO RESET ON RIGHT, RELEASE position CENTER, 1NO1C
A22NK-3MR-01DA-G211 | 12210 | 660144 | Selector A22NK Ø22, Key type S, 3 position, bezel brushed M, AUTO RESET ON RIGHT, RELEASE position CENTER, 2NO1NC
A22NK-3MR-01DA-G212 | 12210 | 663938 | Selector A22NK Ø22, Key type S, 3 position, bezel brushed M, AUTO RESET ON RIGHT, RELEASE position CENTER, 1NO2NC
A22NK-3MR-01DA-G220 | 11630 | 661070 | Selector A22NK Ø22, Key type S, 3 position, bezel brushed M, AUTO RESET ON RIGHT, RELEASE position CENTER, 2NC
A22NK-3MR-01DA-G221 | 12210 | 662012 | Selector A22NK Ø22, Key type S, 3 position, bezel brushed M, AUTO RESET ON RIGHT, RELEASE position CENTER, 1NO2NC
A22NK-3MR-01DA-G222 | 12210 | 665821 | Selector A22NK Ø22, Key type S, 3 position, bezel brushed M, AUTO RESET ON RIGHT, RELEASE position CENTER, 3NC
A22NK-3RB-01DA-G011 | 11630 | 664884 | Selector A22NK Ø22, Key type S, 3 position, bezel metal, AUTO RESET ON L/R, RELEASE position CENTER, 2NO
A22NK-3RB-01DA-G012 | 11630 | 666611 | Selector A22NK Ø22, Key type S, 3 position, bezel metal, AUTO RESET ON L/R, RELEASE position CENTER, 1NO1C
A22NK-3RB-01DA-G021 | 11630 | 665705 | Selector A22NK Ø22, Key type S, 3 position, bezel metal, AUTO RESET ON L/R, RELEASE position CENTER, 1NO1NC
A22NK-3RB-01DA-G022 | 11630 | 665570 | Selector A22NK Ø22, Key type S, 3 position, bezel metal, AUTO RESET ON L/R, RELEASE position CENTER, 2NC
A22NK-3RB-01DA-G101 | 11630 | 659870 | Selector A22NK Ø22, Key type S, 3 position, bezel metal, AUTO RESET ON L/R, RELEASE position CENTER, 2NO
A22NK-3RB-01DA-G102 | 11630 | 665793 | Selector A22NK Ø22, Key type S, 3 position, bezel metal, AUTO RESET ON L/R, RELEASE position CENTER, 1NO1NC
A22NK-3RB-01DA-G110 | 11630 | 665567 | Selector A22NK Ø22, Key type S, 3 position, bezel metal, AUTO RESET ON L/R, RELEASE position CENTER, 2NO
A22NK-3RB-01DA-G111 | 12210 | 663047 | Selector A22NK Ø22, Key type S, 3 position, bezel metal, AUTO RESET ON L/R, RELEASE position CENTER, 3NO
A22NK-3RB-01DA-G112 | 12210 | 666704 | Selector A22NK Ø22, Key type S, 3 position, bezel metal, AUTO RESET ON L/R, RELEASE position CENTER, 2NO1NC
A22NK-3RB-01DA-G120 | 11630 | 663901 | Selector A22NK Ø22, Key type S, 3 position, bezel metal, AUTO RESET ON L/R, RELEASE position CENTER, 1NO1NC
A22NK-3RB-01DA-G121 | 12210 | 661038 | Selector A22NK Ø22, Key type S, 3 position, bezel metal, AUTO RESET ON L/R, RELEASE position CENTER, 2NO1NC
A22NK-3RB-01DA-G122 | 12210 | 664804 | Selector A22NK Ø22, Key type S, 3 position, bezel metal, AUTO RESET ON L/R, RELEASE position CENTER, 1NO2NC
A22NK-3RB-01DA-G201 | 11630 | 663968 | Selector A22NK Ø22, Key type S, 3 position, bezel metal, AUTO RESET ON L/R, RELEASE position CENTER, 1NO1NC
A22NK-3RB-01DA-G202 | 11630 | 661741 | Selector A22NK Ø22, Key type S, 3 position, bezel metal, AUTO RESET ON L/R, RELEASE position CENTER, 2NC
A22NK-3RB-01DA-G210 | 11630 | 666774 | Selector A22NK Ø22, Key type S, 3 position, bezel metal, AUTO RESET ON L/R, RELEASE position CENTER, 1NO1C
A22NK-3RB-01DA-G211 | 12210 | 663052 | Selector A22NK Ø22, Key type S, 3 position, bezel metal, AUTO RESET ON L/R, RELEASE position CENTER, 2NO1NC
A22NK-3RB-01DA-G212 | 12210 | 663048 | Selector A22NK Ø22, Key type S, 3 position, bezel metal, AUTO RESET ON L/R, RELEASE position CENTER, 1NO2NC
A22NK-3RB-01DA-G220 | 11630 | 663900 | Selector A22NK Ø22, Key type S, 3 position, bezel metal, AUTO RESET ON L/R, RELEASE position CENTER, 2NC
A22NK-3RB-01DA-G221 | 12210 | 661904 | Selector A22NK Ø22, Key type S, 3 position, bezel metal, AUTO RESET ON L/R, RELEASE position CENTER, 1NO2NC
A22NK-3RB-01DA-G222 | 12210 | 661976 | Selector A22NK Ø22, Key type S, 3 position, bezel metal, AUTO RESET ON L/R, RELEASE position CENTER, 3NC
A22NK-3RL-01BA-G011 | 11630 | 661090 | Selector A22NK Ø22, Key type S, 3 position, bezel metal, AUTO RESET ON LEFT, RELEASE position LEFT, 2NO
A22NK-3RL-01BA-G012 | 11630 | 665699 | Selector A22NK Ø22, Key type S, 3 position, bezel metal, AUTO RESET ON LEFT, RELEASE position LEFT, 1NO1C
A22NK-3RL-01BA-G021 | 11630 | 661086 | Selector A22NK Ø22, Key type S, 3 position, bezel metal, AUTO RESET ON LEFT, RELEASE position LEFT, 1NO1NC
A22NK-3RL-01BA-G022 | 11630 | 660022 | Selector A22NK Ø22, Key type S, 3 position, bezel metal, AUTO RESET ON LEFT, RELEASE position LEFT, 2NC
A22NK-3RL-01BA-G101 | 11630 | 665697 | Selector A22NK Ø22, Key type S, 3 position, bezel metal, AUTO RESET ON LEFT, RELEASE position LEFT, 2NO
A22NK-3RL-01BA-G102 | 11630 | 662034 | Selector A22NK Ø22, Key type S, 3 position, bezel metal, AUTO RESET ON LEFT, RELEASE position LEFT, 1NO1NC
A22NK-3RL-01BA-G110 | 11630 | 661734 | Selector A22NK Ø22, Key type S, 3 position, bezel metal, AUTO RESET ON LEFT, RELEASE position LEFT, 2NO
A22NK-3RL-01BA-G111 | 12210 | 664587 | Selector A22NK Ø22, Key type S, 3 position, bezel metal, AUTO RESET ON LEFT, RELEASE position LEFT, 3NO
A22NK-3RL-01BA-G112 | 12210 | 660815 | Selector A22NK Ø22, Key type S, 3 position, bezel metal, AUTO RESET ON LEFT, RELEASE position LEFT, 2NO1NC
A22NK-3RL-01BA-G120 | 11630 | 660153 | Selector A22NK Ø22, Key type S, 3 position, bezel metal, AUTO RESET ON LEFT, RELEASE position LEFT, 1NO1NC
A22NK-3RL-01BA-G121 | 12210 | 662033 | Selector A22NK Ø22, Key type S, 3 position, bezel metal, AUTO RESET ON LEFT, RELEASE position LEFT, 2NO1NC
A22NK-3RL-01BA-G122 | 12210 | 664589 | Selector A22NK Ø22, Key type S, 3 position, bezel metal, AUTO RESET ON LEFT, RELEASE position LEFT, 1NO2NC
A22NK-3RL-01BA-G201 | 11630 | 662895 | Selector A22NK Ø22, Key type S, 3 position, bezel metal, AUTO RESET ON LEFT, RELEASE position LEFT, 1NO1NC
A22NK-3RL-01BA-G202 | 11630 | 663823 | Selector A22NK Ø22, Key type S, 3 position, bezel metal, AUTO RESET ON LEFT, RELEASE position LEFT, 2NC
A22NK-3RL-01BA-G210 | 11630 | 663681 | Selector A22NK Ø22, Key type S, 3 position, bezel metal, AUTO RESET ON LEFT, RELEASE position LEFT, 1NO1C
A22NK-3RL-01BA-G211 | 12210 | 660021 | Selector A22NK Ø22, Key type S, 3 position, bezel metal, AUTO RESET ON LEFT, RELEASE position LEFT, 2NO1NC
A22NK-3RL-01BA-G212 | 12210 | 660023 | Selector A22NK Ø22, Key type S, 3 position, bezel metal, AUTO RESET ON LEFT, RELEASE position LEFT, 1NO2NC
A22NK-3RL-01BA-G220 | 11630 | 660158 | Selector A22NK Ø22, Key type S, 3 position, bezel metal, AUTO RESET ON LEFT, RELEASE position LEFT, 2NC
A22NK-3RL-01BA-G221 | 12210 | 660942 | Selector A22NK Ø22, Key type S, 3 position, bezel metal, AUTO RESET ON LEFT, RELEASE position LEFT, 1NO2NC
A22NK-3RL-01BA-G222 | 12210 | 660943 | Selector A22NK Ø22, Key type S, 3 position, bezel metal, AUTO RESET ON LEFT, RELEASE position LEFT, 3NC
A22NK-3RL-01DA-G011 | 11630 | 662894 | Selector A22NK Ø22, Key type S, 3 position, bezel metal, AUTO RESET ON LEFT, RELEASE position CENTER, 2NO
A22NK-3RL-01DA-G012 | 11630 | 666636 | Selector A22NK Ø22, Key type S, 3 position, bezel metal, AUTO RESET ON LEFT, RELEASE position CENTER, 1NO1C
A22NK-3RL-01DA-G021 | 11630 | 664722 | Selector A22NK Ø22, Key type S, 3 position, bezel metal, AUTO RESET ON LEFT, RELEASE position CENTER, 1NO1NC
A22NK-3RL-01DA-G022 | 11630 | 665698 | Selector A22NK Ø22, Key type S, 3 position, bezel metal, AUTO RESET ON LEFT, RELEASE position CENTER, 2NC
A22NK-3RL-01DA-G101 | 11630 | 662035 | Selector A22NK Ø22, Key type S, 3 position, bezel metal, AUTO RESET ON LEFT, RELEASE position CENTER, 2NO
A22NK-3RL-01DA-G102 | 11630 | 661088 | Selector A22NK Ø22, Key type S, 3 position, bezel metal, AUTO RESET ON LEFT, RELEASE position CENTER, 1NO1NC
A22NK-3RL-01DA-G110 | 11630 | 661731 | Selector A22NK Ø22, Key type S, 3 position, bezel metal, AUTO RESET ON LEFT, RELEASE position CENTER, 2NO
A22NK-3RL-01DA-G111 | 12210 | 666637 | Selector A22NK Ø22, Key type S, 3 position, bezel metal, AUTO RESET ON LEFT, RELEASE position CENTER, 3NO
A22NK-3RL-01DA-G112 | 12210 | 666496 | Selector A22NK Ø22, Key type S, 3 position, bezel metal, AUTO RESET ON LEFT, RELEASE position CENTER, 2NO1NC
A22NK-3RL-01DA-G120 | 11630 | 662892 | Selector A22NK Ø22, Key type S, 3 position, bezel metal, AUTO RESET ON LEFT, RELEASE position CENTER, 1NO1NC
A22NK-3RL-01DA-G121 | 12210 | 664582 | Selector A22NK Ø22, Key type S, 3 position, bezel metal, AUTO RESET ON LEFT, RELEASE position CENTER, 2NO1NC
A22NK-3RL-01DA-G122 | 12210 | 664880 | Selector A22NK Ø22, Key type S, 3 position, bezel metal, AUTO RESET ON LEFT, RELEASE position CENTER, 1NO2NC
A22NK-3RL-01DA-G201 | 11630 | 661087 | Selector A22NK Ø22, Key type S, 3 position, bezel metal, AUTO RESET ON LEFT, RELEASE position CENTER, 1NO1NC
A22NK-3RL-01DA-G202 | 11630 | 663680 | Selector A22NK Ø22, Key type S, 3 position, bezel metal, AUTO RESET ON LEFT, RELEASE position CENTER, 2NC
A22NK-3RL-01DA-G210 | 11630 | 660156 | Selector A22NK Ø22, Key type S, 3 position, bezel metal, AUTO RESET ON LEFT, RELEASE position CENTER, 1NO1C
A22NK-3RL-01DA-G211 | 12210 | 659864 | Selector A22NK Ø22, Key type S, 3 position, bezel metal, AUTO RESET ON LEFT, RELEASE position CENTER, 2NO1NC
A22NK-3RL-01DA-G212 | 12210 | 663960 | Selector A22NK Ø22, Key type S, 3 position, bezel metal, AUTO RESET ON LEFT, RELEASE position CENTER, 1NO2NC
A22NK-3RL-01DA-G220 | 11630 | 663044 | Selector A22NK Ø22, Key type S, 3 position, bezel metal, AUTO RESET ON LEFT, RELEASE position CENTER, 2NC
A22NK-3RL-01DA-G221 | 12210 | 659865 | Selector A22NK Ø22, Key type S, 3 position, bezel metal, AUTO RESET ON LEFT, RELEASE position CENTER, 1NO2NC
A22NK-3RL-01DA-G222 | 12210 | 663826 | Selector A22NK Ø22, Key type S, 3 position, bezel metal, AUTO RESET ON LEFT, RELEASE position CENTER, 3NC
A22NK-3RM-01AA-G011 | 11630 | 666745 | Selector A22NK Ø22, Key type S, 3 position, bezel metal, MANUAL, RELEASE position ALL, 2NO
A22NK-3RM-01AA-G012 | 11630 | 666749 | Selector A22NK Ø22, Key type S, 3 position, bezel metal, MANUAL, RELEASE position ALL, 1NO1C
A22NK-3RM-01AA-G021 | 11630 | 662736 | Selector A22NK Ø22, Key type S, 3 position, bezel metal, MANUAL, RELEASE position ALL, 1NO1NC
A22NK-3RM-01AA-G022 | 11630 | 666748 | Selector A22NK Ø22, Key type S, 3 position, bezel metal, MANUAL, RELEASE position ALL, 2NC
A22NK-3RM-01AA-G101 | 11630 | 660143 | Selector A22NK Ø22, Key type S, 3 position, bezel metal, MANUAL, RELEASE position ALL, 2NO
A22NK-3RM-01AA-G102 | 11630 | 663020 | Selector A22NK Ø22, Key type S, 3 position, bezel metal, MANUAL, RELEASE position ALL, 1NO1NC
A22NK-3RM-01AA-G110 | 11630 | 660135 | Selector A22NK Ø22, Key type S, 3 position, bezel metal, MANUAL, RELEASE position ALL, 2NO
A22NK-3RM-01AA-G111 | 12210 | 663970 | Selector A22NK Ø22, Key type S, 3 position, bezel metal, MANUAL, RELEASE position ALL, 3NO
A22NK-3RM-01AA-G112 | 12210 | 662011 | Selector A22NK Ø22, Key type S, 3 position, bezel metal, MANUAL, RELEASE position ALL, 2NO1NC
A22NK-3RM-01AA-G120 | 11630 | 664579 | Selector A22NK Ø22, Key type S, 3 position, bezel metal, MANUAL, RELEASE position ALL, 1NO1NC
A22NK-3RM-01AA-G121 | 12210 | 664873 | Selector A22NK Ø22, Key type S, 3 position, bezel metal, MANUAL, RELEASE position ALL, 2NO1NC
A22NK-3RM-01AA-G122 | 12210 | 662975 | Selector A22NK Ø22, Key type S, 3 position, bezel metal, MANUAL, RELEASE position ALL, 1NO2NC
A22NK-3RM-01AA-G201 | 11630 | 666739 | Selector A22NK Ø22, Key type S, 3 position, bezel metal, MANUAL, RELEASE position ALL, 1NO1NC
A22NK-3RM-01AA-G202 | 11630 | 664882 | Selector A22NK Ø22, Key type S, 3 position, bezel metal, MANUAL, RELEASE position ALL, 2NC
A22NK-3RM-01AA-G210 | 11630 | 660807 | Selector A22NK Ø22, Key type S, 3 position, bezel metal, MANUAL, RELEASE position ALL, 1NO1C
A22NK-3RM-01AA-G211 | 12210 | 661077 | Selector A22NK Ø22, Key type S, 3 position, bezel metal, MANUAL, RELEASE position ALL, 2NO1NC
A22NK-3RM-01AA-G212 | 12210 | 661023 | Selector A22NK Ø22, Key type S, 3 position, bezel metal, MANUAL, RELEASE position ALL, 1NO2NC
A22NK-3RM-01AA-G220 | 11630 | 664803 | Selector A22NK Ø22, Key type S, 3 position, bezel metal, MANUAL, RELEASE position ALL, 2NC
A22NK-3RM-01AA-G221 | 12210 | 664871 | Selector A22NK Ø22, Key type S, 3 position, bezel metal, MANUAL, RELEASE position ALL, 1NO2NC
A22NK-3RM-01AA-G222 | 12210 | 661730 | Selector A22NK Ø22, Key type S, 3 position, bezel metal, MANUAL, RELEASE position ALL, 3NC
A22NK-3RM-01BA-G011 | 11630 | 664870 | Selector A22NK Ø22, Key type S, 3 position, bezel metal, MANUAL, RELEASE position LEFT, 2NO
A22NK-3RM-01BA-G012 | 11630 | 663673 | Selector A22NK Ø22, Key type S, 3 position, bezel metal, MANUAL, RELEASE position LEFT, 1NO1C
A22NK-3RM-01BA-G021 | 11630 | 662963 | Selector A22NK Ø22, Key type S, 3 position, bezel metal, MANUAL, RELEASE position LEFT, 1NO1NC
A22NK-3RM-01BA-G022 | 11630 | 660148 | Selector A22NK Ø22, Key type S, 3 position, bezel metal, MANUAL, RELEASE position LEFT, 2NC
A22NK-3RM-01BA-G101 | 11630 | 665785 | Selector A22NK Ø22, Key type S, 3 position, bezel metal, MANUAL, RELEASE position LEFT, 2NO
A22NK-3RM-01BA-G102 | 11630 | 661020 | Selector A22NK Ø22, Key type S, 3 position, bezel metal, MANUAL, RELEASE position LEFT, 1NO1NC
A22NK-3RM-01BA-G110 | 11630 | 666746 | Selector A22NK Ø22, Key type S, 3 position, bezel metal, MANUAL, RELEASE position LEFT, 2NO
A22NK-3RM-01BA-G111 | 12210 | 666488 | Selector A22NK Ø22, Key type S, 3 position, bezel metal, MANUAL, RELEASE position LEFT, 3NO
A22NK-3RM-01BA-G112 | 12210 | 661022 | Selector A22NK Ø22, Key type S, 3 position, bezel metal, MANUAL, RELEASE position LEFT, 2NO1NC
A22NK-3RM-01BA-G120 | 11630 | 663039 | Selector A22NK Ø22, Key type S, 3 position, bezel metal, MANUAL, RELEASE position LEFT, 1NO1NC
A22NK-3RM-01BA-G121 | 12210 | 662974 | Selector A22NK Ø22, Key type S, 3 position, bezel metal, MANUAL, RELEASE position LEFT, 2NO1NC
A22NK-3RM-01BA-G122 | 12210 | 664580 | Selector A22NK Ø22, Key type S, 3 position, bezel metal, MANUAL, RELEASE position LEFT, 1NO2NC
A22NK-3RM-01BA-G201 | 11630 | 663942 | Selector A22NK Ø22, Key type S, 3 position, bezel metal, MANUAL, RELEASE position LEFT, 1NO1NC
A22NK-3RM-01BA-G202 | 11630 | 662735 | Selector A22NK Ø22, Key type S, 3 position, bezel metal, MANUAL, RELEASE position LEFT, 2NC
A22NK-3RM-01BA-G210 | 11630 | 659860 | Selector A22NK Ø22, Key type S, 3 position, bezel metal, MANUAL, RELEASE position LEFT, 1NO1C
A22NK-3RM-01BA-G211 | 12210 | 666752 | Selector A22NK Ø22, Key type S, 3 position, bezel metal, MANUAL, RELEASE position LEFT, 2NO1NC
A22NK-3RM-01BA-G212 | 12210 | 663038 | Selector A22NK Ø22, Key type S, 3 position, bezel metal, MANUAL, RELEASE position LEFT, 1NO2NC
A22NK-3RM-01BA-G220 | 11630 | 661021 | Selector A22NK Ø22, Key type S, 3 position, bezel metal, MANUAL, RELEASE position LEFT, 2NC
A22NK-3RM-01BA-G221 | 12210 | 660088 | Selector A22NK Ø22, Key type S, 3 position, bezel metal, MANUAL, RELEASE position LEFT, 1NO2NC
A22NK-3RM-01BA-G222 | 12210 | 661074 | Selector A22NK Ø22, Key type S, 3 position, bezel metal, MANUAL, RELEASE position LEFT, 3NC
A22NK-3RM-01BA-P121 | 12210 | 673649 | Selector A22NK Ø22, Key type S, 3 position, bezel metal, MANUAL, RELEASE position LEFT, 2NO1NC, push-in terminal
A22NK-3RM-01CA-G011 | 11630 | 661080 | Selector A22NK Ø22, Key type S, 3 position, bezel metal, MANUAL, RELEASE position RIGHT, 2NO
A22NK-3RM-01CA-G012 | 11630 | 662973 | Selector A22NK Ø22, Key type S, 3 position, bezel metal, MANUAL, RELEASE position RIGHT, 1NO1C
A22NK-3RM-01CA-G021 | 11630 | 663041 | Selector A22NK Ø22, Key type S, 3 position, bezel metal, MANUAL, RELEASE position RIGHT, 1NO1NC
A22NK-3RM-01CA-G022 | 11630 | 661729 | Selector A22NK Ø22, Key type S, 3 position, bezel metal, MANUAL, RELEASE position RIGHT, 2NC
A22NK-3RM-01CA-G101 | 11630 | 663951 | Selector A22NK Ø22, Key type S, 3 position, bezel metal, MANUAL, RELEASE position RIGHT, 2NO
A22NK-3RM-01CA-G102 | 11630 | 665831 | Selector A22NK Ø22, Key type S, 3 position, bezel metal, MANUAL, RELEASE position RIGHT, 1NO1NC
A22NK-3RM-01CA-G110 | 11630 | 663036 | Selector A22NK Ø22, Key type S, 3 position, bezel metal, MANUAL, RELEASE position RIGHT, 2NO
A22NK-3RM-01CA-G111 | 12210 | 663941 | Selector A22NK Ø22, Key type S, 3 position, bezel metal, MANUAL, RELEASE position RIGHT, 3NO
A22NK-3RM-01CA-G112 | 12210 | 663040 | Selector A22NK Ø22, Key type S, 3 position, bezel metal, MANUAL, RELEASE position RIGHT, 2NO1NC
A22NK-3RM-01CA-G120 | 11630 | 662027 | Selector A22NK Ø22, Key type S, 3 position, bezel metal, MANUAL, RELEASE position RIGHT, 1NO1NC
A22NK-3RM-01CA-G121 | 12210 | 665828 | Selector A22NK Ø22, Key type S, 3 position, bezel metal, MANUAL, RELEASE position RIGHT, 2NO1NC
A22NK-3RM-01CA-G122 | 12210 | 666694 | Selector A22NK Ø22, Key type S, 3 position, bezel metal, MANUAL, RELEASE position RIGHT, 1NO2NC
A22NK-3RM-01CA-G201 | 11630 | 664864 | Selector A22NK Ø22, Key type S, 3 position, bezel metal, MANUAL, RELEASE position RIGHT, 1NO1NC
A22NK-3RM-01CA-G202 | 11630 | 663672 | Selector A22NK Ø22, Key type S, 3 position, bezel metal, MANUAL, RELEASE position RIGHT, 2NC
A22NK-3RM-01CA-G210 | 11630 | 661728 | Selector A22NK Ø22, Key type S, 3 position, bezel metal, MANUAL, RELEASE position RIGHT, 1NO1C
A22NK-3RM-01CA-G211 | 12210 | 663898 | Selector A22NK Ø22, Key type S, 3 position, bezel metal, MANUAL, RELEASE position RIGHT, 2NO1NC
A22NK-3RM-01CA-G212 | 12210 | 664867 | Selector A22NK Ø22, Key type S, 3 position, bezel metal, MANUAL, RELEASE position RIGHT, 1NO2NC
A22NK-3RM-01CA-G220 | 11630 | 661081 | Selector A22NK Ø22, Key type S, 3 position, bezel metal, MANUAL, RELEASE position RIGHT, 2NC
A22NK-3RM-01CA-G221 | 12210 | 662737 | Selector A22NK Ø22, Key type S, 3 position, bezel metal, MANUAL, RELEASE position RIGHT, 1NO2NC
A22NK-3RM-01CA-G222 | 12210 | 663899 | Selector A22NK Ø22, Key type S, 3 position, bezel metal, MANUAL, RELEASE position RIGHT, 3NC
A22NK-3RM-01DA-G011 | 11630 | 666760 | Selector A22NK Ø22, Key type S, 3 position, bezel metal, MANUAL, RELEASE position CENTER, 2NO
A22NK-3RM-01DA-G012 | 11630 | 663028 | Selector A22NK Ø22, Key type S, 3 position, bezel metal, MANUAL, RELEASE position CENTER, 1NO1C
A22NK-3RM-01DA-G021 | 11630 | 664869 | Selector A22NK Ø22, Key type S, 3 position, bezel metal, MANUAL, RELEASE position CENTER, 1NO1NC
A22NK-3RM-01DA-G022 | 11630 | 663945 | Selector A22NK Ø22, Key type S, 3 position, bezel metal, MANUAL, RELEASE position CENTER, 2NC
A22NK-3RM-01DA-G101 | 11630 | 660152 | Selector A22NK Ø22, Key type S, 3 position, bezel metal, MANUAL, RELEASE position CENTER, 2NO
A22NK-3RM-01DA-G102 | 11630 | 662029 | Selector A22NK Ø22, Key type S, 3 position, bezel metal, MANUAL, RELEASE position CENTER, 1NO1NC
A22NK-3RM-01DA-G110 | 11630 | 664868 | Selector A22NK Ø22, Key type S, 3 position, bezel metal, MANUAL, RELEASE position CENTER, 2NO
A22NK-3RM-01DA-G111 | 12210 | 664872 | Selector A22NK Ø22, Key type S, 3 position, bezel metal, MANUAL, RELEASE position CENTER, 3NO
A22NK-3RM-01DA-G112 | 12210 | 666754 | Selector A22NK Ø22, Key type S, 3 position, bezel metal, MANUAL, RELEASE position CENTER, 2NO1NC
A22NK-3RM-01DA-G120 | 11630 | 662025 | Selector A22NK Ø22, Key type S, 3 position, bezel metal, MANUAL, RELEASE position CENTER, 1NO1NC
A22NK-3RM-01DA-G121 | 12210 | 663952 | Selector A22NK Ø22, Key type S, 3 position, bezel metal, MANUAL, RELEASE position CENTER, 2NO1NC
A22NK-3RM-01DA-G122 | 12210 | 660147 | Selector A22NK Ø22, Key type S, 3 position, bezel metal, MANUAL, RELEASE position CENTER, 1NO2NC
A22NK-3RM-01DA-G201 | 11630 | 665834 | Selector A22NK Ø22, Key type S, 3 position, bezel metal, MANUAL, RELEASE position CENTER, 1NO1NC
A22NK-3RM-01DA-G202 | 11630 | 663958 | Selector A22NK Ø22, Key type S, 3 position, bezel metal, MANUAL, RELEASE position CENTER, 2NC
A22NK-3RM-01DA-G210 | 11630 | 663956 | Selector A22NK Ø22, Key type S, 3 position, bezel metal, MANUAL, RELEASE position CENTER, 1NO1C
A22NK-3RM-01DA-G211 | 12210 | 663034 | Selector A22NK Ø22, Key type S, 3 position, bezel metal, MANUAL, RELEASE position CENTER, 2NO1NC
A22NK-3RM-01DA-G212 | 12210 | 661085 | Selector A22NK Ø22, Key type S, 3 position, bezel metal, MANUAL, RELEASE position CENTER, 1NO2NC
A22NK-3RM-01DA-G220 | 11630 | 663953 | Selector A22NK Ø22, Key type S, 3 position, bezel metal, MANUAL, RELEASE position CENTER, 2NC
A22NK-3RM-01DA-G221 | 12210 | 661084 | Selector A22NK Ø22, Key type S, 3 position, bezel metal, MANUAL, RELEASE position CENTER, 1NO2NC
A22NK-3RM-01DA-G222 | 12210 | 664865 | Selector A22NK Ø22, Key type S, 3 position, bezel metal, MANUAL, RELEASE position CENTER, 3NC
A22NK-3RM-01GA-G011 | 11630 | 664590 | Selector A22NK Ø22, Key type S, 3 position, bezel metal, MANUAL, RELEASE position L/R, 2NO
A22NK-3RM-01GA-G012 | 11630 | 665841 | Selector A22NK Ø22, Key type S, 3 position, bezel metal, MANUAL, RELEASE position L/R, 1NO1C
A22NK-3RM-01GA-G021 | 11630 | 662893 | Selector A22NK Ø22, Key type S, 3 position, bezel metal, MANUAL, RELEASE position L/R, 1NO1NC
A22NK-3RM-01GA-G022 | 11630 | 664581 | Selector A22NK Ø22, Key type S, 3 position, bezel metal, MANUAL, RELEASE position L/R, 2NC
A22NK-3RM-01GA-G101 | 11630 | 666747 | Selector A22NK Ø22, Key type S, 3 position, bezel metal, MANUAL, RELEASE position L/R, 2NO
A22NK-3RM-01GA-G102 | 11630 | 663946 | Selector A22NK Ø22, Key type S, 3 position, bezel metal, MANUAL, RELEASE position L/R, 1NO1NC
A22NK-3RM-01GA-G110 | 11630 | 661076 | Selector A22NK Ø22, Key type S, 3 position, bezel metal, MANUAL, RELEASE position L/R, 2NO
A22NK-3RM-01GA-G111 | 12210 | 665835 | Selector A22NK Ø22, Key type S, 3 position, bezel metal, MANUAL, RELEASE position L/R, 3NO
A22NK-3RM-01GA-G112 | 12210 | 666753 | Selector A22NK Ø22, Key type S, 3 position, bezel metal, MANUAL, RELEASE position L/R, 2NO1NC
A22NK-3RM-01GA-G120 | 11630 | 666767 | Selector A22NK Ø22, Key type S, 3 position, bezel metal, MANUAL, RELEASE position L/R, 1NO1NC
A22NK-3RM-01GA-G121 | 12210 | 663824 | Selector A22NK Ø22, Key type S, 3 position, bezel metal, MANUAL, RELEASE position L/R, 2NO1NC
A22NK-3RM-01GA-G122 | 12210 | 666762 | Selector A22NK Ø22, Key type S, 3 position, bezel metal, MANUAL, RELEASE position L/R, 1NO2NC
A22NK-3RM-01GA-G201 | 11630 | 666761 | Selector A22NK Ø22, Key type S, 3 position, bezel metal, MANUAL, RELEASE position L/R, 1NO1NC
A22NK-3RM-01GA-G202 | 11630 | 663035 | Selector A22NK Ø22, Key type S, 3 position, bezel metal, MANUAL, RELEASE position L/R, 2NC
A22NK-3RM-01GA-G210 | 11630 | 663957 | Selector A22NK Ø22, Key type S, 3 position, bezel metal, MANUAL, RELEASE position L/R, 1NO1C
A22NK-3RM-01GA-G211 | 12210 | 663940 | Selector A22NK Ø22, Key type S, 3 position, bezel metal, MANUAL, RELEASE position L/R, 2NO1NC
A22NK-3RM-01GA-G212 | 12210 | 666755 | Selector A22NK Ø22, Key type S, 3 position, bezel metal, MANUAL, RELEASE position L/R, 1NO2NC
A22NK-3RM-01GA-G220 | 11630 | 664588 | Selector A22NK Ø22, Key type S, 3 position, bezel metal, MANUAL, RELEASE position L/R, 2NC
A22NK-3RM-01GA-G221 | 12210 | 663959 | Selector A22NK Ø22, Key type S, 3 position, bezel metal, MANUAL, RELEASE position L/R, 1NO2NC
A22NK-3RM-01GA-G222 | 12210 | 661896 | Selector A22NK Ø22, Key type S, 3 position, bezel metal, MANUAL, RELEASE position L/R, 3NC
A22NK-3RR-01CA-G011 | 11630 | 661091 | Selector A22NK Ø22, Key type S, 3 position, bezel metal, AUTO RESET ON RIGHT, RELEASE position RIGHT, 2NO
A22NK-3RR-01CA-G012 | 11630 | 660157 | Selector A22NK Ø22, Key type S, 3 position, bezel metal, AUTO RESET ON RIGHT, RELEASE position RIGHT, 1NO1C
A22NK-3RR-01CA-G021 | 11630 | 665700 | Selector A22NK Ø22, Key type S, 3 position, bezel metal, AUTO RESET ON RIGHT, RELEASE position RIGHT, 1NO1NC
A22NK-3RR-01CA-G022 | 11630 | 665701 | Selector A22NK Ø22, Key type S, 3 position, bezel metal, AUTO RESET ON RIGHT, RELEASE position RIGHT, 2NC
A22NK-3RR-01CA-G101 | 11630 | 665565 | Selector A22NK Ø22, Key type S, 3 position, bezel metal, AUTO RESET ON RIGHT, RELEASE position RIGHT, 2NO
A22NK-3RR-01CA-G102 | 11630 | 666489 | Selector A22NK Ø22, Key type S, 3 position, bezel metal, AUTO RESET ON RIGHT, RELEASE position RIGHT, 1NO1NC
A22NK-3RR-01CA-G110 | 11630 | 660154 | Selector A22NK Ø22, Key type S, 3 position, bezel metal, AUTO RESET ON RIGHT, RELEASE position RIGHT, 2NO
A22NK-3RR-01CA-G111 | 12210 | 659863 | Selector A22NK Ø22, Key type S, 3 position, bezel metal, AUTO RESET ON RIGHT, RELEASE position RIGHT, 3NO
A22NK-3RR-01CA-G112 | 12210 | 666766 | Selector A22NK Ø22, Key type S, 3 position, bezel metal, AUTO RESET ON RIGHT, RELEASE position RIGHT, 2NO1NC
A22NK-3RR-01CA-G120 | 11630 | 662036 | Selector A22NK Ø22, Key type S, 3 position, bezel metal, AUTO RESET ON RIGHT, RELEASE position RIGHT, 1NO1NC
A22NK-3RR-01CA-G121 | 12210 | 664876 | Selector A22NK Ø22, Key type S, 3 position, bezel metal, AUTO RESET ON RIGHT, RELEASE position RIGHT, 2NO1NC
A22NK-3RR-01CA-G122 | 12210 | 664875 | Selector A22NK Ø22, Key type S, 3 position, bezel metal, AUTO RESET ON RIGHT, RELEASE position RIGHT, 1NO2NC
A22NK-3RR-01CA-G201 | 11630 | 662742 | Selector A22NK Ø22, Key type S, 3 position, bezel metal, AUTO RESET ON RIGHT, RELEASE position RIGHT, 1NO1NC
A22NK-3RR-01CA-G202 | 11630 | 662032 | Selector A22NK Ø22, Key type S, 3 position, bezel metal, AUTO RESET ON RIGHT, RELEASE position RIGHT, 2NC
A22NK-3RR-01CA-G210 | 11630 | 664881 | Selector A22NK Ø22, Key type S, 3 position, bezel metal, AUTO RESET ON RIGHT, RELEASE position RIGHT, 1NO1C
A22NK-3RR-01CA-G211 | 12210 | 663825 | Selector A22NK Ø22, Key type S, 3 position, bezel metal, AUTO RESET ON RIGHT, RELEASE position RIGHT, 2NO1NC
A22NK-3RR-01CA-G212 | 12210 | 661092 | Selector A22NK Ø22, Key type S, 3 position, bezel metal, AUTO RESET ON RIGHT, RELEASE position RIGHT, 1NO2NC
A22NK-3RR-01CA-G220 | 11630 | 660945 | Selector A22NK Ø22, Key type S, 3 position, bezel metal, AUTO RESET ON RIGHT, RELEASE position RIGHT, 2NC
A22NK-3RR-01CA-G221 | 12210 | 660025 | Selector A22NK Ø22, Key type S, 3 position, bezel metal, AUTO RESET ON RIGHT, RELEASE position RIGHT, 1NO2NC
A22NK-3RR-01CA-G222 | 12210 | 662896 | Selector A22NK Ø22, Key type S, 3 position, bezel metal, AUTO RESET ON RIGHT, RELEASE position RIGHT, 3NC
A22NK-3RR-01DA-G011 | 11630 | 666773 | Selector A22NK Ø22, Key type S, 3 position, bezel metal, AUTO RESET ON RIGHT, RELEASE position CENTER, 2NO
A22NK-3RR-01DA-G012 | 11630 | 665845 | Selector A22NK Ø22, Key type S, 3 position, bezel metal, AUTO RESET ON RIGHT, RELEASE position CENTER, 1NO1C
A22NK-3RR-01DA-G021 | 11630 | 659993 | Selector A22NK Ø22, Key type S, 3 position, bezel metal, AUTO RESET ON RIGHT, RELEASE position CENTER, 1NO1NC
A22NK-3RR-01DA-G022 | 11630 | 663049 | Selector A22NK Ø22, Key type S, 3 position, bezel metal, AUTO RESET ON RIGHT, RELEASE position CENTER, 2NC
A22NK-3RR-01DA-G101 | 11630 | 665702 | Selector A22NK Ø22, Key type S, 3 position, bezel metal, AUTO RESET ON RIGHT, RELEASE position CENTER, 2NO
A22NK-3RR-01DA-G102 | 11630 | 660946 | Selector A22NK Ø22, Key type S, 3 position, bezel metal, AUTO RESET ON RIGHT, RELEASE position CENTER, 1NO1NC
A22NK-3RR-01DA-G110 | 11630 | 660944 | Selector A22NK Ø22, Key type S, 3 position, bezel metal, AUTO RESET ON RIGHT, RELEASE position CENTER, 2NO
A22NK-3RR-01DA-G111 | 12210 | 660089 | Selector A22NK Ø22, Key type S, 3 position, bezel metal, AUTO RESET ON RIGHT, RELEASE position CENTER, 3NO
A22NK-3RR-01DA-G112 | 12210 | 663835 | Selector A22NK Ø22, Key type S, 3 position, bezel metal, AUTO RESET ON RIGHT, RELEASE position CENTER, 2NO1NC
A22NK-3RR-01DA-G120 | 11630 | 661903 | Selector A22NK Ø22, Key type S, 3 position, bezel metal, AUTO RESET ON RIGHT, RELEASE position CENTER, 1NO1NC
A22NK-3RR-01DA-G121 | 12210 | 666702 | Selector A22NK Ø22, Key type S, 3 position, bezel metal, AUTO RESET ON RIGHT, RELEASE position CENTER, 2NO1NC
A22NK-3RR-01DA-G122 | 12210 | 665569 | Selector A22NK Ø22, Key type S, 3 position, bezel metal, AUTO RESET ON RIGHT, RELEASE position CENTER, 1NO2NC
A22NK-3RR-01DA-G201 | 11630 | 660024 | Selector A22NK Ø22, Key type S, 3 position, bezel metal, AUTO RESET ON RIGHT, RELEASE position CENTER, 1NO1NC
A22NK-3RR-01DA-G202 | 11630 | 661897 | Selector A22NK Ø22, Key type S, 3 position, bezel metal, AUTO RESET ON RIGHT, RELEASE position CENTER, 2NC
A22NK-3RR-01DA-G210 | 11630 | 661030 | Selector A22NK Ø22, Key type S, 3 position, bezel metal, AUTO RESET ON RIGHT, RELEASE position CENTER, 1NO1C
A22NK-3RR-01DA-G211 | 12210 | 660161 | Selector A22NK Ø22, Key type S, 3 position, bezel metal, AUTO RESET ON RIGHT, RELEASE position CENTER, 2NO1NC
A22NK-3RR-01DA-G212 | 12210 | 663687 | Selector A22NK Ø22, Key type S, 3 position, bezel metal, AUTO RESET ON RIGHT, RELEASE position CENTER, 1NO2NC
A22NK-3RR-01DA-G220 | 11630 | 666768 | Selector A22NK Ø22, Key type S, 3 position, bezel metal, AUTO RESET ON RIGHT, RELEASE position CENTER, 2NC
A22NK-3RR-01DA-G221 | 12210 | 664595 | Selector A22NK Ø22, Key type S, 3 position, bezel metal, AUTO RESET ON RIGHT, RELEASE position CENTER, 1NO2NC
A22NK-3RR-01DA-G222 | 12210 | 660107 | Selector A22NK Ø22, Key type S, 3 position, bezel metal, AUTO RESET ON RIGHT, RELEASE position CENTER, 3NC
A22NL-BGA-TAA-G002-AC | 6105 | 666316 | Pushbutton A22NL Ø22, bezel plastic, FULL GUARD, Alternate, CAP COLOR Transparent BLUE, LED BLUE, 1NC, 24 VDC
A22NL-BGA-TAA-G002-AE | 6105 | 662095 | Pushbutton A22NL Ø22, bezel plastic, FULL GUARD, Alternate, CAP COLOR Transparent BLUE, LED BLUE, 1NC, 200-240 VAC
A22NL-BGA-TAA-G100-AC | 6105 | 664412 | Pushbutton A22NL Ø22, bezel plastic, FULL GUARD, Alternate, CAP COLOR Transparent BLUE, LED BLUE, 1NO, 24 VDC
A22NL-BGA-TAA-G100-AE | 6105 | 661647 | Pushbutton A22NL Ø22, bezel plastic, FULL GUARD, Alternate, CAP COLOR Transparent BLUE, LED BLUE, 1NO, 200-240 VAC
A22NL-BGA-TAA-G101-AC | 6725 | 665990 | Pushbutton A22NL Ø22, bezel plastic, FULL GUARD, Alternate, CAP COLOR Transparent BLUE, LED BLUE, 2NO, 24 VDC
A22NL-BGA-TAA-G101-AE | 6725 | 665474 | Pushbutton A22NL Ø22, bezel plastic, FULL GUARD, Alternate, CAP COLOR Transparent BLUE, LED BLUE, 2NO, 200-240 VAC
A22NL-BGA-TAA-G102-AC | 6725 | 665366 | Pushbutton A22NL Ø22, bezel plastic, FULL GUARD, Alternate, CAP COLOR Transparent BLUE, LED BLUE, 1NO1NC, 24 VDC
A22NL-BGA-TAA-G102-AE | 6725 | 663532 | Pushbutton A22NL Ø22, bezel plastic, FULL GUARD, Alternate, CAP COLOR Transparent BLUE, LED BLUE, 1NO1NC, 200-240 VAC
A22NL-BGA-TAA-G202-AC | 6725 | 660623 | Pushbutton A22NL Ø22, bezel plastic, FULL GUARD, Alternate, CAP COLOR Transparent BLUE, LED BLUE, 2NC, 24 VDC
A22NL-BGA-TAA-G202-AE | 6725 | 659779 | Pushbutton A22NL Ø22, bezel plastic, FULL GUARD, Alternate, CAP COLOR Transparent BLUE, LED BLUE, 2NC, 200-240 VAC
A22NL-BGA-TGA-G002-GC | 6105 | 665367 | Pushbutton A22NL Ø22, bezel plastic, FULL GUARD, Alternate, CAP COLOR Transparent GREEN, LED GREEN, 1NC, 24 VDC
A22NL-BGA-TGA-G002-GD | 6105 | 663660 | Pushbutton A22NL Ø22, bezel plastic, FULL GUARD, Alternate, CAP COLOR Transparent GREEN, LED GREEN, 1NC, 100-120 VAC
A22NL-BGA-TGA-G002-GE | 6105 | 663534 | Pushbutton A22NL Ø22, bezel plastic, FULL GUARD, Alternate, CAP COLOR Transparent GREEN, LED GREEN, 1NC, 200-240 VAC
A22NL-BGA-TGA-G100-GC | 6105 | 667253 | Pushbutton A22NL Ø22, bezel plastic, FULL GUARD, Alternate, CAP COLOR Transparent GREEN, LED GREEN, 1NO, 24 VDC
A22NL-BGA-TGA-G100-GD | 6105 | 662954 | Pushbutton A22NL Ø22, bezel plastic, FULL GUARD, Alternate, CAP COLOR Transparent GREEN, LED GREEN, 1NO, 100-120 VAC
A22NL-BGA-TGA-G100-GE | 6105 | 666340 | Pushbutton A22NL Ø22, bezel plastic, FULL GUARD, Alternate, CAP COLOR Transparent GREEN, LED GREEN, 1NO, 200-240 VAC
A22NL-BGA-TGA-G101-GC | 6725 | 660612 | Pushbutton A22NL Ø22, bezel plastic, FULL GUARD, Alternate, CAP COLOR Transparent GREEN, LED GREEN, 2NO, 24 VDC
A22NL-BGA-TGA-G101-GD | 6725 | 665774 | Pushbutton A22NL Ø22, bezel plastic, FULL GUARD, Alternate, CAP COLOR Transparent GREEN, LED GREEN, 2NO, 100-120 VAC
A22NL-BGA-TGA-G101-GE | 6725 | 660721 | Pushbutton A22NL Ø22, bezel plastic, FULL GUARD, Alternate, CAP COLOR Transparent GREEN, LED GREEN, 2NO, 200-240 VAC
A22NL-BGA-TGA-G102-GC | 6725 | 662547 | Pushbutton A22NL 22 dia., bezel plastic, full guard, alternate, cap color transparent green, LED green, 1NO1NC, 24 VDC
A22NL-BGA-TGA-G102-GD | 6725 | 661955 | Pushbutton A22NL Ø22, bezel plastic, FULL GUARD, Alternate, CAP COLOR Transparent GREEN, LED GREEN, 1NO1NC, 100-120 VAC
A22NL-BGA-TGA-G102-GE | 6725 | 661565 | Pushbutton A22NL 22 dia., bezel plastic, full guard, alternate, cap color transparent green, LED green, 1NO1NC, 200-240 VAC
A22NL-BGA-TGA-G202-GC | 6725 | 664418 | Pushbutton A22NL Ø22, bezel plastic, FULL GUARD, Alternate, CAP COLOR Transparent GREEN, LED GREEN, 2NC, 24 VDC
A22NL-BGA-TGA-G202-GD | 6725 | 663881 | Pushbutton A22NL Ø22, bezel plastic, FULL GUARD, Alternate, CAP COLOR Transparent GREEN, LED GREEN, 2NC, 100-120 VAC
A22NL-BGA-TGA-G202-GE | 6725 | 663531 | Pushbutton A22NL Ø22, bezel plastic, FULL GUARD, Alternate, CAP COLOR Transparent GREEN, LED GREEN, 2NC, 200-240 VAC
A22NL-BGA-TGA-P102-GC | 6725 | 673623 | Pushbutton A22NL Ø22, bezel plastic, FULL GUARD, Alternate, CAP COLOR Transparent GREEN, LED GREEN, 1NO1NC, 24 VDC, push-in terminal
A22NL-BGA-TRA-G002-RC | 6105 | 662966 | Pushbutton A22NL Ø22, bezel plastic, FULL GUARD, Alternate, CAP COLOR Transparent RED, LED RED, 1NC, 24 VDC
A22NL-BGA-TRA-G002-RE | 6105 | 661676 | Pushbutton A22NL Ø22, bezel plastic, FULL GUARD, Alternate, CAP COLOR Transparent RED, LED RED, 1NC, 200-240 VAC
A22NL-BGA-TRA-G100-RC | 6105 | 660282 | Pushbutton A22NL Ø22, bezel plastic, FULL GUARD, Alternate, CAP COLOR Transparent RED, LED RED, 1NO, 24 VDC
A22NL-BGA-TRA-G100-RE | 6105 | 666338 | Pushbutton A22NL Ø22, bezel plastic, FULL GUARD, Alternate, CAP COLOR Transparent RED, LED RED, 1NO, 200-240 VAC
A22NL-BGA-TRA-G101-RC | 6725 | 666687 | Pushbutton A22NL Ø22, bezel plastic, FULL GUARD, Alternate, CAP COLOR Transparent RED, LED RED, 2NO, 24 VDC
A22NL-BGA-TRA-G101-RE | 6725 | 667276 | Pushbutton A22NL Ø22, bezel plastic, FULL GUARD, Alternate, CAP COLOR Transparent RED, LED RED, 2NO, 200-240 VAC
A22NL-BGA-TRA-G102-RC | 6725 | 664414 | Pushbutton A22NL 22 dia., bezel plastic, full guard, alternate, cap color transparent red, LED red, 1NO1NC, 24 VDC
A22NL-BGA-TRA-G102-RE | 6725 | 667277 | Pushbutton A22NL 22 dia., bezel plastic, full guard, alternate, cap color transparent red, LED red, 1NO1NC, 200-240 VAC
A22NL-BGA-TRA-G202-RC | 6725 | 664415 | Pushbutton A22NL Ø22, bezel plastic, FULL GUARD, Alternate, CAP COLOR Transparent RED, LED RED, 2NC, 24 VDC
A22NL-BGA-TRA-G202-RE | 6725 | 661678 | Pushbutton A22NL Ø22, bezel plastic, FULL GUARD, Alternate, CAP COLOR Transparent RED, LED RED, 2NC, 200-240 VAC
A22NL-BGA-TWA-G002-WC | 6105 | 667258 | Pushbutton A22NL Ø22, bezel plastic, FULL GUARD, Alternate, CAP COLOR Transparent WHITE, LED WHITE, 1NC, 24 VDC
A22NL-BGA-TWA-G002-WE | 6105 | 666337 | Pushbutton A22NL Ø22, bezel plastic, FULL GUARD, Alternate, CAP COLOR Transparent WHITE, LED WHITE, 1NC, 200-240 VAC
A22NL-BGA-TWA-G100-WC | 6105 | 660634 | Pushbutton A22NL Ø22, bezel plastic, FULL GUARD, Alternate, CAP COLOR Transparent WHITE, LED WHITE, 1NO, 24 VDC
A22NL-BGA-TWA-G100-WE | 6105 | 662583 | Pushbutton A22NL Ø22, bezel plastic, FULL GUARD, Alternate, CAP COLOR Transparent WHITE, LED WHITE, 1NO, 200-240 VAC
A22NL-BGA-TWA-G101-WC | 6725 | 665380 | Pushbutton A22NL Ø22, bezel plastic, FULL GUARD, Alternate, CAP COLOR Transparent WHITE, LED WHITE, 2NO, 24 VDC
A22NL-BGA-TWA-G101-WE | 6725 | 664941 | Pushbutton A22NL Ø22, bezel plastic, FULL GUARD, Alternate, CAP COLOR Transparent WHITE, LED WHITE, 2NO, 200-240 VAC
A22NL-BGA-TWA-G102-WC | 6725 | 662555 | Pushbutton A22NL Ø22, bezel plastic, FULL GUARD, Alternate, CAP COLOR Transparent WHITE, LED WHITE, 1NO1NC, 24 VDC
A22NL-BGA-TWA-G102-WE | 6725 | 665508 | Pushbutton A22NL Ø22, bezel plastic, FULL GUARD, Alternate, CAP COLOR Transparent WHITE, LED WHITE, 1NO1NC, 200-240 VAC
A22NL-BGA-TWA-G202-WC | 6725 | 664796 | Pushbutton A22NL Ø22, bezel plastic, FULL GUARD, Alternate, CAP COLOR Transparent WHITE, LED WHITE, 2NC, 24 VDC
A22NL-BGA-TWA-G202-WE | 6725 | 662582 | Pushbutton A22NL Ø22, bezel plastic, FULL GUARD, Alternate, CAP COLOR Transparent WHITE, LED WHITE, 2NC, 200-240 VAC
A22NL-BGA-TYA-G002-YC | 6105 | 660616 | Pushbutton A22NL Ø22, bezel plastic, FULL GUARD, Alternate, CAP COLOR Transparent YELLOW, LED YELLOW, 1NC, 24 VDC
A22NL-BGA-TYA-G002-YE | 6105 | 666441 | Pushbutton A22NL Ø22, bezel plastic, FULL GUARD, Alternate, CAP COLOR Transparent YELLOW, LED YELLOW, 1NC, 200-240 VAC
A22NL-BGA-TYA-G100-YC | 6105 | 660620 | Pushbutton A22NL Ø22, bezel plastic, FULL GUARD, Alternate, CAP COLOR Transparent YELLOW, LED YELLOW, 1NO, 24 VDC
A22NL-BGA-TYA-G100-YE | 6105 | 664435 | Pushbutton A22NL Ø22, bezel plastic, FULL GUARD, Alternate, CAP COLOR Transparent YELLOW, LED YELLOW, 1NO, 200-240 VAC
A22NL-BGA-TYA-G101-YC | 6725 | 662967 | Pushbutton A22NL Ø22, bezel plastic, FULL GUARD, Alternate, CAP COLOR Transparent YELLOW, LED YELLOW, 2NO, 24 VDC
A22NL-BGA-TYA-G101-YE | 6725 | 662580 | Pushbutton A22NL Ø22, bezel plastic, FULL GUARD, Alternate, CAP COLOR Transparent YELLOW, LED YELLOW, 2NO, 200-240 VAC
A22NL-BGA-TYA-G102-YC | 6725 | 666314 | Pushbutton A22NL Ø22, bezel plastic, FULL GUARD, Alternate, CAP COLOR Transparent YELLOW, LED YELLOW, 1NO1NC, 24 VDC
A22NL-BGA-TYA-G102-YE | 6725 | 666414 | Pushbutton A22NL Ø22, bezel plastic, FULL GUARD, Alternate, CAP COLOR Transparent YELLOW, LED YELLOW, 1NO1NC, 200-240 VAC
A22NL-BGA-TYA-G202-YC | 6725 | 666320 | Pushbutton A22NL Ø22, bezel plastic, FULL GUARD, Alternate, CAP COLOR Transparent YELLOW, LED YELLOW, 2NC, 24 VDC
A22NL-BGA-TYA-G202-YE | 6725 | 662584 | Pushbutton A22NL Ø22, bezel plastic, FULL GUARD, Alternate, CAP COLOR Transparent YELLOW, LED YELLOW, 2NC, 200-240 VAC
A22NL-BGM-TAA-G002-AC | 6105 | 663546 | Pushbutton A22NL Ø22, bezel plastic, FULL GUARD, MOMENTARY, CAP COLOR Transparent BLUE, LED BLUE, 1NC, 24 VDC
A22NL-BGM-TAA-G002-AE | 6105 | 661984 | Pushbutton A22NL Ø22, bezel plastic, FULL GUARD, MOMENTARY, CAP COLOR Transparent BLUE, LED BLUE, 1NC, 200-240 VAC
A22NL-BGM-TAA-G100-AC | 6105 | 666880 | Pushbutton A22NL Ø22, bezel plastic, FULL GUARD, MOMENTARY, CAP COLOR Transparent BLUE, LED BLUE, 1NO, 24 VDC
A22NL-BGM-TAA-G100-AE | 6105 | 661961 | Pushbutton A22NL Ø22, bezel plastic, FULL GUARD, MOMENTARY, CAP COLOR Transparent BLUE, LED BLUE, 1NO, 200-240 VAC
A22NL-BGM-TAA-G101-AC | 6725 | 665960 | Pushbutton A22NL Ø22, bezel plastic, FULL GUARD, MOMENTARY, CAP COLOR Transparent BLUE, LED BLUE, 2NO, 24 VDC
A22NL-BGM-TAA-G101-AE | 6725 | 660095 | Pushbutton A22NL Ø22, bezel plastic, FULL GUARD, MOMENTARY, CAP COLOR Transparent BLUE, LED BLUE, 2NO, 200-240 VAC
A22NL-BGM-TAA-G102-AC | 6725 | 663168 | Pushbutton A22NL Ø22, bezel plastic, FULL GUARD, MOMENTARY, CAP COLOR Transparent BLUE, LED BLUE, 1NO1NC, 24 VDC
A22NL-BGM-TAA-G102-AE | 6725 | 666926 | Pushbutton A22NL Ø22, bezel plastic, FULL GUARD, MOMENTARY, CAP COLOR Transparent BLUE, LED BLUE, 1NO1NC, 200-240 VAC
A22NL-BGM-TAA-G202-AC | 6725 | 661263 | Pushbutton A22NL Ø22, bezel plastic, FULL GUARD, MOMENTARY, CAP COLOR Transparent BLUE, LED BLUE, 2NC, 24 VDC
A22NL-BGM-TAA-G202-AE | 6725 | 663913 | Pushbutton A22NL Ø22, bezel plastic, FULL GUARD, MOMENTARY, CAP COLOR Transparent BLUE, LED BLUE, 2NC, 200-240 VAC
A22NL-BGM-TAA-P100-AC | 6105 | 673655 | Pushbutton A22NL Ø22, bezel plastic, FULL GUARD, MOMENTARY, CAP COLOR Transparent BLUE, LED BLUE, 1NO, 24 VDC, push-in terminal
A22NL-BGM-TAA-P102-AC | 6725 | 673650 | Pushbutton A22NL Ø22, bezel plastic, FULL GUARD, MOMENTARY, CAP COLOR Transparent BLUE, LED BLUE, 1NO1NC, 24 VDC, push-in terminal
A22NL-BGM-TGA-G002-GC | 6105 | 660325 | Pushbutton A22NL Ø22, bezel plastic, FULL GUARD, MOMENTARY, CAP COLOR Transparent GREEN, LED GREEN, 1NC, 24 VDC
A22NL-BGM-TGA-G002-GD | 6105 | 661909 | Pushbutton A22NL Ø22, bezel plastic, FULL GUARD, MOMENTARY, CAP COLOR Transparent GREEN, LED GREEN, 1NC, 100-120 VAC
A22NL-BGM-TGA-G002-GE | 6105 | 663895 | Pushbutton A22NL Ø22, bezel plastic, FULL GUARD, MOMENTARY, CAP COLOR Transparent GREEN, LED GREEN, 1NC, 200-240 VAC
A22NL-BGM-TGA-G100-GC | 6105 | 662287 | Pushbutton A22NL Ø22, bezel plastic, FULL GUARD, MOMENTARY, CAP COLOR Transparent GREEN, LED GREEN, 1NO, 24 VDC
A22NL-BGM-TGA-G100-GD | 6105 | 664756 | Pushbutton A22NL Ø22, bezel plastic, FULL GUARD, MOMENTARY, CAP COLOR Transparent GREEN, LED GREEN, 1NO, 100-120 VAC
A22NL-BGM-TGA-G100-GE | 6105 | 661992 | Pushbutton A22NL Ø22, bezel plastic, FULL GUARD, MOMENTARY, CAP COLOR Transparent GREEN, LED GREEN, 1NO, 200-240 VAC
A22NL-BGM-TGA-G101-GC | 6725 | 666990 | Pushbutton A22NL Ø22, bezel plastic, FULL GUARD, MOMENTARY, CAP COLOR Transparent GREEN, LED GREEN, 2NO, 24 VDC
A22NL-BGM-TGA-G101-GD | 6725 | 666662 | Pushbutton A22NL Ø22, bezel plastic, FULL GUARD, MOMENTARY, CAP COLOR Transparent GREEN, LED GREEN, 2NO, 100-120 VAC
A22NL-BGM-TGA-G101-GE | 6725 | 661243 | Pushbutton A22NL Ø22, bezel plastic, FULL GUARD, MOMENTARY, CAP COLOR Transparent GREEN, LED GREEN, 2NO, 200-240 VAC
A22NL-BGM-TGA-G102-GC | 6725 | 660674 | Pushbutton A22NL 22 dia., bezel plastic, full guard, momentary, cap color transparent green, LED green, 1NO1NC, 24 VDC
A22NL-BGM-TGA-G102-GD | 6725 | 664755 | Pushbutton A22NL Ø22, bezel plastic, FULL GUARD, MOMENTARY, CAP COLOR Transparent GREEN, LED GREEN, 1NO1NC, 100-120 VAC
A22NL-BGM-TGA-G102-GE | 6725 | 664811 | Pushbutton A22NL 22 dia., bezel plastic, full guard, momentary, cap color transparent green, LED green, 1NO1NC, 200-240 VAC
A22NL-BGM-TGA-G202-GC | 6725 | 660327 | Pushbutton A22NL Ø22, bezel plastic, FULL GUARD, MOMENTARY, CAP COLOR Transparent GREEN, LED GREEN, 2NC, 24 VDC
A22NL-BGM-TGA-G202-GD | 6725 | 663851 | Pushbutton A22NL Ø22, bezel plastic, FULL GUARD, MOMENTARY, CAP COLOR Transparent GREEN, LED GREEN, 2NC, 100-120 VAC
A22NL-BGM-TGA-G202-GE | 6725 | 663577 | Pushbutton A22NL Ø22, bezel plastic, FULL GUARD, MOMENTARY, CAP COLOR Transparent GREEN, LED GREEN, 2NC, 200-240 VAC
A22NL-BGM-TGA-P101-GC | 6725 | 673665 | Pushbutton A22NL Ø22, bezel plastic, FULL GUARD, MOMENTARY, CAP COLOR Transparent GREEN, LED GREEN, 2NO, 24 VDC, push-in terminal
A22NL-BGM-TGA-P102-GC | 6725 | 673669 | Pushbutton A22NL Ø22, bezel plastic, FULL GUARD, MOMENTARY, CAP COLOR Transparent GREEN, LED GREEN, 1NO1NC, 24 VDC, push-in terminal
A22NL-BGM-TRA-G002-RC | 6105 | 662286 | Pushbutton A22NL Ø22, bezel plastic, FULL GUARD, MOMENTARY, CAP COLOR Transparent RED, LED RED, 1NC, 24 VDC
A22NL-BGM-TRA-G002-RE | 6105 | 662725 | Pushbutton A22NL Ø22, bezel plastic, FULL GUARD, MOMENTARY, CAP COLOR Transparent RED, LED RED, 1NC, 200-240 VAC
A22NL-BGM-TRA-G100-RC | 6105 | 662264 | Pushbutton A22NL Ø22, bezel plastic, FULL GUARD, MOMENTARY, CAP COLOR Transparent RED, LED RED, 1NO, 24 VDC
A22NL-BGM-TRA-G100-RE | 6105 | 660794 | Pushbutton A22NL Ø22, bezel plastic, FULL GUARD, MOMENTARY, CAP COLOR Transparent RED, LED RED, 1NO, 200-240 VAC
A22NL-BGM-TRA-G101-RC | 6725 | 663225 | Pushbutton A22NL Ø22, bezel plastic, FULL GUARD, MOMENTARY, CAP COLOR Transparent RED, LED RED, 2NO, 24 VDC
A22NL-BGM-TRA-G101-RE | 6725 | 661963 | Pushbutton A22NL Ø22, bezel plastic, FULL GUARD, MOMENTARY, CAP COLOR Transparent RED, LED RED, 2NO, 200-240 VAC
A22NL-BGM-TRA-G102-RC | 6725 | 666991 | Pushbutton A22NL 22 dia., bezel plastic, full guard, momentary, cap color transparent red, LED red, 1NO1NC, 24 VDC
A22NL-BGM-TRA-G102-RE | 6725 | 666690 | Pushbutton A22NL 22 dia., bezel plastic, full guard, momentary, cap color transparent red, LED red, 1NO1NC, 200-240 VAC
A22NL-BGM-TRA-G202-RC | 6725 | 664123 | Pushbutton A22NL Ø22, bezel plastic, FULL GUARD, MOMENTARY, CAP COLOR Transparent RED, LED RED, 2NC, 24 VDC
A22NL-BGM-TRA-G202-RE | 6725 | 660958 | Pushbutton A22NL Ø22, bezel plastic, FULL GUARD, MOMENTARY, CAP COLOR Transparent RED, LED RED, 2NC, 200-240 VAC
A22NL-BGM-TRA-P102-RC | 6725 | 673622 | Pushbutton A22NL Ø22, bezel plastic, FULL GUARD, MOMENTARY, CAP COLOR Transparent RED, LED RED, 1NO1NC, 24 VDC, push-in terminal
A22NL-BGM-TWA-G002-WC | 6105 | 666303 | Pushbutton A22NL Ø22, bezel plastic, FULL GUARD, MOMENTARY, CAP COLOR Transparent WHITE, LED WHITE, 1NC, 24 VDC
A22NL-BGM-TWA-G002-WE | 6105 | 664799 | Pushbutton A22NL Ø22, bezel plastic, FULL GUARD, MOMENTARY, CAP COLOR Transparent WHITE, LED WHITE, 1NC, 200-240 VAC
A22NL-BGM-TWA-G100-WC | 6105 | 665007 | Pushbutton A22NL Ø22, bezel plastic, FULL GUARD, MOMENTARY, CAP COLOR Transparent WHITE, LED WHITE, 1NO, 24 VDC
A22NL-BGM-TWA-G100-WE | 6105 | 661646 | Pushbutton A22NL Ø22, bezel plastic, FULL GUARD, MOMENTARY, CAP COLOR Transparent WHITE, LED WHITE, 1NO, 200-240 VAC
A22NL-BGM-TWA-G101-WC | 6725 | 660274 | Pushbutton A22NL Ø22, bezel plastic, FULL GUARD, MOMENTARY, CAP COLOR Transparent WHITE, LED WHITE, 2NO, 24 VDC
A22NL-BGM-TWA-G101-WE | 6725 | 660030 | Pushbutton A22NL Ø22, bezel plastic, FULL GUARD, MOMENTARY, CAP COLOR Transparent WHITE, LED WHITE, 2NO, 200-240 VAC
A22NL-BGM-TWA-G102-WC | 6725 | 663274 | Pushbutton A22NL Ø22, bezel plastic, FULL GUARD, MOMENTARY, CAP COLOR Transparent WHITE, LED WHITE, 1NO1NC, 24 VDC
A22NL-BGM-TWA-G102-WE | 6725 | 663888 | Pushbutton A22NL Ø22, bezel plastic, FULL GUARD, MOMENTARY, CAP COLOR Transparent WHITE, LED WHITE, 1NO1NC, 200-240 VAC
A22NL-BGM-TWA-G202-WC | 6725 | 667233 | Pushbutton A22NL Ø22, bezel plastic, FULL GUARD, MOMENTARY, CAP COLOR Transparent WHITE, LED WHITE, 2NC, 24 VDC
A22NL-BGM-TWA-G202-WE | 6725 | 661025 | Pushbutton A22NL Ø22, bezel plastic, FULL GUARD, MOMENTARY, CAP COLOR Transparent WHITE, LED WHITE, 2NC, 200-240 VAC
A22NL-BGM-TYA-G002-YC | 6105 | 664078 | Pushbutton A22NL Ø22, bezel plastic, FULL GUARD, MOMENTARY, CAP COLOR Transparent YELLOW, LED YELLOW, 1NC, 24 VDC
A22NL-BGM-TYA-G002-YE | 6105 | 663894 | Pushbutton A22NL Ø22, bezel plastic, FULL GUARD, MOMENTARY, CAP COLOR Transparent YELLOW, LED YELLOW, 1NC, 200-240 VAC
A22NL-BGM-TYA-G100-YC | 6105 | 664080 | Pushbutton A22NL Ø22, bezel plastic, FULL GUARD, MOMENTARY, CAP COLOR Transparent YELLOW, LED YELLOW, 1NO, 24 VDC
A22NL-BGM-TYA-G100-YE | 6105 | 665791 | Pushbutton A22NL Ø22, bezel plastic, FULL GUARD, MOMENTARY, CAP COLOR Transparent YELLOW, LED YELLOW, 1NO, 200-240 VAC
A22NL-BGM-TYA-G101-YC | 6725 | 663494 | Pushbutton A22NL Ø22, bezel plastic, FULL GUARD, MOMENTARY, CAP COLOR Transparent YELLOW, LED YELLOW, 2NO, 24 VDC
A22NL-BGM-TYA-G101-YE | 6725 | 660314 | Pushbutton A22NL Ø22, bezel plastic, FULL GUARD, MOMENTARY, CAP COLOR Transparent YELLOW, LED YELLOW, 2NO, 200-240 VAC
A22NL-BGM-TYA-G102-YC | 6725 | 660258 | Pushbutton A22NL Ø22, bezel plastic, FULL GUARD, MOMENTARY, CAP COLOR Transparent YELLOW, LED YELLOW, 1NO1NC, 24 VDC
A22NL-BGM-TYA-G102-YE | 6725 | 666689 | Pushbutton A22NL Ø22, bezel plastic, FULL GUARD, MOMENTARY, CAP COLOR Transparent YELLOW, LED YELLOW, 1NO1NC, 200-240 VAC
A22NL-BGM-TYA-G202-YC | 6725 | 665972 | Pushbutton A22NL Ø22, bezel plastic, FULL GUARD, MOMENTARY, CAP COLOR Transparent YELLOW, LED YELLOW, 2NC, 24 VDC
A22NL-BGM-TYA-G202-YE | 6725 | 660091 | Pushbutton A22NL Ø22, bezel plastic, FULL GUARD, MOMENTARY, CAP COLOR Transparent YELLOW, LED YELLOW, 2NC, 200-240 VAC
A22NL-BGM-TYA-P101-YC | 6725 | 673680 | Pushbutton A22NL Ø22, bezel plastic, FULL GUARD, MOMENTARY, CAP COLOR Transparent YELLOW, LED YELLOW, 2NO, 24 VDC, push-in terminal
A22NL-BMA-TAA-G002-AC | 6105 | 660632 | Pushbutton A22NL Ø22, bezel plastic, MUSHROOM, Alternate, CAP COLOR Transparent BLUE, LED BLUE, 1NC, 24 VDC
A22NL-BMA-TAA-G002-AE | 6105 | 663626 | Pushbutton A22NL Ø22, bezel plastic, MUSHROOM, Alternate, CAP COLOR Transparent BLUE, LED BLUE, 1NC, 200-240 VAC
A22NL-BMA-TAA-G100-AC | 6105 | 667257 | Pushbutton A22NL Ø22, bezel plastic, MUSHROOM, Alternate, CAP COLOR Transparent BLUE, LED BLUE, 1NO, 24 VDC
A22NL-BMA-TAA-G100-AE | 6105 | 662668 | Pushbutton A22NL Ø22, bezel plastic, MUSHROOM, Alternate, CAP COLOR Transparent BLUE, LED BLUE, 1NO, 200-240 VAC
A22NL-BMA-TAA-G101-AC | 6725 | 664795 | Pushbutton A22NL Ø22, bezel plastic, MUSHROOM, Alternate, CAP COLOR Transparent BLUE, LED BLUE, 2NO, 24 VDC
A22NL-BMA-TAA-G101-AE | 6725 | 663600 | Pushbutton A22NL Ø22, bezel plastic, MUSHROOM, Alternate, CAP COLOR Transparent BLUE, LED BLUE, 2NO, 200-240 VAC
A22NL-BMA-TAA-G102-AC | 6725 | 665378 | Pushbutton A22NL Ø22, bezel plastic, MUSHROOM, Alternate, CAP COLOR Transparent BLUE, LED BLUE, 1NO1NC, 24 VDC
A22NL-BMA-TAA-G102-AE | 6725 | 661689 | Pushbutton A22NL Ø22, bezel plastic, MUSHROOM, Alternate, CAP COLOR Transparent BLUE, LED BLUE, 1NO1NC, 200-240 VAC
A22NL-BMA-TAA-G202-AC | 6725 | 665373 | Pushbutton A22NL Ø22, bezel plastic, MUSHROOM, Alternate, CAP COLOR Transparent BLUE, LED BLUE, 2NC, 24 VDC
A22NL-BMA-TAA-G202-AE | 6725 | 662660 | Pushbutton A22NL Ø22, bezel plastic, MUSHROOM, Alternate, CAP COLOR Transparent BLUE, LED BLUE, 2NC, 200-240 VAC
A22NL-BMA-TGA-G002-GC | 6105 | 665991 | Pushbutton A22NL Ø22, bezel plastic, MUSHROOM, Alternate, CAP COLOR Transparent GREEN, LED GREEN, 1NC, 24 VDC
A22NL-BMA-TGA-G002-GD | 6105 | 660795 | Pushbutton A22NL Ø22, bezel plastic, MUSHROOM, Alternate, CAP COLOR Transparent GREEN, LED GREEN, 1NC, 100-120 VAC
A22NL-BMA-TGA-G002-GE | 6105 | 663533 | Pushbutton A22NL Ø22, bezel plastic, MUSHROOM, Alternate, CAP COLOR Transparent GREEN, LED GREEN, 1NC, 200-240 VAC
A22NL-BMA-TGA-G100-GC | 6105 | 661013 | Pushbutton A22NL Ø22, bezel plastic, MUSHROOM, Alternate, CAP COLOR Transparent GREEN, LED GREEN, 1NO, 24 VDC
A22NL-BMA-TGA-G100-GD | 6105 | 666479 | Pushbutton A22NL Ø22, bezel plastic, MUSHROOM, Alternate, CAP COLOR Transparent GREEN, LED GREEN, 1NO, 100-120 VAC
A22NL-BMA-TGA-G100-GE | 6105 | 665507 | Pushbutton A22NL Ø22, bezel plastic, MUSHROOM, Alternate, CAP COLOR Transparent GREEN, LED GREEN, 1NO, 200-240 VAC
A22NL-BMA-TGA-G101-GC | 6725 | 660618 | Pushbutton A22NL Ø22, bezel plastic, MUSHROOM, Alternate, CAP COLOR Transparent GREEN, LED GREEN, 2NO, 24 VDC
A22NL-BMA-TGA-G101-GD | 6725 | 663886 | Pushbutton A22NL Ø22, bezel plastic, MUSHROOM, Alternate, CAP COLOR Transparent GREEN, LED GREEN, 2NO, 100-120 VAC
A22NL-BMA-TGA-G101-GE | 6725 | 661563 | Pushbutton A22NL Ø22, bezel plastic, MUSHROOM, Alternate, CAP COLOR Transparent GREEN, LED GREEN, 2NO, 200-240 VAC
A22NL-BMA-TGA-G102-GC | 6725 | 666899 | Pushbutton A22NL Ø22, bezel plastic, MUSHROOM, Alternate, CAP COLOR Transparent GREEN, LED GREEN, 1NO1NC, 24 VDC
A22NL-BMA-TGA-G102-GD | 6725 | 663880 | Pushbutton A22NL Ø22, bezel plastic, MUSHROOM, Alternate, CAP COLOR Transparent GREEN, LED GREEN, 1NO1NC, 100-120 VAC
A22NL-BMA-TGA-G102-GE | 6725 | 664432 | Pushbutton A22NL Ø22, bezel plastic, MUSHROOM, Alternate, CAP COLOR Transparent GREEN, LED GREEN, 1NO1NC, 200-240 VAC
A22NL-BMA-TGA-G202-GC | 6725 | 664417 | Pushbutton A22NL Ø22, bezel plastic, MUSHROOM, Alternate, CAP COLOR Transparent GREEN, LED GREEN, 2NC, 24 VDC
A22NL-BMA-TGA-G202-GD | 6725 | 665763 | Pushbutton A22NL Ø22, bezel plastic, MUSHROOM, Alternate, CAP COLOR Transparent GREEN, LED GREEN, 2NC, 100-120 VAC
A22NL-BMA-TGA-G202-GE | 6725 | 661677 | Pushbutton A22NL Ø22, bezel plastic, MUSHROOM, Alternate, CAP COLOR Transparent GREEN, LED GREEN, 2NC, 200-240 VAC
A22NL-BMA-TRA-G002-RC | 6105 | 666321 | Pushbutton A22NL Ø22, bezel plastic, MUSHROOM, Alternate, CAP COLOR Transparent RED, LED RED, 1NC, 24 VDC
A22NL-BMA-TRA-G002-RE | 6105 | 665397 | Pushbutton A22NL Ø22, bezel plastic, MUSHROOM, Alternate, CAP COLOR Transparent RED, LED RED, 1NC, 200-240 VAC
A22NL-BMA-TRA-G100-RC | 6105 | 663517 | Pushbutton A22NL Ø22, bezel plastic, MUSHROOM, Alternate, CAP COLOR Transparent RED, LED RED, 1NO, 24 VDC
A22NL-BMA-TRA-G100-RE | 6105 | 659807 | Pushbutton A22NL Ø22, bezel plastic, MUSHROOM, Alternate, CAP COLOR Transparent RED, LED RED, 1NO, 200-240 VAC
A22NL-BMA-TRA-G101-RC | 6725 | 663516 | Pushbutton A22NL Ø22, bezel plastic, MUSHROOM, Alternate, CAP COLOR Transparent RED, LED RED, 2NO, 24 VDC
A22NL-BMA-TRA-G101-RE | 6725 | 666415 | Pushbutton A22NL Ø22, bezel plastic, MUSHROOM, Alternate, CAP COLOR Transparent RED, LED RED, 2NO, 200-240 VAC
A22NL-BMA-TRA-G102-RC | 6725 | 662554 | Pushbutton A22NL Ø22, bezel plastic, MUSHROOM, Alternate, CAP COLOR Transparent RED, LED RED, 1NO1NC, 24 VDC
A22NL-BMA-TRA-G102-RE | 6725 | 661675 | Pushbutton A22NL Ø22, bezel plastic, MUSHROOM, Alternate, CAP COLOR Transparent RED, LED RED, 1NO1NC, 200-240 VAC
A22NL-BMA-TRA-G202-RC | 6725 | 664403 | Pushbutton A22NL Ø22, bezel plastic, MUSHROOM, Alternate, CAP COLOR Transparent RED, LED RED, 2NC, 24 VDC
A22NL-BMA-TRA-G202-RE | 6725 | 662096 | Pushbutton A22NL Ø22, bezel plastic, MUSHROOM, Alternate, CAP COLOR Transparent RED, LED RED, 2NC, 200-240 VAC
A22NL-BMA-TWA-G002-WC | 6105 | 660281 | Pushbutton A22NL Ø22, bezel plastic, MUSHROOM, Alternate, CAP COLOR Transparent WHITE, LED WHITE, 1NC, 24 VDC
A22NL-BMA-TWA-G002-WE | 6105 | 662585 | Pushbutton A22NL Ø22, bezel plastic, MUSHROOM, Alternate, CAP COLOR Transparent WHITE, LED WHITE, 1NC, 200-240 VAC
A22NL-BMA-TWA-G100-WC | 6105 | 662559 | Pushbutton A22NL Ø22, bezel plastic, MUSHROOM, Alternate, CAP COLOR Transparent WHITE, LED WHITE, 1NO, 24 VDC
A22NL-BMA-TWA-G100-WE | 6105 | 664434 | Pushbutton A22NL Ø22, bezel plastic, MUSHROOM, Alternate, CAP COLOR Transparent WHITE, LED WHITE, 1NO, 200-240 VAC
A22NL-BMA-TWA-G101-WC | 6725 | 660631 | Pushbutton A22NL Ø22, bezel plastic, MUSHROOM, Alternate, CAP COLOR Transparent WHITE, LED WHITE, 2NO, 24 VDC
A22NL-BMA-TWA-G101-WE | 6725 | 660725 | Pushbutton A22NL Ø22, bezel plastic, MUSHROOM, Alternate, CAP COLOR Transparent WHITE, LED WHITE, 2NO, 200-240 VAC
A22NL-BMA-TWA-G102-WC | 6725 | 664413 | Pushbutton A22NL Ø22, bezel plastic, MUSHROOM, Alternate, CAP COLOR Transparent WHITE, LED WHITE, 1NO1NC, 24 VDC
A22NL-BMA-TWA-G102-WE | 6725 | 660652 | Pushbutton A22NL Ø22, bezel plastic, MUSHROOM, Alternate, CAP COLOR Transparent WHITE, LED WHITE, 1NO1NC, 200-240 VAC
A22NL-BMA-TWA-G202-WC | 6725 | 661538 | Pushbutton A22NL Ø22, bezel plastic, MUSHROOM, Alternate, CAP COLOR Transparent WHITE, LED WHITE, 2NC, 24 VDC
A22NL-BMA-TWA-G202-WE | 6725 | 662667 | Pushbutton A22NL Ø22, bezel plastic, MUSHROOM, Alternate, CAP COLOR Transparent WHITE, LED WHITE, 2NC, 200-240 VAC
A22NL-BMA-TYA-G002-YC | 6105 | 665372 | Pushbutton A22NL Ø22, bezel plastic, MUSHROOM, Alternate, CAP COLOR Transparent YELLOW, LED YELLOW, 1NC, 24 VDC
A22NL-BMA-TYA-G002-YE | 6105 | 664433 | Pushbutton A22NL Ø22, bezel plastic, MUSHROOM, Alternate, CAP COLOR Transparent YELLOW, LED YELLOW, 1NC, 200-240 VAC
A22NL-BMA-TYA-G100-YC | 6105 | 662552 | Pushbutton A22NL Ø22, bezel plastic, MUSHROOM, Alternate, CAP COLOR Transparent YELLOW, LED YELLOW, 1NO, 24 VDC
A22NL-BMA-TYA-G100-YE | 6105 | 661566 | Pushbutton A22NL Ø22, bezel plastic, MUSHROOM, Alternate, CAP COLOR Transparent YELLOW, LED YELLOW, 1NO, 200-240 VAC
A22NL-BMA-TYA-G101-YC | 6725 | 667248 | Pushbutton A22NL Ø22, bezel plastic, MUSHROOM, Alternate, CAP COLOR Transparent YELLOW, LED YELLOW, 2NO, 24 VDC
A22NL-BMA-TYA-G101-YE | 6725 | 666341 | Pushbutton A22NL Ø22, bezel plastic, MUSHROOM, Alternate, CAP COLOR Transparent YELLOW, LED YELLOW, 2NO, 200-240 VAC
A22NL-BMA-TYA-G102-YC | 6725 | 663513 | Pushbutton A22NL Ø22, bezel plastic, MUSHROOM, Alternate, CAP COLOR Transparent YELLOW, LED YELLOW, 1NO1NC, 24 VDC
A22NL-BMA-TYA-G102-YE | 6725 | 665398 | Pushbutton A22NL Ø22, bezel plastic, MUSHROOM, Alternate, CAP COLOR Transparent YELLOW, LED YELLOW, 1NO1NC, 200-240 VAC
A22NL-BMA-TYA-G202-YC | 6725 | 663512 | Pushbutton A22NL Ø22, bezel plastic, MUSHROOM, Alternate, CAP COLOR Transparent YELLOW, LED YELLOW, 2NC, 24 VDC
A22NL-BMA-TYA-G202-YE | 6725 | 666339 | Pushbutton A22NL Ø22, bezel plastic, MUSHROOM, Alternate, CAP COLOR Transparent YELLOW, LED YELLOW, 2NC, 200-240 VAC
A22NL-BMM-TAA-G002-AC | 6105 | 663179 | Pushbutton A22NL Ø22, bezel plastic, MUSHROOM, MOMENTARY, CAP COLOR Transparent BLUE, LED BLUE, 1NC, 24 VDC
A22NL-BMM-TAA-G002-AE | 6105 | 664810 | Pushbutton A22NL Ø22, bezel plastic, MUSHROOM, MOMENTARY, CAP COLOR Transparent BLUE, LED BLUE, 1NC, 200-240 VAC
A22NL-BMM-TAA-G100-AC | 6105 | 664392 | Pushbutton A22NL Ø22, bezel plastic, MUSHROOM, MOMENTARY, CAP COLOR Transparent BLUE, LED BLUE, 1NO, 24 VDC
A22NL-BMM-TAA-G100-AE | 6105 | 665799 | Pushbutton A22NL Ø22, bezel plastic, MUSHROOM, MOMENTARY, CAP COLOR Transparent BLUE, LED BLUE, 1NO, 200-240 VAC
A22NL-BMM-TAA-G101-AC | 6725 | 666035 | Pushbutton A22NL Ø22, bezel plastic, MUSHROOM, MOMENTARY, CAP COLOR Transparent BLUE, LED BLUE, 2NO, 24 VDC
A22NL-BMM-TAA-G101-AE | 6725 | 662987 | Pushbutton A22NL Ø22, bezel plastic, MUSHROOM, MOMENTARY, CAP COLOR Transparent BLUE, LED BLUE, 2NO, 200-240 VAC
A22NL-BMM-TAA-G102-AC | 6725 | 660268 | Pushbutton A22NL Ø22, bezel plastic, MUSHROOM, MOMENTARY, CAP COLOR Transparent BLUE, LED BLUE, 1NO1NC, 24 VDC
A22NL-BMM-TAA-G102-AE | 6725 | 662968 | Pushbutton A22NL Ø22, bezel plastic, MUSHROOM, MOMENTARY, CAP COLOR Transparent BLUE, LED BLUE, 1NO1NC, 200-240 VAC
A22NL-BMM-TAA-G202-AC | 6725 | 667226 | Pushbutton A22NL Ø22, bezel plastic, MUSHROOM, MOMENTARY, CAP COLOR Transparent BLUE, LED BLUE, 2NC, 24 VDC
A22NL-BMM-TAA-G202-AE | 6725 | 666927 | Pushbutton A22NL Ø22, bezel plastic, MUSHROOM, MOMENTARY, CAP COLOR Transparent BLUE, LED BLUE, 2NC, 200-240 VAC
A22NL-BMM-TGA-G002-GC | 6105 | 665354 | Pushbutton A22NL Ø22, bezel plastic, MUSHROOM, MOMENTARY, CAP COLOR Transparent GREEN, LED GREEN, 1NC, 24 VDC
A22NL-BMM-TGA-G002-GD | 6105 | 666661 | Pushbutton A22NL Ø22, bezel plastic, MUSHROOM, MOMENTARY, CAP COLOR Transparent GREEN, LED GREEN, 1NC, 100-120 VAC
A22NL-BMM-TGA-G002-GE | 6105 | 664112 | Pushbutton A22NL Ø22, bezel plastic, MUSHROOM, MOMENTARY, CAP COLOR Transparent GREEN, LED GREEN, 1NC, 200-240 VAC
A22NL-BMM-TGA-G100-GC | 6105 | 666037 | Pushbutton A22NL Ø22, bezel plastic, MUSHROOM, MOMENTARY, CAP COLOR Transparent GREEN, LED GREEN, 1NO, 24 VDC
A22NL-BMM-TGA-G100-GD | 6105 | 661932 | Pushbutton A22NL Ø22, bezel plastic, MUSHROOM, MOMENTARY, CAP COLOR Transparent GREEN, LED GREEN, 1NO, 100-120 VAC
A22NL-BMM-TGA-G100-GE | 6105 | 664798 | Pushbutton A22NL Ø22, bezel plastic, MUSHROOM, MOMENTARY, CAP COLOR Transparent GREEN, LED GREEN, 1NO, 200-240 VAC
A22NL-BMM-TGA-G101-GC | 6725 | 664127 | Pushbutton A22NL Ø22, bezel plastic, MUSHROOM, MOMENTARY, CAP COLOR Transparent GREEN, LED GREEN, 2NO, 24 VDC
A22NL-BMM-TGA-G101-GD | 6725 | 661922 | Pushbutton A22NL Ø22, bezel plastic, MUSHROOM, MOMENTARY, CAP COLOR Transparent GREEN, LED GREEN, 2NO, 100-120 VAC
A22NL-BMM-TGA-G101-GE | 6725 | 663912 | Pushbutton A22NL Ø22, bezel plastic, MUSHROOM, MOMENTARY, CAP COLOR Transparent GREEN, LED GREEN, 2NO, 200-240 VAC
A22NL-BMM-TGA-G102-GC | 6725 | 663180 | Pushbutton A22NL Ø22, bezel plastic, MUSHROOM, MOMENTARY, CAP COLOR Transparent GREEN, LED GREEN, 1NO1NC, 24 VDC
A22NL-BMM-TGA-G102-GD | 6725 | 663865 | Pushbutton A22NL Ø22, bezel plastic, MUSHROOM, MOMENTARY, CAP COLOR Transparent GREEN, LED GREEN, 1NO1NC, 100-120 VAC
A22NL-BMM-TGA-G102-GE | 6725 | 661027 | Pushbutton A22NL Ø22, bezel plastic, MUSHROOM, MOMENTARY, CAP COLOR Transparent GREEN, LED GREEN, 1NO1NC, 200-240 VAC
A22NL-BMM-TGA-G202-GC | 6725 | 664079 | Pushbutton A22NL Ø22, bezel plastic, MUSHROOM, MOMENTARY, CAP COLOR Transparent GREEN, LED GREEN, 2NC, 24 VDC
A22NL-BMM-TGA-G202-GD | 6725 | 666652 | Pushbutton A22NL Ø22, bezel plastic, MUSHROOM, MOMENTARY, CAP COLOR Transparent GREEN, LED GREEN, 2NC, 100-120 VAC
A22NL-BMM-TGA-G202-GE | 6725 | 665790 | Pushbutton A22NL Ø22, bezel plastic, MUSHROOM, MOMENTARY, CAP COLOR Transparent GREEN, LED GREEN, 2NC, 200-240 VAC
A22NL-BMM-TRA-G002-RC | 6105 | 663500 | Pushbutton A22NL Ø22, bezel plastic, MUSHROOM, MOMENTARY, CAP COLOR Transparent RED, LED RED, 1NC, 24 VDC
A22NL-BMM-TRA-G002-RE | 6105 | 661017 | Pushbutton A22NL Ø22, bezel plastic, MUSHROOM, MOMENTARY, CAP COLOR Transparent RED, LED RED, 1NC, 200-240 VAC
A22NL-BMM-TRA-G100-RC | 6105 | 660382 | Pushbutton A22NL Ø22, bezel plastic, MUSHROOM, MOMENTARY, CAP COLOR Transparent RED, LED RED, 1NO, 24 VDC
A22NL-BMM-TRA-G100-RE | 6105 | 666642 | Pushbutton A22NL Ø22, bezel plastic, MUSHROOM, MOMENTARY, CAP COLOR Transparent RED, LED RED, 1NO, 200-240 VAC
A22NL-BMM-TRA-G101-RC | 6725 | 664063 | Pushbutton A22NL Ø22, bezel plastic, MUSHROOM, MOMENTARY, CAP COLOR Transparent RED, LED RED, 2NO, 24 VDC
A22NL-BMM-TRA-G101-RE | 6725 | 660104 | Pushbutton A22NL Ø22, bezel plastic, MUSHROOM, MOMENTARY, CAP COLOR Transparent RED, LED RED, 2NO, 200-240 VAC
A22NL-BMM-TRA-G102-RC | 6725 | 665008 | Pushbutton A22NL Ø22, bezel plastic, MUSHROOM, MOMENTARY, CAP COLOR Transparent RED, LED RED, 1NO1NC, 24 VDC
A22NL-BMM-TRA-G102-RE | 6725 | 661962 | Pushbutton A22NL Ø22, bezel plastic, MUSHROOM, MOMENTARY, CAP COLOR Transparent RED, LED RED, 1NO1NC, 200-240 VAC
A22NL-BMM-TRA-G202-RC | 6725 | 661196 | Pushbutton A22NL Ø22, bezel plastic, MUSHROOM, MOMENTARY, CAP COLOR Transparent RED, LED RED, 2NC, 24 VDC
A22NL-BMM-TRA-G202-RE | 6725 | 660094 | Pushbutton A22NL Ø22, bezel plastic, MUSHROOM, MOMENTARY, CAP COLOR Transparent RED, LED RED, 2NC, 200-240 VAC
A22NL-BMM-TWA-G002-WC | 6105 | 665355 | Pushbutton A22NL Ø22, bezel plastic, MUSHROOM, MOMENTARY, CAP COLOR Transparent WHITE, LED WHITE, 1NC, 24 VDC
A22NL-BMM-TWA-G002-WE | 6105 | 660720 | Pushbutton A22NL Ø22, bezel plastic, MUSHROOM, MOMENTARY, CAP COLOR Transparent WHITE, LED WHITE, 1NC, 200-240 VAC
A22NL-BMM-TWA-G100-WC | 6105 | 662531 | Pushbutton A22NL Ø22, bezel plastic, MUSHROOM, MOMENTARY, CAP COLOR Transparent WHITE, LED WHITE, 1NO, 24 VDC
A22NL-BMM-TWA-G100-WE | 6105 | 666413 | Pushbutton A22NL Ø22, bezel plastic, MUSHROOM, MOMENTARY, CAP COLOR Transparent WHITE, LED WHITE, 1NO, 200-240 VAC
A22NL-BMM-TWA-G101-WC | 6725 | 663185 | Pushbutton A22NL Ø22, bezel plastic, MUSHROOM, MOMENTARY, CAP COLOR Transparent WHITE, LED WHITE, 2NO, 24 VDC
A22NL-BMM-TWA-G101-WE | 6725 | 661969 | Pushbutton A22NL Ø22, bezel plastic, MUSHROOM, MOMENTARY, CAP COLOR Transparent WHITE, LED WHITE, 2NO, 200-240 VAC
A22NL-BMM-TWA-G102-WC | 6725 | 663269 | Pushbutton A22NL Ø22, bezel plastic, MUSHROOM, MOMENTARY, CAP COLOR Transparent WHITE, LED WHITE, 1NO1NC, 24 VDC
A22NL-BMM-TWA-G102-WE | 6725 | 663887 | Pushbutton A22NL Ø22, bezel plastic, MUSHROOM, MOMENTARY, CAP COLOR Transparent WHITE, LED WHITE, 1NO1NC, 200-240 VAC
A22NL-BMM-TWA-G202-WC | 6725 | 666945 | Pushbutton A22NL Ø22, bezel plastic, MUSHROOM, MOMENTARY, CAP COLOR Transparent WHITE, LED WHITE, 2NC, 24 VDC
A22NL-BMM-TWA-G202-WE | 6725 | 665784 | Pushbutton A22NL Ø22, bezel plastic, MUSHROOM, MOMENTARY, CAP COLOR Transparent WHITE, LED WHITE, 2NC, 200-240 VAC
A22NL-BMM-TYA-G002-YC | 6105 | 665020 | Pushbutton A22NL Ø22, bezel plastic, MUSHROOM, MOMENTARY, CAP COLOR Transparent YELLOW, LED YELLOW, 1NC, 24 VDC
A22NL-BMM-TYA-G002-YE | 6105 | 661964 | Pushbutton A22NL Ø22, bezel plastic, MUSHROOM, MOMENTARY, CAP COLOR Transparent YELLOW, LED YELLOW, 1NC, 200-240 VAC
A22NL-BMM-TYA-G100-YC | 6105 | 664077 | Pushbutton A22NL Ø22, bezel plastic, MUSHROOM, MOMENTARY, CAP COLOR Transparent YELLOW, LED YELLOW, 1NO, 24 VDC
A22NL-BMM-TYA-G100-YE | 6105 | 666698 | Pushbutton A22NL Ø22, bezel plastic, MUSHROOM, MOMENTARY, CAP COLOR Transparent YELLOW, LED YELLOW, 1NO, 200-240 VAC
A22NL-BMM-TYA-G101-YC | 6725 | 664076 | Pushbutton A22NL Ø22, bezel plastic, MUSHROOM, MOMENTARY, CAP COLOR Transparent YELLOW, LED YELLOW, 2NO, 24 VDC
A22NL-BMM-TYA-G101-YE | 6725 | 661031 | Pushbutton A22NL Ø22, bezel plastic, MUSHROOM, MOMENTARY, CAP COLOR Transparent YELLOW, LED YELLOW, 2NO, 200-240 VAC
A22NL-BMM-TYA-G102-YC | 6725 | 667227 | Pushbutton A22NL Ø22, bezel plastic, MUSHROOM, MOMENTARY, CAP COLOR Transparent YELLOW, LED YELLOW, 1NO1NC, 24 VDC
A22NL-BMM-TYA-G102-YE | 6725 | 661016 | Pushbutton A22NL Ø22, bezel plastic, MUSHROOM, MOMENTARY, CAP COLOR Transparent YELLOW, LED YELLOW, 1NO1NC, 200-240 VAC
A22NL-BMM-TYA-G202-YC | 6725 | 665353 | Pushbutton A22NL Ø22, bezel plastic, MUSHROOM, MOMENTARY, CAP COLOR Transparent YELLOW, LED YELLOW, 2NC, 24 VDC
A22NL-BMM-TYA-G202-YE | 6725 | 661015 | Pushbutton A22NL Ø22, bezel plastic, MUSHROOM, MOMENTARY, CAP COLOR Transparent YELLOW, LED YELLOW, 2NC, 200-240 VAC
A22NL-BNA-TAA-G002-AC | 6105 | 664502 | Pushbutton A22NL Ø22, bezel plastic, FLAT, Alternate, CAP COLOR Transparent BLUE, LED BLUE, 1NC, 24 VDC
A22NL-BNA-TAA-G002-AE | 6105 | 660064 | Pushbutton A22NL Ø22, bezel plastic, FLAT, Alternate, CAP COLOR Transparent BLUE, LED BLUE, 1NC, 200-240 VAC
A22NL-BNA-TAA-G100-AC | 6105 | 660701 | Pushbutton A22NL Ø22, bezel plastic, FLAT, Alternate, CAP COLOR Transparent BLUE, LED BLUE, 1NO, 24 VDC
A22NL-BNA-TAA-G100-AE | 6105 | 660422 | Pushbutton A22NL Ø22, bezel plastic, FLAT, Alternate, CAP COLOR Transparent BLUE, LED BLUE, 1NO, 200-240 VAC
A22NL-BNA-TAA-G101-AC | 6725 | 664402 | Pushbutton A22NL Ø22, bezel plastic, FLAT, Alternate, CAP COLOR Transparent BLUE, LED BLUE, 2NO, 24 VDC
A22NL-BNA-TAA-G101-AE | 6725 | 665756 | Pushbutton A22NL Ø22, bezel plastic, FLAT, Alternate, CAP COLOR Transparent BLUE, LED BLUE, 2NO, 200-240 VAC
A22NL-BNA-TAA-G102-AC | 6725 | 662627 | Pushbutton A22NL Ø22, bezel plastic, FLAT, Alternate, CAP COLOR Transparent BLUE, LED BLUE, 1NO1NC, 24 VDC
A22NL-BNA-TAA-G102-AE | 6725 | 663328 | Pushbutton A22NL Ø22, bezel plastic, FLAT, Alternate, CAP COLOR Transparent BLUE, LED BLUE, 1NO1NC, 200-240 VAC
A22NL-BNA-TAA-G202-AC | 6725 | 659806 | Pushbutton A22NL Ø22, bezel plastic, FLAT, Alternate, CAP COLOR Transparent BLUE, LED BLUE, 2NC, 24 VDC
A22NL-BNA-TAA-G202-AE | 6725 | 665766 | Pushbutton A22NL Ø22, bezel plastic, FLAT, Alternate, CAP COLOR Transparent BLUE, LED BLUE, 2NC, 200-240 VAC
A22NL-BNA-TGA-G002-GC | 6105 | 664086 | Pushbutton A22NL Ø22, bezel plastic, FLAT, Alternate, CAP COLOR Transparent GREEN, LED GREEN, 1NC, 24 VDC
A22NL-BNA-TGA-G002-GE | 6105 | 665767 | Pushbutton A22NL Ø22, bezel plastic, FLAT, Alternate, CAP COLOR Transparent GREEN, LED GREEN, 1NC, 200-240 VAC
A22NL-BNA-TGA-G100-GC | 6105 | 663563 | Pushbutton A22NL Ø22, bezel plastic, FLAT, Alternate, CAP COLOR Transparent GREEN, LED GREEN, 1NO, 24 VDC
A22NL-BNA-TGA-G100-GE | 6105 | 665755 | Pushbutton A22NL Ø22, bezel plastic, FLAT, Alternate, CAP COLOR Transparent GREEN, LED GREEN, 1NO, 200-240 VAC
A22NL-BNA-TGA-G101-GC | 6725 | 663564 | Pushbutton A22NL Ø22, bezel plastic, FLAT, Alternate, CAP COLOR Transparent GREEN, LED GREEN, 2NO, 24 VDC
A22NL-BNA-TGA-G101-GE | 6725 | 662970 | Pushbutton A22NL Ø22, bezel plastic, FLAT, Alternate, CAP COLOR Transparent GREEN, LED GREEN, 2NO, 200-240 VAC
A22NL-BNA-TGA-G102-GC | 6725 | 665531 | Pushbutton A22NL 22 dia., bezel plastic, flat, alternate, cap color transparent green, LED green, 1NO1NC, 24 VDC
A22NL-BNA-TGA-G102-GE | 6725 | 667052 | Pushbutton A22NL 22 dia., bezel plastic, flat, alternate, cap color transparent green, LED green, 1NO1NC, 200-240 VAC
A22NL-BNA-TGA-G202-GC | 6725 | 663617 | Pushbutton A22NL Ø22, bezel plastic, FLAT, Alternate, CAP COLOR Transparent GREEN, LED GREEN, 2NC, 24 VDC
A22NL-BNA-TGA-G202-GE | 6725 | 666147 | Pushbutton A22NL Ø22, bezel plastic, FLAT, Alternate, CAP COLOR Transparent GREEN, LED GREEN, 2NC, 200-240 VAC
A22NL-BNA-TRA-G002-RC | 6105 | 666309 | Pushbutton A22NL Ø22, bezel plastic, FLAT, Alternate, CAP COLOR Transparent RED, LED RED, 1NC, 24 VDC
A22NL-BNA-TRA-G002-RD | 6105 | 660983 | Pushbutton A22NL Ø22, bezel plastic, FLAT, Alternate, CAP COLOR Transparent RED, LED RED, 1NC, 100-120 VAC
A22NL-BNA-TRA-G002-RE | 6105 | 665757 | Pushbutton A22NL Ø22, bezel plastic, FLAT, Alternate, CAP COLOR Transparent RED, LED RED, 1NC, 200-240 VAC
A22NL-BNA-TRA-G100-RC | 6105 | 659825 | Pushbutton A22NL Ø22, bezel plastic, FLAT, Alternate, CAP COLOR Transparent RED, LED RED, 1NO, 24 VDC
A22NL-BNA-TRA-G100-RD | 6105 | 660306 | Pushbutton A22NL Ø22, bezel plastic, FLAT, Alternate, CAP COLOR Transparent RED, LED RED, 1NO, 100-120 VAC
A22NL-BNA-TRA-G100-RE | 6105 | 661002 | Pushbutton A22NL Ø22, bezel plastic, FLAT, Alternate, CAP COLOR Transparent RED, LED RED, 1NO, 200-240 VAC
A22NL-BNA-TRA-G101-RC | 6725 | 663191 | Pushbutton A22NL Ø22, bezel plastic, FLAT, Alternate, CAP COLOR Transparent RED, LED RED, 2NO, 24 VDC
A22NL-BNA-TRA-G101-RD | 6725 | 664103 | Pushbutton A22NL Ø22, bezel plastic, FLAT, Alternate, CAP COLOR Transparent RED, LED RED, 2NO, 100-120 VAC
A22NL-BNA-TRA-G101-RE | 6725 | 664779 | Pushbutton A22NL Ø22, bezel plastic, FLAT, Alternate, CAP COLOR Transparent RED, LED RED, 2NO, 200-240 VAC
A22NL-BNA-TRA-G102-RC | 6725 | 666387 | Pushbutton A22NL 22 dia., bezel plastic, flat, alternate, cap color transparent red, LED red, 1NO1NC, 24 VDC
A22NL-BNA-TRA-G102-RD | 6725 | 665729 | Pushbutton A22NL Ø22, bezel plastic, FLAT, Alternate, CAP COLOR Transparent RED, LED RED, 1NO1NC, 100-120 VAC
A22NL-BNA-TRA-G102-RE | 6725 | 660072 | Pushbutton A22NL 22 dia., bezel plastic, flat, alternate, cap color transparent red, LED red, 1NO1NC, 200-240 VAC
A22NL-BNA-TRA-G202-RC | 6725 | 666391 | Pushbutton A22NL Ø22, bezel plastic, FLAT, Alternate, CAP COLOR Transparent RED, LED RED, 2NC, 24 VDC
A22NL-BNA-TRA-G202-RD | 6725 | 665737 | Pushbutton A22NL Ø22, bezel plastic, FLAT, Alternate, CAP COLOR Transparent RED, LED RED, 2NC, 100-120 VAC
A22NL-BNA-TRA-G202-RE | 6725 | 665777 | Pushbutton A22NL Ø22, bezel plastic, FLAT, Alternate, CAP COLOR Transparent RED, LED RED, 2NC, 200-240 VAC
A22NL-BNA-TRA-P100-RC | 6115 | 674054 | Pushbutton A22NL Ø22, bezel plastic, FLAT, Alternate, CAP COLOR Transparent RED, LED RED, 1NO, 24 VDC, push-in terminal
A22NL-BNA-TWA-G002-WC | 6105 | 665530 | Pushbutton A22NL Ø22, bezel plastic, FLAT, Alternate, CAP COLOR Transparent WHITE, LED WHITE, 1NC, 24 VDC
A22NL-BNA-TWA-G002-WE | 6105 | 663872 | Pushbutton A22NL Ø22, bezel plastic, FLAT, Alternate, CAP COLOR Transparent WHITE, LED WHITE, 1NC, 200-240 VAC
A22NL-BNA-TWA-G100-WC | 6105 | 664401 | Pushbutton A22NL Ø22, bezel plastic, FLAT, Alternate, CAP COLOR Transparent WHITE, LED WHITE, 1NO, 24 VDC
A22NL-BNA-TWA-G100-WE | 6105 | 665778 | Pushbutton A22NL Ø22, bezel plastic, FLAT, Alternate, CAP COLOR Transparent WHITE, LED WHITE, 1NO, 200-240 VAC
A22NL-BNA-TWA-G101-WC | 6725 | 662643 | Pushbutton A22NL Ø22, bezel plastic, FLAT, Alternate, CAP COLOR Transparent WHITE, LED WHITE, 2NO, 24 VDC
A22NL-BNA-TWA-G101-WE | 6725 | 660061 | Pushbutton A22NL Ø22, bezel plastic, FLAT, Alternate, CAP COLOR Transparent WHITE, LED WHITE, 2NO, 200-240 VAC
A22NL-BNA-TWA-G102-WC | 6725 | 663608 | Pushbutton A22NL Ø22, bezel plastic, FLAT, Alternate, CAP COLOR Transparent WHITE, LED WHITE, 1NO1NC, 24 VDC
A22NL-BNA-TWA-G102-WE | 6725 | 665768 | Pushbutton A22NL Ø22, bezel plastic, FLAT, Alternate, CAP COLOR Transparent WHITE, LED WHITE, 1NO1NC, 200-240 VAC
A22NL-BNA-TWA-G202-WC | 6725 | 663509 | Pushbutton A22NL Ø22, bezel plastic, FLAT, Alternate, CAP COLOR Transparent WHITE, LED WHITE, 2NC, 24 VDC
A22NL-BNA-TWA-G202-WE | 6725 | 666686 | Pushbutton A22NL Ø22, bezel plastic, FLAT, Alternate, CAP COLOR Transparent WHITE, LED WHITE, 2NC, 200-240 VAC
A22NL-BNA-TYA-G002-YC | 6105 | 666894 | Pushbutton A22NL Ø22, bezel plastic, FLAT, Alternate, CAP COLOR Transparent YELLOW, LED YELLOW, 1NC, 24 VDC
A22NL-BNA-TYA-G002-YE | 6105 | 664781 | Pushbutton A22NL Ø22, bezel plastic, FLAT, Alternate, CAP COLOR Transparent YELLOW, LED YELLOW, 1NC, 200-240 VAC
A22NL-BNA-TYA-G100-YC | 6105 | 661221 | Pushbutton A22NL Ø22, bezel plastic, FLAT, Alternate, CAP COLOR Transparent YELLOW, LED YELLOW, 1NO, 24 VDC
A22NL-BNA-TYA-G100-YE | 6105 | 662344 | Pushbutton A22NL Ø22, bezel plastic, FLAT, Alternate, CAP COLOR Transparent YELLOW, LED YELLOW, 1NO, 200-240 VAC
A22NL-BNA-TYA-G101-YC | 6725 | 664489 | Pushbutton A22NL Ø22, bezel plastic, FLAT, Alternate, CAP COLOR Transparent YELLOW, LED YELLOW, 2NO, 24 VDC
A22NL-BNA-TYA-G101-YE | 6725 | 667051 | Pushbutton A22NL Ø22, bezel plastic, FLAT, Alternate, CAP COLOR Transparent YELLOW, LED YELLOW, 2NO, 200-240 VAC
A22NL-BNA-TYA-G102-YC | 6725 | 665452 | Pushbutton A22NL Ø22, bezel plastic, FLAT, Alternate, CAP COLOR Transparent YELLOW, LED YELLOW, 1NO1NC, 24 VDC
A22NL-BNA-TYA-G102-YE | 6725 | 660996 | Pushbutton A22NL Ø22, bezel plastic, FLAT, Alternate, CAP COLOR Transparent YELLOW, LED YELLOW, 1NO1NC, 200-240 VAC
A22NL-BNA-TYA-G202-YC | 6725 | 662645 | Pushbutton A22NL Ø22, bezel plastic, FLAT, Alternate, CAP COLOR Transparent YELLOW, LED YELLOW, 2NC, 24 VDC
A22NL-BNA-TYA-G202-YE | 6725 | 664769 | Pushbutton A22NL Ø22, bezel plastic, FLAT, Alternate, CAP COLOR Transparent YELLOW, LED YELLOW, 2NC, 200-240 VAC
A22NL-BNM-TAA-G002-AC | 6105 | 662599 | Pushbutton A22NL Ø22, bezel plastic, FLAT, MOMENTARY, CAP COLOR Transparent BLUE, LED BLUE, 1NC, 24 VDC
A22NL-BNM-TAA-G002-AE | 6105 | 665455 | Pushbutton A22NL Ø22, bezel plastic, FLAT, MOMENTARY, CAP COLOR Transparent BLUE, LED BLUE, 1NC, 200-240 VAC
A22NL-BNM-TAA-G100-AC | 6105 | 663488 | Pushbutton A22NL Ø22, bezel plastic, FLAT, MOMENTARY, CAP COLOR Transparent BLUE, LED BLUE, 1NO, 24 VDC
A22NL-BNM-TAA-G100-AE | 6105 | 661948 | Pushbutton A22NL Ø22, bezel plastic, FLAT, MOMENTARY, CAP COLOR Transparent BLUE, LED BLUE, 1NO, 200-240 VAC
A22NL-BNM-TAA-G101-AC | 6725 | 660677 | Pushbutton A22NL Ø22, bezel plastic, FLAT, MOMENTARY, CAP COLOR Transparent BLUE, LED BLUE, 2NO, 24 VDC
A22NL-BNM-TAA-G101-AE | 6725 | 661000 | Pushbutton A22NL Ø22, bezel plastic, FLAT, MOMENTARY, CAP COLOR Transparent BLUE, LED BLUE, 2NO, 200-240 VAC
A22NL-BNM-TAA-G102-AC | 6725 | 664122 | Pushbutton A22NL Ø22, bezel plastic, FLAT, MOMENTARY, CAP COLOR Transparent BLUE, LED BLUE, 1NO1NC, 24 VDC
A22NL-BNM-TAA-G102-AE | 6725 | 663568 | Pushbutton A22NL Ø22, bezel plastic, FLAT, MOMENTARY, CAP COLOR Transparent BLUE, LED BLUE, 1NO1NC, 200-240 VAC
A22NL-BNM-TAA-G202-AC | 6725 | 666941 | Pushbutton A22NL Ø22, bezel plastic, FLAT, MOMENTARY, CAP COLOR Transparent BLUE, LED BLUE, 2NC, 24 VDC
A22NL-BNM-TAA-G202-AE | 6725 | 664777 | Pushbutton A22NL Ø22, bezel plastic, FLAT, MOMENTARY, CAP COLOR Transparent BLUE, LED BLUE, 2NC, 200-240 VAC
A22NL-BNM-TAA-P100-AC | 9130 | 680540 | Pushbutton A22NL Ø22, bezel plastic, FLAT, MOMENTARY, CAP COLOR Transparent BLUE, LED BLUE, 1NO, 24 VDC, push-in terminal
A22NL-BNM-TAA-P101-AC | 6725 | 673657 | Pushbutton A22NL Ø22, bezel plastic, FLAT, MOMENTARY, CAP COLOR Transparent BLUE, LED BLUE, 2NO, 24 VDC, push-in terminal
A22NL-BNM-TAA-P102-AC | 6725 | 673633 | Pushbutton A22NL Ø22, bezel plastic, FLAT, MOMENTARY, CAP COLOR Transparent BLUE, LED BLUE, 1NO1NC, 24 VDC, push-in terminal
A22NL-BNM-TGA-G002-GC | 6105 | 666030 | Pushbutton A22NL Ø22, bezel plastic, FLAT, MOMENTARY, CAP COLOR Transparent GREEN, LED GREEN, 1NC, 24 VDC
A22NL-BNM-TGA-G002-GE | 6105 | 659854 | Pushbutton A22NL Ø22, bezel plastic, FLAT, MOMENTARY, CAP COLOR Transparent GREEN, LED GREEN, 1NC, 200-240 VAC
A22NL-BNM-TGA-G100-GC | 6105 | 666289 | Pushbutton A22NL 22 dia., bezel plastic, flat, momentary, cap color transparent green, LED green, 1NO, 24 VDC
A22NL-BNM-TGA-G100-GE | 6105 | 662638 | Pushbutton A22NL Ø22, bezel plastic, FLAT, MOMENTARY, CAP COLOR Transparent GREEN, LED GREEN, 1NO, 200-240 VAC
A22NL-BNM-TGA-G101-GC | 6725 | 661508 | Pushbutton A22NL 22 dia., bezel plastic, flat, momentary, cap color transparent green, LED green, 2NO, 24 VDC
A22NL-BNM-TGA-G101-GE | 6725 | 665472 | Pushbutton A22NL Ø22, bezel plastic, FLAT, MOMENTARY, CAP COLOR Transparent GREEN, LED GREEN, 2NO, 200-240 VAC
A22NL-BNM-TGA-G102-GC | 6725 | 666942 | Pushbutton A22NL 22 dia., bezel plastic, flat, momentary, cap color transparent green, LED green, 1NO1NC, 24 VDC
A22NL-BNM-TGA-G102-GE | 6725 | 660994 | Pushbutton A22NL 22 dia., bezel plastic, flat, momentary, cap color transparent green, LED green, 1NO1NC, 200-240 VAC
A22NL-BNM-TGA-G202-GC | 6725 | 665074 | Pushbutton A22NL Ø22, bezel plastic, FLAT, MOMENTARY, CAP COLOR Transparent GREEN, LED GREEN, 2NC, 24 VDC
A22NL-BNM-TGA-G202-GE | 6725 | 662646 | Pushbutton A22NL Ø22, bezel plastic, FLAT, MOMENTARY, CAP COLOR Transparent GREEN, LED GREEN, 2NC, 200-240 VAC
A22NL-BNM-TGA-P100-GC | 6105 | 673634 | Pushbutton A22NL Ø22, bezel plastic, FLAT, MOMENTARY, CAP COLOR Transparent GREEN, LED GREEN, 1NO, 24 VDC, push-in terminal
A22NL-BNM-TGA-P100-GE | 6105 | 673656 | Pushbutton A22NL Ø22, bezel plastic, FLAT, MOMENTARY, CAP COLOR Transparent GREEN, LED GREEN, 1NO, 200-240 VAC, push-in terminal
A22NL-BNM-TGA-P101-GC | 6725 | 673643 | Pushbutton A22NL Ø22, bezel plastic, FLAT, MOMENTARY, CAP COLOR Transparent GREEN, LED GREEN, 2NO, 24 VDC, push-in terminal
A22NL-BNM-TGA-P102-GC | 6725 | 673660 | Pushbutton A22NL Ø22, bezel plastic, FLAT, MOMENTARY, CAP COLOR Transparent GREEN, LED GREEN, 1NO1NC, 24 VDC, push-in terminal
A22NL-BNM-TRA-G002-RC | 6105 | 665071 | Pushbutton A22NL Ø22, bezel plastic, FLAT, MOMENTARY, CAP COLOR Transparent RED, LED RED, 1NC, 24 VDC
A22NL-BNM-TRA-G002-RD | 6105 | 662929 | Pushbutton A22NL Ø22, bezel plastic, FLAT, MOMENTARY, CAP COLOR Transparent RED, LED RED, 1NC, 100-120 VAC
A22NL-BNM-TRA-G002-RE | 6105 | 665446 | Pushbutton A22NL Ø22, bezel plastic, FLAT, MOMENTARY, CAP COLOR Transparent RED, LED RED, 1NC, 200-240 VAC
A22NL-BNM-TRA-G100-RC | 6105 | 665346 | Pushbutton A22NL Ø22, bezel plastic, FLAT, MOMENTARY, CAP COLOR Transparent RED, LED RED, 1NO, 24 VDC
A22NL-BNM-TRA-G100-RD | 6105 | 665725 | Pushbutton A22NL Ø22, bezel plastic, FLAT, MOMENTARY, CAP COLOR Transparent RED, LED RED, 1NO, 100-120 VAC
A22NL-BNM-TRA-G100-RE | 6105 | 661635 | Pushbutton A22NL Ø22, bezel plastic, FLAT, MOMENTARY, CAP COLOR Transparent RED, LED RED, 1NO, 200-240 VAC
A22NL-BNM-TRA-G101-RC | 6725 | 666290 | Pushbutton A22NL Ø22, bezel plastic, FLAT, MOMENTARY, CAP COLOR Transparent RED, LED RED, 2NO, 24 VDC
A22NL-BNM-TRA-G101-RD | 6725 | 664102 | Pushbutton A22NL Ø22, bezel plastic, FLAT, MOMENTARY, CAP COLOR Transparent RED, LED RED, 2NO, 100-120 VAC
A22NL-BNM-TRA-G101-RE | 6725 | 662659 | Pushbutton A22NL Ø22, bezel plastic, FLAT, MOMENTARY, CAP COLOR Transparent RED, LED RED, 2NO, 200-240 VAC
A22NL-BNM-TRA-G102-RC | 6725 | 660594 | Pushbutton A22NL 22 dia., bezel plastic, flat, momentary, cap color transparent red, LED red, 1NO1NC, 24 VDC
A22NL-BNM-TRA-G102-RD | 6725 | 660056 | Pushbutton A22NL Ø22, bezel plastic, FLAT, MOMENTARY, CAP COLOR Transparent RED, LED RED, 1NO1NC, 100-120 VAC
A22NL-BNM-TRA-G102-RE | 6725 | 662958 | Pushbutton A22NL 22 dia., bezel plastic, flat, momentary, cap color transparent red, LED red, 1NO1NC, 200-240 VAC
A22NL-BNM-TRA-G202-RC | 6725 | 665343 | Pushbutton A22NL Ø22, bezel plastic, FLAT, MOMENTARY, CAP COLOR Transparent RED, LED RED, 2NC, 24 VDC
A22NL-BNM-TRA-G202-RD | 6725 | 660976 | Pushbutton A22NL Ø22, bezel plastic, FLAT, MOMENTARY, CAP COLOR Transparent RED, LED RED, 2NC, 100-120 VAC
A22NL-BNM-TRA-G202-RE | 6725 | 664487 | Pushbutton A22NL Ø22, bezel plastic, FLAT, MOMENTARY, CAP COLOR Transparent RED, LED RED, 2NC, 200-240 VAC
A22NL-BNM-TRA-P101-RC | 6725 | 673641 | Pushbutton A22NL Ø22, bezel plastic, FLAT, MOMENTARY, CAP COLOR Transparent RED, LED RED, 2NO, 24 VDC, push-in terminal
A22NL-BNM-TRA-P102-RC | 6725 | 673638 | Pushbutton A22NL Ø22, bezel plastic, FLAT, MOMENTARY, CAP COLOR Transparent RED, LED RED, 1NO1NC, 24 VDC, push-in terminal
A22NL-BNM-TRA-P102-RE | 6725 | 673678 | Pushbutton A22NL Ø22, bezel plastic, FLAT, MOMENTARY, CAP COLOR Transparent RED, LED RED, 1NO1NC, 200-240 VAC, push-in terminal
A22NL-BNM-TWA-G002-WC | 6105 | 662516 | Pushbutton A22NL Ø22, bezel plastic, FLAT, MOMENTARY, CAP COLOR Transparent WHITE, LED WHITE, 1NC, 24 VDC
A22NL-BNM-TWA-G002-WE | 6105 | 664773 | Pushbutton A22NL Ø22, bezel plastic, FLAT, MOMENTARY, CAP COLOR Transparent WHITE, LED WHITE, 1NC, 200-240 VAC
A22NL-BNM-TWA-G100-WC | 6105 | 663238 | Pushbutton A22NL Ø22, bezel plastic, FLAT, MOMENTARY, CAP COLOR Transparent WHITE, LED WHITE, 1NO, 24 VDC
A22NL-BNM-TWA-G100-WE | 6105 | 665550 | Pushbutton A22NL Ø22, bezel plastic, FLAT, MOMENTARY, CAP COLOR Transparent WHITE, LED WHITE, 1NO, 200-240 VAC
A22NL-BNM-TWA-G101-WC | 6725 | 660595 | Pushbutton A22NL Ø22, bezel plastic, FLAT, MOMENTARY, CAP COLOR Transparent WHITE, LED WHITE, 2NO, 24 VDC
A22NL-BNM-TWA-G101-WE | 6725 | 661694 | Pushbutton A22NL Ø22, bezel plastic, FLAT, MOMENTARY, CAP COLOR Transparent WHITE, LED WHITE, 2NO, 200-240 VAC
A22NL-BNM-TWA-G102-WC | 6725 | 662285 | Pushbutton A22NL Ø22, bezel plastic, FLAT, MOMENTARY, CAP COLOR Transparent WHITE, LED WHITE, 1NO1NC, 24 VDC
A22NL-BNM-TWA-G102-WE | 6725 | 659778 | Pushbutton A22NL Ø22, bezel plastic, FLAT, MOMENTARY, CAP COLOR Transparent WHITE, LED WHITE, 1NO1NC, 200-240 VAC
A22NL-BNM-TWA-G202-WC | 6725 | 665348 | Pushbutton A22NL Ø22, bezel plastic, FLAT, MOMENTARY, CAP COLOR Transparent WHITE, LED WHITE, 2NC, 24 VDC
A22NL-BNM-TWA-G202-WE | 6725 | 660077 | Pushbutton A22NL Ø22, bezel plastic, FLAT, MOMENTARY, CAP COLOR Transparent WHITE, LED WHITE, 2NC, 200-240 VAC
A22NL-BNM-TYA-G002-YC | 6105 | 665138 | Pushbutton A22NL Ø22, bezel plastic, FLAT, MOMENTARY, CAP COLOR Transparent YELLOW, LED YELLOW, 1NC, 24 VDC
A22NL-BNM-TYA-G002-YE | 6105 | 661586 | Pushbutton A22NL Ø22, bezel plastic, FLAT, MOMENTARY, CAP COLOR Transparent YELLOW, LED YELLOW, 1NC, 200-240 VAC
A22NL-BNM-TYA-G100-YC | 6105 | 660376 | Pushbutton A22NL Ø22, bezel plastic, FLAT, MOMENTARY, CAP COLOR Transparent YELLOW, LED YELLOW, 1NO, 24 VDC
A22NL-BNM-TYA-G100-YE | 6105 | 661947 | Pushbutton A22NL Ø22, bezel plastic, FLAT, MOMENTARY, CAP COLOR Transparent YELLOW, LED YELLOW, 1NO, 200-240 VAC
A22NL-BNM-TYA-G101-YC | 6725 | 665079 | Pushbutton A22NL Ø22, bezel plastic, FLAT, MOMENTARY, CAP COLOR Transparent YELLOW, LED YELLOW, 2NO, 24 VDC
A22NL-BNM-TYA-G101-YE | 6725 | 661695 | Pushbutton A22NL Ø22, bezel plastic, FLAT, MOMENTARY, CAP COLOR Transparent YELLOW, LED YELLOW, 2NO, 200-240 VAC
A22NL-BNM-TYA-G102-YC | 6725 | 661577 | Pushbutton A22NL Ø22, bezel plastic, FLAT, MOMENTARY, CAP COLOR Transparent YELLOW, LED YELLOW, 1NO1NC, 24 VDC
A22NL-BNM-TYA-G102-YE | 6725 | 659818 | Pushbutton A22NL Ø22, bezel plastic, FLAT, MOMENTARY, CAP COLOR Transparent YELLOW, LED YELLOW, 1NO1NC, 200-240 VAC
A22NL-BNM-TYA-G202-YC | 6725 | 667004 | Pushbutton A22NL Ø22, bezel plastic, FLAT, MOMENTARY, CAP COLOR Transparent YELLOW, LED YELLOW, 2NC, 24 VDC
A22NL-BNM-TYA-G202-YE | 6725 | 663658 | Pushbutton A22NL Ø22, bezel plastic, FLAT, MOMENTARY, CAP COLOR Transparent YELLOW, LED YELLOW, 2NC, 200-240 VAC
A22NL-BPA-TAA-G002-AC | 6105 | 666896 | Pushbutton A22NL Ø22, bezel plastic, PROJECTED, Alternate, CAP COLOR Transparent BLUE, LED BLUE, 1NC, 24 VDC
A22NL-BPA-TAA-G002-AE | 6105 | 661567 | Pushbutton A22NL Ø22, bezel plastic, PROJECTED, Alternate, CAP COLOR Transparent BLUE, LED BLUE, 1NC, 200-240 VAC
A22NL-BPA-TAA-G100-AC | 6105 | 660708 | Pushbutton A22NL Ø22, bezel plastic, PROJECTED, Alternate, CAP COLOR Transparent BLUE, LED BLUE, 1NO, 24 VDC
A22NL-BPA-TAA-G100-AE | 6105 | 662094 | Pushbutton A22NL Ø22, bezel plastic, PROJECTED, Alternate, CAP COLOR Transparent BLUE, LED BLUE, 1NO, 200-240 VAC
A22NL-BPA-TAA-G101-AC | 6725 | 662702 | Pushbutton A22NL Ø22, bezel plastic, PROJECTED, Alternate, CAP COLOR Transparent BLUE, LED BLUE, 2NO, 24 VDC
A22NL-BPA-TAA-G101-AE | 6725 | 662581 | Pushbutton A22NL Ø22, bezel plastic, PROJECTED, Alternate, CAP COLOR Transparent BLUE, LED BLUE, 2NO, 200-240 VAC
A22NL-BPA-TAA-G102-AC | 6725 | 662184 | Pushbutton A22NL Ø22, bezel plastic, PROJECTED, Alternate, CAP COLOR Transparent BLUE, LED BLUE, 1NO1NC, 24 VDC
A22NL-BPA-TAA-G102-AE | 6725 | 664021 | Pushbutton A22NL Ø22, bezel plastic, PROJECTED, Alternate, CAP COLOR Transparent BLUE, LED BLUE, 1NO1NC, 200-240 VAC
A22NL-BPA-TAA-G202-AC | 6725 | 664475 | Pushbutton A22NL Ø22, bezel plastic, PROJECTED, Alternate, CAP COLOR Transparent BLUE, LED BLUE, 2NC, 24 VDC
A22NL-BPA-TAA-G202-AE | 6725 | 661564 | Pushbutton A22NL Ø22, bezel plastic, PROJECTED, Alternate, CAP COLOR Transparent BLUE, LED BLUE, 2NC, 200-240 VAC
A22NL-BPA-TGA-G002-GC | 6105 | 663190 | Pushbutton A22NL Ø22, bezel plastic, PROJECTED, Alternate, CAP COLOR Transparent GREEN, LED GREEN, 1NC, 24 VDC
A22NL-BPA-TGA-G002-GE | 6105 | 662345 | Pushbutton A22NL Ø22, bezel plastic, PROJECTED, Alternate, CAP COLOR Transparent GREEN, LED GREEN, 1NC, 200-240 VAC
A22NL-BPA-TGA-G100-GC | 6105 | 661692 | Pushbutton A22NL Ø22, bezel plastic, PROJECTED, Alternate, CAP COLOR Transparent GREEN, LED GREEN, 1NO, 24 VDC
A22NL-BPA-TGA-G100-GE | 6105 | 664226 | Pushbutton A22NL Ø22, bezel plastic, PROJECTED, Alternate, CAP COLOR Transparent GREEN, LED GREEN, 1NO, 200-240 VAC
A22NL-BPA-TGA-G101-GC | 6725 | 664483 | Pushbutton A22NL Ø22, bezel plastic, PROJECTED, Alternate, CAP COLOR Transparent GREEN, LED GREEN, 2NO, 24 VDC
A22NL-BPA-TGA-G101-GE | 6725 | 660067 | Pushbutton A22NL Ø22, bezel plastic, PROJECTED, Alternate, CAP COLOR Transparent GREEN, LED GREEN, 2NO, 200-240 VAC
A22NL-BPA-TGA-G102-GC | 6725 | 664084 | Pushbutton A22NL 22 dia., bezel plastic, projected, alternate, cap color transparent green, LED green, 1NO1NC, 24 VDC
A22NL-BPA-TGA-G102-GE | 6725 | 663889 | Pushbutton A22NL 22 dia., bezel plastic, projected, alternate, cap color transparent green, LED green, 1NO1NC, 200-240 VAC
A22NL-BPA-TGA-G202-GC | 6725 | 665984 | Pushbutton A22NL Ø22, bezel plastic, PROJECTED, Alternate, CAP COLOR Transparent GREEN, LED GREEN, 2NC, 24 VDC
A22NL-BPA-TGA-G202-GE | 6725 | 664778 | Pushbutton A22NL Ø22, bezel plastic, PROJECTED, Alternate, CAP COLOR Transparent GREEN, LED GREEN, 2NC, 200-240 VAC
A22NL-BPA-TRA-G002-RC | 6105 | 662546 | Pushbutton A22NL Ø22, bezel plastic, PROJECTED, Alternate, CAP COLOR Transparent RED, LED RED, 1NC, 24 VDC
A22NL-BPA-TRA-G002-RD | 6105 | 662952 | Pushbutton A22NL Ø22, bezel plastic, PROJECTED, Alternate, CAP COLOR Transparent RED, LED RED, 1NC, 100-120 VAC
A22NL-BPA-TRA-G002-RE | 6105 | 666679 | Pushbutton A22NL Ø22, bezel plastic, PROJECTED, Alternate, CAP COLOR Transparent RED, LED RED, 1NC, 200-240 VAC
A22NL-BPA-TRA-G100-RC | 6105 | 663571 | Pushbutton A22NL Ø22, bezel plastic, PROJECTED, Alternate, CAP COLOR Transparent RED, LED RED, 1NO, 24 VDC
A22NL-BPA-TRA-G100-RD | 6105 | 660071 | Pushbutton A22NL Ø22, bezel plastic, PROJECTED, Alternate, CAP COLOR Transparent RED, LED RED, 1NO, 100-120 VAC
A22NL-BPA-TRA-G100-RE | 6105 | 660995 | Pushbutton A22NL Ø22, bezel plastic, PROJECTED, Alternate, CAP COLOR Transparent RED, LED RED, 1NO, 200-240 VAC
A22NL-BPA-TRA-G101-RC | 6725 | 665457 | Pushbutton A22NL Ø22, bezel plastic, PROJECTED, Alternate, CAP COLOR Transparent RED, LED RED, 2NO, 24 VDC
A22NL-BPA-TRA-G101-RD | 6725 | 665462 | Pushbutton A22NL Ø22, bezel plastic, PROJECTED, Alternate, CAP COLOR Transparent RED, LED RED, 2NO, 100-120 VAC
A22NL-BPA-TRA-G101-RE | 6725 | 664789 | Pushbutton A22NL Ø22, bezel plastic, PROJECTED, Alternate, CAP COLOR Transparent RED, LED RED, 2NO, 200-240 VAC
A22NL-BPA-TRA-G102-RC | 6725 | 666407 | Pushbutton A22NL 22 dia., bezel plastic, projected, alternate, cap color transparent red, LED red, 1NO1NC, 24 VDC
A22NL-BPA-TRA-G102-RD | 6725 | 664788 | Pushbutton A22NL Ø22, bezel plastic, PROJECTED, Alternate, CAP COLOR Transparent RED, LED RED, 1NO1NC, 100-120 VAC
A22NL-BPA-TRA-G102-RE | 6725 | 660079 | Pushbutton A22NL 22 dia., bezel plastic, projected, alternate, cap color transparent red, LED red, 1NO1NC, 200-240 VAC
A22NL-BPA-TRA-G202-RC | 6725 | 666892 | Pushbutton A22NL Ø22, bezel plastic, PROJECTED, Alternate, CAP COLOR Transparent RED, LED RED, 2NC, 24 VDC
A22NL-BPA-TRA-G202-RD | 6725 | 666678 | Pushbutton A22NL Ø22, bezel plastic, PROJECTED, Alternate, CAP COLOR Transparent RED, LED RED, 2NC, 100-120 VAC
A22NL-BPA-TRA-G202-RE | 6725 | 664228 | Pushbutton A22NL Ø22, bezel plastic, PROJECTED, Alternate, CAP COLOR Transparent RED, LED RED, 2NC, 200-240 VAC
A22NL-BPA-TWA-G002-WC | 6105 | 663609 | Pushbutton A22NL Ø22, bezel plastic, PROJECTED, Alternate, CAP COLOR Transparent WHITE, LED WHITE, 1NC, 24 VDC
A22NL-BPA-TWA-G002-WE | 6105 | 664770 | Pushbutton A22NL Ø22, bezel plastic, PROJECTED, Alternate, CAP COLOR Transparent WHITE, LED WHITE, 1NC, 200-240 VAC
A22NL-BPA-TWA-G100-WC | 6105 | 664484 | Pushbutton A22NL Ø22, bezel plastic, PROJECTED, Alternate, CAP COLOR Transparent WHITE, LED WHITE, 1NO, 24 VDC
A22NL-BPA-TWA-G100-WE | 6105 | 665754 | Pushbutton A22NL Ø22, bezel plastic, PROJECTED, Alternate, CAP COLOR Transparent WHITE, LED WHITE, 1NO, 200-240 VAC
A22NL-BPA-TWA-G101-WC | 6725 | 662703 | Pushbutton A22NL Ø22, bezel plastic, PROJECTED, Alternate, CAP COLOR Transparent WHITE, LED WHITE, 2NO, 24 VDC
A22NL-BPA-TWA-G101-WE | 6725 | 662944 | Pushbutton A22NL Ø22, bezel plastic, PROJECTED, Alternate, CAP COLOR Transparent WHITE, LED WHITE, 2NO, 200-240 VAC
A22NL-BPA-TWA-G102-WC | 6725 | 666893 | Pushbutton A22NL Ø22, bezel plastic, PROJECTED, Alternate, CAP COLOR Transparent WHITE, LED WHITE, 1NO1NC, 24 VDC
A22NL-BPA-TWA-G102-WE | 6725 | 665781 | Pushbutton A22NL Ø22, bezel plastic, PROJECTED, Alternate, CAP COLOR Transparent WHITE, LED WHITE, 1NO1NC, 200-240 VAC
A22NL-BPA-TWA-G202-WC | 6725 | 664474 | Pushbutton A22NL Ø22, bezel plastic, PROJECTED, Alternate, CAP COLOR Transparent WHITE, LED WHITE, 2NC, 24 VDC
A22NL-BPA-TWA-G202-WE | 6725 | 660062 | Pushbutton A22NL Ø22, bezel plastic, PROJECTED, Alternate, CAP COLOR Transparent WHITE, LED WHITE, 2NC, 200-240 VAC
A22NL-BPA-TYA-G002-YC | 6105 | 666390 | Pushbutton A22NL Ø22, bezel plastic, PROJECTED, Alternate, CAP COLOR Transparent YELLOW, LED YELLOW, 1NC, 24 VDC
A22NL-BPA-TYA-G002-YE | 6105 | 665780 | Pushbutton A22NL Ø22, bezel plastic, PROJECTED, Alternate, CAP COLOR Transparent YELLOW, LED YELLOW, 1NC, 200-240 VAC
A22NL-BPA-TYA-G100-YC | 6105 | 665518 | Pushbutton A22NL Ø22, bezel plastic, PROJECTED, Alternate, CAP COLOR Transparent YELLOW, LED YELLOW, 1NO, 24 VDC
A22NL-BPA-TYA-G100-YE | 6105 | 664780 | Pushbutton A22NL Ø22, bezel plastic, PROJECTED, Alternate, CAP COLOR Transparent YELLOW, LED YELLOW, 1NO, 200-240 VAC
A22NL-BPA-TYA-G101-YC | 6725 | 660754 | Pushbutton A22NL Ø22, bezel plastic, PROJECTED, Alternate, CAP COLOR Transparent YELLOW, LED YELLOW, 2NO, 24 VDC
A22NL-BPA-TYA-G101-YE | 6725 | 664790 | Pushbutton A22NL Ø22, bezel plastic, PROJECTED, Alternate, CAP COLOR Transparent YELLOW, LED YELLOW, 2NO, 200-240 VAC
A22NL-BPA-TYA-G102-YC | 6725 | 662180 | Pushbutton A22NL Ø22, bezel plastic, PROJECTED, Alternate, CAP COLOR Transparent YELLOW, LED YELLOW, 1NO1NC, 24 VDC
A22NL-BPA-TYA-G102-YE | 6725 | 665779 | Pushbutton A22NL Ø22, bezel plastic, PROJECTED, Alternate, CAP COLOR Transparent YELLOW, LED YELLOW, 1NO1NC, 200-240 VAC
A22NL-BPA-TYA-G202-YC | 6725 | 665453 | Pushbutton A22NL Ø22, bezel plastic, PROJECTED, Alternate, CAP COLOR Transparent YELLOW, LED YELLOW, 2NC, 24 VDC
A22NL-BPA-TYA-G202-YE | 6725 | 663882 | Pushbutton A22NL Ø22, bezel plastic, PROJECTED, Alternate, CAP COLOR Transparent YELLOW, LED YELLOW, 2NC, 200-240 VAC
A22NL-BPM-TAA-G002-AC | 6105 | 660328 | Pushbutton A22NL Ø22, bezel plastic, PROJECTED, MOMENTARY, CAP COLOR Transparent BLUE, LED BLUE, 1NC, 24 VDC
A22NL-BPM-TAA-G002-AE | 6105 | 661637 | Pushbutton A22NL Ø22, bezel plastic, PROJECTED, MOMENTARY, CAP COLOR Transparent BLUE, LED BLUE, 1NC, 200-240 VAC
A22NL-BPM-TAA-G100-AC | 6105 | 661585 | Pushbutton A22NL Ø22, bezel plastic, PROJECTED, MOMENTARY, CAP COLOR Transparent BLUE, LED BLUE, 1NO, 24 VDC
A22NL-BPM-TAA-G100-AE | 6105 | 665765 | Pushbutton A22NL Ø22, bezel plastic, PROJECTED, MOMENTARY, CAP COLOR Transparent BLUE, LED BLUE, 1NO, 200-240 VAC
A22NL-BPM-TAA-G101-AC | 6725 | 662603 | Pushbutton A22NL Ø22, bezel plastic, PROJECTED, MOMENTARY, CAP COLOR Transparent BLUE, LED BLUE, 2NO, 24 VDC
A22NL-BPM-TAA-G101-AE | 6725 | 665454 | Pushbutton A22NL Ø22, bezel plastic, PROJECTED, MOMENTARY, CAP COLOR Transparent BLUE, LED BLUE, 2NO, 200-240 VAC
A22NL-BPM-TAA-G102-AC | 6725 | 663235 | Pushbutton A22NL Ø22, bezel plastic, PROJECTED, MOMENTARY, CAP COLOR Transparent BLUE, LED BLUE, 1NO1NC, 24 VDC
A22NL-BPM-TAA-G102-AE | 6725 | 661621 | Pushbutton A22NL Ø22, bezel plastic, PROJECTED, MOMENTARY, CAP COLOR Transparent BLUE, LED BLUE, 1NO1NC, 200-240 VAC
A22NL-BPM-TAA-G202-AC | 6725 | 660329 | Pushbutton A22NL Ø22, bezel plastic, PROJECTED, MOMENTARY, CAP COLOR Transparent BLUE, LED BLUE, 2NC, 24 VDC
A22NL-BPM-TAA-G202-AE | 6725 | 662639 | Pushbutton A22NL Ø22, bezel plastic, PROJECTED, MOMENTARY, CAP COLOR Transparent BLUE, LED BLUE, 2NC, 200-240 VAC
A22NL-BPM-TGA-G002-GC | 6105 | 660593 | Pushbutton A22NL Ø22, bezel plastic, PROJECTED, MOMENTARY, CAP COLOR Transparent GREEN, LED GREEN, 1NC, 24 VDC
A22NL-BPM-TGA-G002-GE | 6105 | 662724 | Pushbutton A22NL Ø22, bezel plastic, PROJECTED, MOMENTARY, CAP COLOR Transparent GREEN, LED GREEN, 1NC, 200-240 VAC
A22NL-BPM-TGA-G100-GC | 6105 | 666288 | Pushbutton A22NL Ø22, bezel plastic, PROJECTED, MOMENTARY, CAP COLOR Transparent GREEN, LED GREEN, 1NO, 24 VDC
A22NL-BPM-TGA-G100-GE | 6105 | 665753 | Pushbutton A22NL Ø22, bezel plastic, PROJECTED, MOMENTARY, CAP COLOR Transparent GREEN, LED GREEN, 1NO, 200-240 VAC
A22NL-BPM-TGA-G101-GC | 6725 | 665068 | Pushbutton A22NL Ø22, bezel plastic, PROJECTED, MOMENTARY, CAP COLOR Transparent GREEN, LED GREEN, 2NO, 24 VDC
A22NL-BPM-TGA-G101-GE | 6725 | 666480 | Pushbutton A22NL Ø22, bezel plastic, PROJECTED, MOMENTARY, CAP COLOR Transparent GREEN, LED GREEN, 2NO, 200-240 VAC
A22NL-BPM-TGA-G102-GC | 6725 | 663493 | Pushbutton A22NL 22 dia., bezel plastic, projected, momentary, cap color transparent green, LED green, 1NO1NC, 24 VDC
A22NL-BPM-TGA-G102-GE | 6725 | 660719 | Pushbutton A22NL 22 dia., bezel plastic, projected, momentary, cap color transparent green, LED green, 1NO1NC, 200-240 VAC
A22NL-BPM-TGA-G202-GC | 6725 | 667218 | Pushbutton A22NL Ø22, bezel plastic, PROJECTED, MOMENTARY, CAP COLOR Transparent GREEN, LED GREEN, 2NC, 24 VDC
A22NL-BPM-TGA-G202-GE | 6725 | 662943 | Pushbutton A22NL Ø22, bezel plastic, PROJECTED, MOMENTARY, CAP COLOR Transparent GREEN, LED GREEN, 2NC, 200-240 VAC
A22NL-BPM-TRA-G002-RC | 6105 | 660332 | Pushbutton A22NL Ø22, bezel plastic, PROJECTED, MOMENTARY, CAP COLOR Transparent RED, LED RED, 1NC, 24 VDC
A22NL-BPM-TRA-G002-RD | 6105 | 660977 | Pushbutton A22NL Ø22, bezel plastic, PROJECTED, MOMENTARY, CAP COLOR Transparent RED, LED RED, 1NC, 100-120 VAC
A22NL-BPM-TRA-G002-RE | 6105 | 663659 | Pushbutton A22NL Ø22, bezel plastic, PROJECTED, MOMENTARY, CAP COLOR Transparent RED, LED RED, 1NC, 200-240 VAC
A22NL-BPM-TRA-G100-RC | 6105 | 666354 | Pushbutton A22NL Ø22, bezel plastic, PROJECTED, MOMENTARY, CAP COLOR Transparent RED, LED RED, 1NO, 24 VDC
A22NL-BPM-TRA-G100-RD | 6105 | 666668 | Pushbutton A22NL Ø22, bezel plastic, PROJECTED, MOMENTARY, CAP COLOR Transparent RED, LED RED, 1NO, 100-120 VAC
A22NL-BPM-TRA-G100-RE | 6105 | 666403 | Pushbutton A22NL Ø22, bezel plastic, PROJECTED, MOMENTARY, CAP COLOR Transparent RED, LED RED, 1NO, 200-240 VAC
A22NL-BPM-TRA-G101-RC | 6725 | 665080 | Pushbutton A22NL Ø22, bezel plastic, PROJECTED, MOMENTARY, CAP COLOR Transparent RED, LED RED, 2NO, 24 VDC
A22NL-BPM-TRA-G101-RD | 6725 | 663852 | Pushbutton A22NL Ø22, bezel plastic, PROJECTED, MOMENTARY, CAP COLOR Transparent RED, LED RED, 2NO, 100-120 VAC
A22NL-BPM-TRA-G101-RE | 6725 | 666685 | Pushbutton A22NL Ø22, bezel plastic, PROJECTED, MOMENTARY, CAP COLOR Transparent RED, LED RED, 2NO, 200-240 VAC
A22NL-BPM-TRA-G102-RC | 6725 | 660375 | Pushbutton A22NL 22 dia., bezel plastic, projected, momentary, cap color transparent red, LED red, 1NO1NC, 24 VDC
A22NL-BPM-TRA-G102-RD | 6725 | 660052 | Pushbutton A22NL Ø22, bezel plastic, PROJECTED, MOMENTARY, CAP COLOR Transparent RED, LED RED, 1NO1NC, 100-120 VAC
A22NL-BPM-TRA-G102-RE | 6725 | 666402 | Pushbutton A22NL 22 dia., bezel plastic, projected, momentary, cap color transparent red, LED red, 1NO1NC, 200-240 VAC
A22NL-BPM-TRA-G202-RC | 6725 | 666935 | Pushbutton A22NL Ø22, bezel plastic, PROJECTED, MOMENTARY, CAP COLOR Transparent RED, LED RED, 2NC, 24 VDC
A22NL-BPM-TRA-G202-RD | 6725 | 663839 | Pushbutton A22NL Ø22, bezel plastic, PROJECTED, MOMENTARY, CAP COLOR Transparent RED, LED RED, 2NC, 100-120 VAC
A22NL-BPM-TRA-G202-RE | 6725 | 664772 | Pushbutton A22NL Ø22, bezel plastic, PROJECTED, MOMENTARY, CAP COLOR Transparent RED, LED RED, 2NC, 200-240 VAC
A22NL-BPM-TWA-G002-WC | 6105 | 662234 | Pushbutton A22NL Ø22, bezel plastic, PROJECTED, MOMENTARY, CAP COLOR Transparent WHITE, LED WHITE, 1NC, 24 VDC
A22NL-BPM-TWA-G002-WE | 6105 | 665775 | Pushbutton A22NL Ø22, bezel plastic, PROJECTED, MOMENTARY, CAP COLOR Transparent WHITE, LED WHITE, 1NC, 200-240 VAC
A22NL-BPM-TWA-G100-WC | 6105 | 663227 | Pushbutton A22NL Ø22, bezel plastic, PROJECTED, MOMENTARY, CAP COLOR Transparent WHITE, LED WHITE, 1NO, 24 VDC
A22NL-BPM-TWA-G100-WE | 6105 | 660078 | Pushbutton A22NL Ø22, bezel plastic, PROJECTED, MOMENTARY, CAP COLOR Transparent WHITE, LED WHITE, 1NO, 200-240 VAC
A22NL-BPM-TWA-G101-WC | 6725 | 663490 | Pushbutton A22NL Ø22, bezel plastic, PROJECTED, MOMENTARY, CAP COLOR Transparent WHITE, LED WHITE, 2NO, 24 VDC
A22NL-BPM-TWA-G101-WE | 6725 | 664485 | Pushbutton A22NL Ø22, bezel plastic, PROJECTED, MOMENTARY, CAP COLOR Transparent WHITE, LED WHITE, 2NO, 200-240 VAC
A22NL-BPM-TWA-G102-WC | 6725 | 666293 | Pushbutton A22NL Ø22, bezel plastic, PROJECTED, MOMENTARY, CAP COLOR Transparent WHITE, LED WHITE, 1NO1NC, 24 VDC
A22NL-BPM-TWA-G102-WE | 6725 | 661952 | Pushbutton A22NL Ø22, bezel plastic, PROJECTED, MOMENTARY, CAP COLOR Transparent WHITE, LED WHITE, 1NO1NC, 200-240 VAC
A22NL-BPM-TWA-G202-WC | 6725 | 662604 | Pushbutton A22NL Ø22, bezel plastic, PROJECTED, MOMENTARY, CAP COLOR Transparent WHITE, LED WHITE, 2NC, 24 VDC
A22NL-BPM-TWA-G202-WE | 6725 | 663547 | Pushbutton A22NL Ø22, bezel plastic, PROJECTED, MOMENTARY, CAP COLOR Transparent WHITE, LED WHITE, 2NC, 200-240 VAC
A22NL-BPM-TYA-G002-YC | 6105 | 661572 | Pushbutton A22NL Ø22, bezel plastic, PROJECTED, MOMENTARY, CAP COLOR Transparent YELLOW, LED YELLOW, 1NC, 24 VDC
A22NL-BPM-TYA-G002-YE | 6105 | 662942 | Pushbutton A22NL Ø22, bezel plastic, PROJECTED, MOMENTARY, CAP COLOR Transparent YELLOW, LED YELLOW, 1NC, 200-240 VAC
A22NL-BPM-TYA-G100-YC | 6105 | 659722 | Pushbutton A22NL Ø22, bezel plastic, PROJECTED, MOMENTARY, CAP COLOR Transparent YELLOW, LED YELLOW, 1NO, 24 VDC
A22NL-BPM-TYA-G100-YE | 6105 | 662623 | Pushbutton A22NL Ø22, bezel plastic, PROJECTED, MOMENTARY, CAP COLOR Transparent YELLOW, LED YELLOW, 1NO, 200-240 VAC
A22NL-BPM-TYA-G101-YC | 6725 | 662235 | Pushbutton A22NL Ø22, bezel plastic, PROJECTED, MOMENTARY, CAP COLOR Transparent YELLOW, LED YELLOW, 2NO, 24 VDC
A22NL-BPM-TYA-G101-YE | 6725 | 661718 | Pushbutton A22NL Ø22, bezel plastic, PROJECTED, MOMENTARY, CAP COLOR Transparent YELLOW, LED YELLOW, 2NO, 200-240 VAC
A22NL-BPM-TYA-G102-YC | 6725 | 661253 | Pushbutton A22NL Ø22, bezel plastic, PROJECTED, MOMENTARY, CAP COLOR Transparent YELLOW, LED YELLOW, 1NO1NC, 24 VDC
A22NL-BPM-TYA-G102-YE | 6725 | 660076 | Pushbutton A22NL Ø22, bezel plastic, PROJECTED, MOMENTARY, CAP COLOR Transparent YELLOW, LED YELLOW, 1NO1NC, 200-240 VAC
A22NL-BPM-TYA-G202-YC | 6725 | 666936 | Pushbutton A22NL Ø22, bezel plastic, PROJECTED, MOMENTARY, CAP COLOR Transparent YELLOW, LED YELLOW, 2NC, 24 VDC
A22NL-BPM-TYA-G202-YE | 6725 | 662658 | Pushbutton A22NL Ø22, bezel plastic, PROJECTED, MOMENTARY, CAP COLOR Transparent YELLOW, LED YELLOW, 2NC, 200-240 VAC
A22NL-MGA-TAA-G002-AC | 6725 | 664821 | Pushbutton A22NL Ø22, bezel brushed metal, FULL GUARD, Alternate, CAP COLOR Transparent BLUE, LED BLUE, 1NC, 24 VDC
A22NL-MGA-TAA-G002-AD | 6725 | 662951 | Pushbutton A22NL Ø22, bezel brushed metal, FULL GUARD, Alternate, CAP COLOR Transparent BLUE, LED BLUE, 1NC, 100-120 VAC
A22NL-MGA-TAA-G002-AE | 6725 | 667067 | Pushbutton A22NL Ø22, bezel brushed metal, FULL GUARD, Alternate, CAP COLOR Transparent BLUE, LED BLUE, 1NC, 200-240 VAC
A22NL-MGA-TAA-G100-AC | 6725 | 666713 | Pushbutton A22NL Ø22, bezel brushed metal, FULL GUARD, Alternate, CAP COLOR Transparent BLUE, LED BLUE, 1NO, 24 VDC
A22NL-MGA-TAA-G100-AD | 6725 | 660999 | Pushbutton A22NL Ø22, bezel brushed metal, FULL GUARD, Alternate, CAP COLOR Transparent BLUE, LED BLUE, 1NO, 100-120 VAC
A22NL-MGA-TAA-G100-AE | 6725 | 665193 | Pushbutton A22NL Ø22, bezel brushed metal, FULL GUARD, Alternate, CAP COLOR Transparent BLUE, LED BLUE, 1NO, 200-240 VAC
A22NL-MGA-TAA-G101-AC | 7335 | 664815 | Pushbutton A22NL Ø22, bezel brushed metal, FULL GUARD, Alternate, CAP COLOR Transparent BLUE, LED BLUE, 2NO, 24 VDC
A22NL-MGA-TAA-G101-AD | 7335 | 666381 | Pushbutton A22NL Ø22, bezel brushed metal, FULL GUARD, Alternate, CAP COLOR Transparent BLUE, LED BLUE, 2NO, 100-120 VAC
A22NL-MGA-TAA-G101-AE | 7335 | 663114 | Pushbutton A22NL Ø22, bezel brushed metal, FULL GUARD, Alternate, CAP COLOR Transparent BLUE, LED BLUE, 2NO, 200-240 VAC
A22NL-MGA-TAA-G102-AC | 7335 | 660953 | Pushbutton A22NL Ø22, bezel brushed metal, FULL GUARD, Alternate, CAP COLOR Transparent BLUE, LED BLUE, 1NO1NC, 24 VDC
A22NL-MGA-TAA-G102-AD | 7335 | 664787 | Pushbutton A22NL Ø22, bezel brushed metal, FULL GUARD, Alternate, CAP COLOR Transparent BLUE, LED BLUE, 1NO1NC, 100-120 VAC
A22NL-MGA-TAA-G102-AE | 7335 | 664438 | Pushbutton A22NL Ø22, bezel brushed metal, FULL GUARD, Alternate, CAP COLOR Transparent BLUE, LED BLUE, 1NO1NC, 200-240 VAC
A22NL-MGA-TAA-G202-AC | 7335 | 666696 | Pushbutton A22NL Ø22, bezel brushed metal, FULL GUARD, Alternate, CAP COLOR Transparent BLUE, LED BLUE, 2NC, 24 VDC
A22NL-MGA-TAA-G202-AD | 7335 | 659725 | Pushbutton A22NL Ø22, bezel brushed metal, FULL GUARD, Alternate, CAP COLOR Transparent BLUE, LED BLUE, 2NC, 100-120 VAC
A22NL-MGA-TAA-G202-AE | 7335 | 667077 | Pushbutton A22NL Ø22, bezel brushed metal, FULL GUARD, Alternate, CAP COLOR Transparent BLUE, LED BLUE, 2NC, 200-240 VAC
A22NL-MGA-TGA-G002-GC | 6725 | 665798 | Pushbutton A22NL Ø22, bezel brushed metal, FULL GUARD, Alternate, CAP COLOR Transparent GREEN, LED GREEN, 1NC, 24 VDC
A22NL-MGA-TGA-G002-GE | 6725 | 667066 | Pushbutton A22NL Ø22, bezel brushed metal, FULL GUARD, Alternate, CAP COLOR Transparent GREEN, LED GREEN, 1NC, 200-240 VAC
A22NL-MGA-TGA-G100-GC | 6725 | 661229 | Pushbutton A22NL Ø22, bezel brushed metal, FULL GUARD, Alternate, CAP COLOR Transparent GREEN, LED GREEN, 1NO, 24 VDC
A22NL-MGA-TGA-G100-GE | 6725 | 660447 | Pushbutton A22NL Ø22, bezel brushed metal, FULL GUARD, Alternate, CAP COLOR Transparent GREEN, LED GREEN, 1NO, 200-240 VAC
A22NL-MGA-TGA-G101-GC | 7335 | 662189 | Pushbutton A22NL Ø22, bezel brushed metal, FULL GUARD, Alternate, CAP COLOR Transparent GREEN, LED GREEN, 2NO, 24 VDC
A22NL-MGA-TGA-G101-GE | 7335 | 660446 | Pushbutton A22NL Ø22, bezel brushed metal, FULL GUARD, Alternate, CAP COLOR Transparent GREEN, LED GREEN, 2NO, 200-240 VAC
A22NL-MGA-TGA-G102-GC | 7335 | 662900 | Pushbutton A22NL Ø22, bezel brushed metal, FULL GUARD, Alternate, CAP COLOR Transparent GREEN, LED GREEN, 1NO1NC, 24 VDC
A22NL-MGA-TGA-G102-GE | 7335 | 660222 | Pushbutton A22NL Ø22, bezel brushed metal, FULL GUARD, Alternate, CAP COLOR Transparent GREEN, LED GREEN, 1NO1NC, 200-240 VAC
A22NL-MGA-TGA-G202-GC | 7335 | 660292 | Pushbutton A22NL Ø22, bezel brushed metal, FULL GUARD, Alternate, CAP COLOR Transparent GREEN, LED GREEN, 2NC, 24 VDC
A22NL-MGA-TGA-G202-GE | 7335 | 666825 | Pushbutton A22NL Ø22, bezel brushed metal, FULL GUARD, Alternate, CAP COLOR Transparent GREEN, LED GREEN, 2NC, 200-240 VAC
A22NL-MGA-TRA-G002-RC | 6725 | 665794 | Pushbutton A22NL Ø22, bezel brushed metal, FULL GUARD, Alternate, CAP COLOR Transparent RED, LED RED, 1NC, 24 VDC
A22NL-MGA-TRA-G002-RE | 6725 | 666176 | Pushbutton A22NL Ø22, bezel brushed metal, FULL GUARD, Alternate, CAP COLOR Transparent RED, LED RED, 1NC, 200-240 VAC
A22NL-MGA-TRA-G100-RC | 6725 | 665709 | Pushbutton A22NL Ø22, bezel brushed metal, FULL GUARD, Alternate, CAP COLOR Transparent RED, LED RED, 1NO, 24 VDC
A22NL-MGA-TRA-G100-RE | 6725 | 665906 | Pushbutton A22NL Ø22, bezel brushed metal, FULL GUARD, Alternate, CAP COLOR Transparent RED, LED RED, 1NO, 200-240 VAC
A22NL-MGA-TRA-G101-RC | 7335 | 662978 | Pushbutton A22NL Ø22, bezel brushed metal, FULL GUARD, Alternate, CAP COLOR Transparent RED, LED RED, 2NO, 24 VDC
A22NL-MGA-TRA-G101-RE | 7335 | 665402 | Pushbutton A22NL Ø22, bezel brushed metal, FULL GUARD, Alternate, CAP COLOR Transparent RED, LED RED, 2NO, 200-240 VAC
A22NL-MGA-TRA-G102-RC | 7335 | 666006 | Pushbutton A22NL Ø22, bezel brushed metal, FULL GUARD, Alternate, CAP COLOR Transparent RED, LED RED, 1NO1NC, 24 VDC
A22NL-MGA-TRA-G102-RE | 7335 | 663535 | Pushbutton A22NL Ø22, bezel brushed metal, FULL GUARD, Alternate, CAP COLOR Transparent RED, LED RED, 1NO1NC, 200-240 VAC
A22NL-MGA-TRA-G202-RC | 7335 | 663905 | Pushbutton A22NL Ø22, bezel brushed metal, FULL GUARD, Alternate, CAP COLOR Transparent RED, LED RED, 2NC, 24 VDC
A22NL-MGA-TRA-G202-RE | 7335 | 664946 | Pushbutton A22NL Ø22, bezel brushed metal, FULL GUARD, Alternate, CAP COLOR Transparent RED, LED RED, 2NC, 200-240 VAC
A22NL-MGA-TWA-G002-WC | 6725 | 662986 | Pushbutton A22NL Ø22, bezel brushed metal, FULL GUARD, Alternate, CAP COLOR Transparent WHITE, LED WHITE, 1NC, 24 VDC
A22NL-MGA-TWA-G002-WE | 6725 | 663350 | Pushbutton A22NL Ø22, bezel brushed metal, FULL GUARD, Alternate, CAP COLOR Transparent WHITE, LED WHITE, 1NC, 200-240 VAC
A22NL-MGA-TWA-G100-WC | 6725 | 663893 | Pushbutton A22NL Ø22, bezel brushed metal, FULL GUARD, Alternate, CAP COLOR Transparent WHITE, LED WHITE, 1NO, 24 VDC
A22NL-MGA-TWA-G100-WE | 6725 | 667076 | Pushbutton A22NL Ø22, bezel brushed metal, FULL GUARD, Alternate, CAP COLOR Transparent WHITE, LED WHITE, 1NO, 200-240 VAC
A22NL-MGA-TWA-G101-WC | 7335 | 666912 | Pushbutton A22NL Ø22, bezel brushed metal, FULL GUARD, Alternate, CAP COLOR Transparent WHITE, LED WHITE, 2NO, 24 VDC
A22NL-MGA-TWA-G101-WE | 7335 | 661369 | Pushbutton A22NL Ø22, bezel brushed metal, FULL GUARD, Alternate, CAP COLOR Transparent WHITE, LED WHITE, 2NO, 200-240 VAC
A22NL-MGA-TWA-G102-WC | 7335 | 661035 | Pushbutton A22NL Ø22, bezel brushed metal, FULL GUARD, Alternate, CAP COLOR Transparent WHITE, LED WHITE, 1NO1NC, 24 VDC
A22NL-MGA-TWA-G102-WE | 7335 | 662366 | Pushbutton A22NL Ø22, bezel brushed metal, FULL GUARD, Alternate, CAP COLOR Transparent WHITE, LED WHITE, 1NO1NC, 200-240 VAC
A22NL-MGA-TWA-G202-WC | 7335 | 664805 | Pushbutton A22NL Ø22, bezel brushed metal, FULL GUARD, Alternate, CAP COLOR Transparent WHITE, LED WHITE, 2NC, 24 VDC
A22NL-MGA-TWA-G202-WE | 7335 | 660656 | Pushbutton A22NL Ø22, bezel brushed metal, FULL GUARD, Alternate, CAP COLOR Transparent WHITE, LED WHITE, 2NC, 200-240 VAC
A22NL-MGA-TYA-G002-YC | 6725 | 665710 | Pushbutton A22NL Ø22, bezel brushed metal, FULL GUARD, Alternate, CAP COLOR Transparent YELLOW, LED YELLOW, 1NC, 24 VDC
A22NL-MGA-TYA-G002-YE | 6725 | 663112 | Pushbutton A22NL Ø22, bezel brushed metal, FULL GUARD, Alternate, CAP COLOR Transparent YELLOW, LED YELLOW, 1NC, 200-240 VAC
A22NL-MGA-TYA-G100-YC | 6725 | 666902 | Pushbutton A22NL Ø22, bezel brushed metal, FULL GUARD, Alternate, CAP COLOR Transparent YELLOW, LED YELLOW, 1NO, 24 VDC
A22NL-MGA-TYA-G100-YE | 6725 | 665912 | Pushbutton A22NL Ø22, bezel brushed metal, FULL GUARD, Alternate, CAP COLOR Transparent YELLOW, LED YELLOW, 1NO, 200-240 VAC
A22NL-MGA-TYA-G101-YC | 7335 | 665795 | Pushbutton A22NL Ø22, bezel brushed metal, FULL GUARD, Alternate, CAP COLOR Transparent YELLOW, LED YELLOW, 2NO, 24 VDC
A22NL-MGA-TYA-G101-YE | 7335 | 663329 | Pushbutton A22NL Ø22, bezel brushed metal, FULL GUARD, Alternate, CAP COLOR Transparent YELLOW, LED YELLOW, 2NO, 200-240 VAC
A22NL-MGA-TYA-G102-YC | 7335 | 666640 | Pushbutton A22NL Ø22, bezel brushed metal, FULL GUARD, Alternate, CAP COLOR Transparent YELLOW, LED YELLOW, 1NO1NC, 24 VDC
A22NL-MGA-TYA-G102-YE | 7335 | 662365 | Pushbutton A22NL Ø22, bezel brushed metal, FULL GUARD, Alternate, CAP COLOR Transparent YELLOW, LED YELLOW, 1NO1NC, 200-240 VAC
A22NL-MGA-TYA-G202-YC | 7335 | 663904 | Pushbutton A22NL Ø22, bezel brushed metal, FULL GUARD, Alternate, CAP COLOR Transparent YELLOW, LED YELLOW, 2NC, 24 VDC
A22NL-MGA-TYA-G202-YE | 7335 | 660660 | Pushbutton A22NL Ø22, bezel brushed metal, FULL GUARD, Alternate, CAP COLOR Transparent YELLOW, LED YELLOW, 2NC, 200-240 VAC
A22NL-MGM-TAA-G002-AC | 6725 | 662611 | Pushbutton A22NL Ø22, bezel brushed metal, FULL GUARD, MOMENTARY, CAP COLOR Transparent BLUE, LED BLUE, 1NC, 24 VDC
A22NL-MGM-TAA-G002-AD | 6725 | 663861 | Pushbutton A22NL Ø22, bezel brushed metal, FULL GUARD, MOMENTARY, CAP COLOR Transparent BLUE, LED BLUE, 1NC, 100-120 VAC
A22NL-MGM-TAA-G002-AE | 6725 | 666656 | Pushbutton A22NL Ø22, bezel brushed metal, FULL GUARD, MOMENTARY, CAP COLOR Transparent BLUE, LED BLUE, 1NC, 200-240 VAC
A22NL-MGM-TAA-G100-AC | 6725 | 661521 | Pushbutton A22NL Ø22, bezel brushed metal, FULL GUARD, MOMENTARY, CAP COLOR Transparent BLUE, LED BLUE, 1NO, 24 VDC
A22NL-MGM-TAA-G100-AD | 6725 | 666919 | Pushbutton A22NL Ø22, bezel brushed metal, FULL GUARD, MOMENTARY, CAP COLOR Transparent BLUE, LED BLUE, 1NO, 100-120 VAC
A22NL-MGM-TAA-G100-AE | 6725 | 666646 | Pushbutton A22NL Ø22, bezel brushed metal, FULL GUARD, MOMENTARY, CAP COLOR Transparent BLUE, LED BLUE, 1NO, 200-240 VAC
A22NL-MGM-TAA-G101-AC | 7335 | 662622 | Pushbutton A22NL Ø22, bezel brushed metal, FULL GUARD, MOMENTARY, CAP COLOR Transparent BLUE, LED BLUE, 2NO, 24 VDC
A22NL-MGM-TAA-G101-AD | 7335 | 664747 | Pushbutton A22NL Ø22, bezel brushed metal, FULL GUARD, MOMENTARY, CAP COLOR Transparent BLUE, LED BLUE, 2NO, 100-120 VAC
A22NL-MGM-TAA-G101-AE | 7335 | 664732 | Pushbutton A22NL Ø22, bezel brushed metal, FULL GUARD, MOMENTARY, CAP COLOR Transparent BLUE, LED BLUE, 2NO, 200-240 VAC
A22NL-MGM-TAA-G102-AC | 7335 | 663562 | Pushbutton A22NL Ø22, bezel brushed metal, FULL GUARD, MOMENTARY, CAP COLOR Transparent BLUE, LED BLUE, 1NO1NC, 24 VDC
A22NL-MGM-TAA-G102-AD | 7335 | 661933 | Pushbutton A22NL Ø22, bezel brushed metal, FULL GUARD, MOMENTARY, CAP COLOR Transparent BLUE, LED BLUE, 1NO1NC, 100-120 VAC
A22NL-MGM-TAA-G102-AE | 7335 | 660979 | Pushbutton A22NL Ø22, bezel brushed metal, FULL GUARD, MOMENTARY, CAP COLOR Transparent BLUE, LED BLUE, 1NO1NC, 200-240 VAC
A22NL-MGM-TAA-G202-AC | 7335 | 659736 | Pushbutton A22NL Ø22, bezel brushed metal, FULL GUARD, MOMENTARY, CAP COLOR Transparent BLUE, LED BLUE, 2NC, 24 VDC
A22NL-MGM-TAA-G202-AD | 7335 | 660964 | Pushbutton A22NL Ø22, bezel brushed metal, FULL GUARD, MOMENTARY, CAP COLOR Transparent BLUE, LED BLUE, 2NC, 100-120 VAC
A22NL-MGM-TAA-G202-AE | 7335 | 665738 | Pushbutton A22NL Ø22, bezel brushed metal, FULL GUARD, MOMENTARY, CAP COLOR Transparent BLUE, LED BLUE, 2NC, 200-240 VAC
A22NL-MGM-TAA-P100-AC | 6725 | 673614 | Pushbutton A22NL Ø22, bezel brushed metal, FULL GUARD, MOMENTARY, CAP COLOR Transparent BLUE, LED BLUE, 1NO, 24 VDC, push-in terminal
A22NL-MGM-TAA-P102-AC | 7335 | 673631 | Pushbutton A22NL Ø22, bezel brushed metal, FULL GUARD, MOMENTARY, CAP COLOR Transparent BLUE, LED BLUE, 1NO1NC, 24 VDC, push-in terminal
A22NL-MGM-TGA-G002-GC | 6725 | 663558 | Pushbutton A22NL Ø22, bezel brushed metal, FULL GUARD, MOMENTARY, CAP COLOR Transparent GREEN, LED GREEN, 1NC, 24 VDC
A22NL-MGM-TGA-G002-GE | 6725 | 665720 | Pushbutton A22NL Ø22, bezel brushed metal, FULL GUARD, MOMENTARY, CAP COLOR Transparent GREEN, LED GREEN, 1NC, 200-240 VAC
A22NL-MGM-TGA-G100-GC | 6725 | 660728 | Pushbutton A22NL Ø22, bezel brushed metal, FULL GUARD, MOMENTARY, CAP COLOR Transparent GREEN, LED GREEN, 1NO, 24 VDC
A22NL-MGM-TGA-G100-GE | 6725 | 662925 | Pushbutton A22NL Ø22, bezel brushed metal, FULL GUARD, MOMENTARY, CAP COLOR Transparent GREEN, LED GREEN, 1NO, 200-240 VAC
A22NL-MGM-TGA-G101-GC | 7335 | 661218 | Pushbutton A22NL Ø22, bezel brushed metal, FULL GUARD, MOMENTARY, CAP COLOR Transparent GREEN, LED GREEN, 2NO, 24 VDC
A22NL-MGM-TGA-G101-GE | 7335 | 660036 | Pushbutton A22NL Ø22, bezel brushed metal, FULL GUARD, MOMENTARY, CAP COLOR Transparent GREEN, LED GREEN, 2NO, 200-240 VAC
A22NL-MGM-TGA-G102-GC | 7335 | 661608 | Pushbutton A22NL Ø22, bezel brushed metal, FULL GUARD, MOMENTARY, CAP COLOR Transparent GREEN, LED GREEN, 1NO1NC, 24 VDC
A22NL-MGM-TGA-G102-GE | 7335 | 662920 | Pushbutton A22NL Ø22, bezel brushed metal, FULL GUARD, MOMENTARY, CAP COLOR Transparent GREEN, LED GREEN, 1NO1NC, 200-240 VAC
A22NL-MGM-TGA-G202-GC | 7335 | 661612 | Pushbutton A22NL Ø22, bezel brushed metal, FULL GUARD, MOMENTARY, CAP COLOR Transparent GREEN, LED GREEN, 2NC, 24 VDC
A22NL-MGM-TGA-G202-GE | 7335 | 661910 | Pushbutton A22NL Ø22, bezel brushed metal, FULL GUARD, MOMENTARY, CAP COLOR Transparent GREEN, LED GREEN, 2NC, 200-240 VAC
A22NL-MGM-TGA-P100-GC | 6725 | 673616 | Pushbutton A22NL Ø22, bezel brushed metal, FULL GUARD, MOMENTARY, CAP COLOR Transparent GREEN, LED GREEN, 1NO, 24 VDC, push-in terminal
A22NL-MGM-TRA-G002-RC | 6725 | 661606 | Pushbutton A22NL Ø22, bezel brushed metal, FULL GUARD, MOMENTARY, CAP COLOR Transparent RED, LED RED, 1NC, 24 VDC
A22NL-MGM-TRA-G002-RE | 6725 | 662913 | Pushbutton A22NL Ø22, bezel brushed metal, FULL GUARD, MOMENTARY, CAP COLOR Transparent RED, LED RED, 1NC, 200-240 VAC
A22NL-MGM-TRA-G100-RC | 6725 | 666372 | Pushbutton A22NL Ø22, bezel brushed metal, FULL GUARD, MOMENTARY, CAP COLOR Transparent RED, LED RED, 1NO, 24 VDC
A22NL-MGM-TRA-G100-RE | 6725 | 663841 | Pushbutton A22NL Ø22, bezel brushed metal, FULL GUARD, MOMENTARY, CAP COLOR Transparent RED, LED RED, 1NO, 200-240 VAC
A22NL-MGM-TRA-G101-RC | 7335 | 662612 | Pushbutton A22NL Ø22, bezel brushed metal, FULL GUARD, MOMENTARY, CAP COLOR Transparent RED, LED RED, 2NO, 24 VDC
A22NL-MGM-TRA-G101-RE | 7335 | 664727 | Pushbutton A22NL Ø22, bezel brushed metal, FULL GUARD, MOMENTARY, CAP COLOR Transparent RED, LED RED, 2NO, 200-240 VAC
A22NL-MGM-TRA-G102-RC | 7335 | 664464 | Pushbutton A22NL Ø22, bezel brushed metal, FULL GUARD, MOMENTARY, CAP COLOR Transparent RED, LED RED, 1NO1NC, 24 VDC
A22NL-MGM-TRA-G102-RE | 7335 | 660035 | Pushbutton A22NL Ø22, bezel brushed metal, FULL GUARD, MOMENTARY, CAP COLOR Transparent RED, LED RED, 1NO1NC, 200-240 VAC
A22NL-MGM-TRA-G202-RC | 7335 | 663505 | Pushbutton A22NL Ø22, bezel brushed metal, FULL GUARD, MOMENTARY, CAP COLOR Transparent RED, LED RED, 2NC, 24 VDC
A22NL-MGM-TRA-G202-RE | 7335 | 665058 | Pushbutton A22NL Ø22, bezel brushed metal, FULL GUARD, MOMENTARY, CAP COLOR Transparent RED, LED RED, 2NC, 200-240 VAC
A22NL-MGM-TRA-P100-RC | 6725 | 673621 | Pushbutton A22NL Ø22, bezel brushed metal, FULL GUARD, MOMENTARY, CAP COLOR Transparent RED, LED RED, 1NO, 24 VDC, push-in terminal
A22NL-MGM-TWA-G002-WC | 6725 | 662636 | Pushbutton A22NL Ø22, bezel brushed metal, FULL GUARD, MOMENTARY, CAP COLOR Transparent WHITE, LED WHITE, 1NC, 24 VDC
A22NL-MGM-TWA-G002-WE | 6725 | 666657 | Pushbutton A22NL Ø22, bezel brushed metal, FULL GUARD, MOMENTARY, CAP COLOR Transparent WHITE, LED WHITE, 1NC, 200-240 VAC
A22NL-MGM-TWA-G100-WC | 6725 | 666282 | Pushbutton A22NL Ø22, bezel brushed metal, FULL GUARD, MOMENTARY, CAP COLOR Transparent WHITE, LED WHITE, 1NO, 24 VDC
A22NL-MGM-TWA-G100-WE | 6725 | 660978 | Pushbutton A22NL Ø22, bezel brushed metal, FULL GUARD, MOMENTARY, CAP COLOR Transparent WHITE, LED WHITE, 1NO, 200-240 VAC
A22NL-MGM-TWA-G101-WC | 7335 | 660691 | Pushbutton A22NL Ø22, bezel brushed metal, FULL GUARD, MOMENTARY, CAP COLOR Transparent WHITE, LED WHITE, 2NO, 24 VDC
A22NL-MGM-TWA-G101-WE | 7335 | 664731 | Pushbutton A22NL Ø22, bezel brushed metal, FULL GUARD, MOMENTARY, CAP COLOR Transparent WHITE, LED WHITE, 2NO, 200-240 VAC
A22NL-MGM-TWA-G102-WC | 7335 | 661597 | Pushbutton A22NL Ø22, bezel brushed metal, FULL GUARD, MOMENTARY, CAP COLOR Transparent WHITE, LED WHITE, 1NO1NC, 24 VDC
A22NL-MGM-TWA-G102-WE | 7335 | 666659 | Pushbutton A22NL Ø22, bezel brushed metal, FULL GUARD, MOMENTARY, CAP COLOR Transparent WHITE, LED WHITE, 1NO1NC, 200-240 VAC
A22NL-MGM-TWA-G202-WC | 7335 | 661666 | Pushbutton A22NL Ø22, bezel brushed metal, FULL GUARD, MOMENTARY, CAP COLOR Transparent WHITE, LED WHITE, 2NC, 24 VDC
A22NL-MGM-TWA-G202-WE | 7335 | 664749 | Pushbutton A22NL Ø22, bezel brushed metal, FULL GUARD, MOMENTARY, CAP COLOR Transparent WHITE, LED WHITE, 2NC, 200-240 VAC
A22NL-MGM-TWA-P102-WC | 7335 | 673653 | Pushbutton A22NL Ø22, bezel brushed metal, FULL GUARD, MOMENTARY, CAP COLOR Transparent WHITE, LED WHITE, 1NO1NC, 24 VDC, push-in terminal
A22NL-MGM-TYA-G002-YC | 6725 | 660591 | Pushbutton A22NL Ø22, bezel brushed metal, FULL GUARD, MOMENTARY, CAP COLOR Transparent YELLOW, LED YELLOW, 1NC, 24 VDC
A22NL-MGM-TYA-G002-YE | 6725 | 665744 | Pushbutton A22NL Ø22, bezel brushed metal, FULL GUARD, MOMENTARY, CAP COLOR Transparent YELLOW, LED YELLOW, 1NC, 200-240 VAC
A22NL-MGM-TYA-G100-YC | 6725 | 662177 | Pushbutton A22NL Ø22, bezel brushed metal, FULL GUARD, MOMENTARY, CAP COLOR Transparent YELLOW, LED YELLOW, 1NO, 24 VDC
A22NL-MGM-TYA-G100-YE | 6725 | 665739 | Pushbutton A22NL Ø22, bezel brushed metal, FULL GUARD, MOMENTARY, CAP COLOR Transparent YELLOW, LED YELLOW, 1NO, 200-240 VAC
A22NL-MGM-TYA-G101-YC | 7335 | 662620 | Pushbutton A22NL Ø22, bezel brushed metal, FULL GUARD, MOMENTARY, CAP COLOR Transparent YELLOW, LED YELLOW, 2NO, 24 VDC
A22NL-MGM-TYA-G101-YE | 7335 | 662214 | Pushbutton A22NL Ø22, bezel brushed metal, FULL GUARD, MOMENTARY, CAP COLOR Transparent YELLOW, LED YELLOW, 2NO, 200-240 VAC
A22NL-MGM-TYA-G102-YC | 7335 | 663504 | Pushbutton A22NL Ø22, bezel brushed metal, FULL GUARD, MOMENTARY, CAP COLOR Transparent YELLOW, LED YELLOW, 1NO1NC, 24 VDC
A22NL-MGM-TYA-G102-YE | 7335 | 660034 | Pushbutton A22NL Ø22, bezel brushed metal, FULL GUARD, MOMENTARY, CAP COLOR Transparent YELLOW, LED YELLOW, 1NO1NC, 200-240 VAC
A22NL-MGM-TYA-G202-YC | 7335 | 666307 | Pushbutton A22NL Ø22, bezel brushed metal, FULL GUARD, MOMENTARY, CAP COLOR Transparent YELLOW, LED YELLOW, 2NC, 24 VDC
A22NL-MGM-TYA-G202-YE | 7335 | 664734 | Pushbutton A22NL Ø22, bezel brushed metal, FULL GUARD, MOMENTARY, CAP COLOR Transparent YELLOW, LED YELLOW, 2NC, 200-240 VAC
A22NL-MMA-TAA-G002-AC | 6725 | 664091 | Pushbutton A22NL Ø22, bezel brushed metal, MUSHROOM, Alternate, CAP COLOR Transparent BLUE, LED BLUE, 1NC, 24 VDC
A22NL-MMA-TAA-G002-AD | 6725 | 662953 | Pushbutton A22NL Ø22, bezel brushed metal, MUSHROOM, Alternate, CAP COLOR Transparent BLUE, LED BLUE, 1NC, 100-120 VAC
A22NL-MMA-TAA-G002-AE | 6725 | 660657 | Pushbutton A22NL Ø22, bezel brushed metal, MUSHROOM, Alternate, CAP COLOR Transparent BLUE, LED BLUE, 1NC, 200-240 VAC
A22NL-MMA-TAA-G100-AC | 6725 | 665043 | Pushbutton A22NL Ø22, bezel brushed metal, MUSHROOM, Alternate, CAP COLOR Transparent BLUE, LED BLUE, 1NO, 24 VDC
A22NL-MMA-TAA-G100-AD | 6725 | 659756 | Pushbutton A22NL Ø22, bezel brushed metal, MUSHROOM, Alternate, CAP COLOR Transparent BLUE, LED BLUE, 1NO, 100-120 VAC
A22NL-MMA-TAA-G100-AE | 6725 | 667282 | Pushbutton A22NL Ø22, bezel brushed metal, MUSHROOM, Alternate, CAP COLOR Transparent BLUE, LED BLUE, 1NO, 200-240 VAC
A22NL-MMA-TAA-G101-AC | 7335 | 661905 | Pushbutton A22NL Ø22, bezel brushed metal, MUSHROOM, Alternate, CAP COLOR Transparent BLUE, LED BLUE, 2NO, 24 VDC
A22NL-MMA-TAA-G101-AD | 7335 | 665776 | Pushbutton A22NL Ø22, bezel brushed metal, MUSHROOM, Alternate, CAP COLOR Transparent BLUE, LED BLUE, 2NO, 100-120 VAC
A22NL-MMA-TAA-G101-AE | 7335 | 660658 | Pushbutton A22NL Ø22, bezel brushed metal, MUSHROOM, Alternate, CAP COLOR Transparent BLUE, LED BLUE, 2NO, 200-240 VAC
A22NL-MMA-TAA-G102-AC | 7335 | 664096 | Pushbutton A22NL Ø22, bezel brushed metal, MUSHROOM, Alternate, CAP COLOR Transparent BLUE, LED BLUE, 1NO1NC, 24 VDC
A22NL-MMA-TAA-G102-AD | 7335 | 664486 | Pushbutton A22NL Ø22, bezel brushed metal, MUSHROOM, Alternate, CAP COLOR Transparent BLUE, LED BLUE, 1NO1NC, 100-120 VAC
A22NL-MMA-TAA-G102-AE | 7335 | 664257 | Pushbutton A22NL Ø22, bezel brushed metal, MUSHROOM, Alternate, CAP COLOR Transparent BLUE, LED BLUE, 1NO1NC, 200-240 VAC
A22NL-MMA-TAA-G202-AC | 7335 | 660956 | Pushbutton A22NL Ø22, bezel brushed metal, MUSHROOM, Alternate, CAP COLOR Transparent BLUE, LED BLUE, 2NC, 24 VDC
A22NL-MMA-TAA-G202-AD | 7335 | 665764 | Pushbutton A22NL Ø22, bezel brushed metal, MUSHROOM, Alternate, CAP COLOR Transparent BLUE, LED BLUE, 2NC, 100-120 VAC
A22NL-MMA-TAA-G202-AE | 7335 | 662376 | Pushbutton A22NL Ø22, bezel brushed metal, MUSHROOM, Alternate, CAP COLOR Transparent BLUE, LED BLUE, 2NC, 200-240 VAC
A22NL-MMA-TGA-G002-GC | 6725 | 665037 | Pushbutton A22NL Ø22, bezel brushed metal, MUSHROOM, Alternate, CAP COLOR Transparent GREEN, LED GREEN, 1NC, 24 VDC
A22NL-MMA-TGA-G002-GE | 6725 | 665403 | Pushbutton A22NL Ø22, bezel brushed metal, MUSHROOM, Alternate, CAP COLOR Transparent GREEN, LED GREEN, 1NC, 200-240 VAC
A22NL-MMA-TGA-G100-GC | 6725 | 662901 | Pushbutton A22NL Ø22, bezel brushed metal, MUSHROOM, Alternate, CAP COLOR Transparent GREEN, LED GREEN, 1NO, 24 VDC
A22NL-MMA-TGA-G100-GE | 6725 | 667280 | Pushbutton A22NL Ø22, bezel brushed metal, MUSHROOM, Alternate, CAP COLOR Transparent GREEN, LED GREEN, 1NO, 200-240 VAC
A22NL-MMA-TGA-G101-GC | 7335 | 661024 | Pushbutton A22NL Ø22, bezel brushed metal, MUSHROOM, Alternate, CAP COLOR Transparent GREEN, LED GREEN, 2NO, 24 VDC
A22NL-MMA-TGA-G101-GE | 7335 | 663342 | Pushbutton A22NL Ø22, bezel brushed metal, MUSHROOM, Alternate, CAP COLOR Transparent GREEN, LED GREEN, 2NO, 200-240 VAC
A22NL-MMA-TGA-G102-GC | 7335 | 661907 | Pushbutton A22NL Ø22, bezel brushed metal, MUSHROOM, Alternate, CAP COLOR Transparent GREEN, LED GREEN, 1NO1NC, 24 VDC
A22NL-MMA-TGA-G102-GE | 7335 | 665401 | Pushbutton A22NL Ø22, bezel brushed metal, MUSHROOM, Alternate, CAP COLOR Transparent GREEN, LED GREEN, 1NO1NC, 200-240 VAC
A22NL-MMA-TGA-G202-GC | 7335 | 662976 | Pushbutton A22NL Ø22, bezel brushed metal, MUSHROOM, Alternate, CAP COLOR Transparent GREEN, LED GREEN, 2NC, 24 VDC
A22NL-MMA-TGA-G202-GE | 7335 | 667054 | Pushbutton A22NL Ø22, bezel brushed metal, MUSHROOM, Alternate, CAP COLOR Transparent GREEN, LED GREEN, 2NC, 200-240 VAC
A22NL-MMA-TRA-G002-RC | 6725 | 665713 | Pushbutton A22NL Ø22, bezel brushed metal, MUSHROOM, Alternate, CAP COLOR Transparent RED, LED RED, 1NC, 24 VDC
A22NL-MMA-TRA-G002-RE | 6725 | 662586 | Pushbutton A22NL Ø22, bezel brushed metal, MUSHROOM, Alternate, CAP COLOR Transparent RED, LED RED, 1NC, 200-240 VAC
A22NL-MMA-TRA-G100-RC | 6725 | 663911 | Pushbutton A22NL Ø22, bezel brushed metal, MUSHROOM, Alternate, CAP COLOR Transparent RED, LED RED, 1NO, 24 VDC
A22NL-MMA-TRA-G100-RE | 6725 | 663352 | Pushbutton A22NL Ø22, bezel brushed metal, MUSHROOM, Alternate, CAP COLOR Transparent RED, LED RED, 1NO, 200-240 VAC
A22NL-MMA-TRA-G101-RC | 7335 | 661978 | Pushbutton A22NL Ø22, bezel brushed metal, MUSHROOM, Alternate, CAP COLOR Transparent RED, LED RED, 2NO, 24 VDC
A22NL-MMA-TRA-G101-RE | 7335 | 664439 | Pushbutton A22NL Ø22, bezel brushed metal, MUSHROOM, Alternate, CAP COLOR Transparent RED, LED RED, 2NO, 200-240 VAC
A22NL-MMA-TRA-G102-RC | 7335 | 663836 | Pushbutton A22NL Ø22, bezel brushed metal, MUSHROOM, Alternate, CAP COLOR Transparent RED, LED RED, 1NO1NC, 24 VDC
A22NL-MMA-TRA-G102-RE | 7335 | 660655 | Pushbutton A22NL Ø22, bezel brushed metal, MUSHROOM, Alternate, CAP COLOR Transparent RED, LED RED, 1NO1NC, 200-240 VAC
A22NL-MMA-TRA-G202-RC | 7335 | 665788 | Pushbutton A22NL Ø22, bezel brushed metal, MUSHROOM, Alternate, CAP COLOR Transparent RED, LED RED, 2NC, 24 VDC
A22NL-MMA-TRA-G202-RE | 7335 | 667065 | Pushbutton A22NL Ø22, bezel brushed metal, MUSHROOM, Alternate, CAP COLOR Transparent RED, LED RED, 2NC, 200-240 VAC
A22NL-MMA-TWA-G002-WC | 6725 | 664822 | Pushbutton A22NL Ø22, bezel brushed metal, MUSHROOM, Alternate, CAP COLOR Transparent WHITE, LED WHITE, 1NC, 24 VDC
A22NL-MMA-TWA-G002-WE | 6725 | 665203 | Pushbutton A22NL Ø22, bezel brushed metal, MUSHROOM, Alternate, CAP COLOR Transparent WHITE, LED WHITE, 1NC, 200-240 VAC
A22NL-MMA-TWA-G100-WC | 6725 | 665999 | Pushbutton A22NL Ø22, bezel brushed metal, MUSHROOM, Alternate, CAP COLOR Transparent WHITE, LED WHITE, 1NO, 24 VDC
A22NL-MMA-TWA-G100-WE | 6725 | 662588 | Pushbutton A22NL Ø22, bezel brushed metal, MUSHROOM, Alternate, CAP COLOR Transparent WHITE, LED WHITE, 1NO, 200-240 VAC
A22NL-MMA-TWA-G101-WC | 7335 | 661989 | Pushbutton A22NL Ø22, bezel brushed metal, MUSHROOM, Alternate, CAP COLOR Transparent WHITE, LED WHITE, 2NO, 24 VDC
A22NL-MMA-TWA-G101-WE | 7335 | 666342 | Pushbutton A22NL Ø22, bezel brushed metal, MUSHROOM, Alternate, CAP COLOR Transparent WHITE, LED WHITE, 2NO, 200-240 VAC
A22NL-MMA-TWA-G102-WC | 7335 | 661967 | Pushbutton A22NL Ø22, bezel brushed metal, MUSHROOM, Alternate, CAP COLOR Transparent WHITE, LED WHITE, 1NO1NC, 24 VDC
A22NL-MMA-TWA-G102-WE | 7335 | 660436 | Pushbutton A22NL Ø22, bezel brushed metal, MUSHROOM, Alternate, CAP COLOR Transparent WHITE, LED WHITE, 1NO1NC, 200-240 VAC
A22NL-MMA-TWA-G202-WC | 7335 | 666697 | Pushbutton A22NL Ø22, bezel brushed metal, MUSHROOM, Alternate, CAP COLOR Transparent WHITE, LED WHITE, 2NC, 24 VDC
A22NL-MMA-TWA-G202-WE | 7335 | 660659 | Pushbutton A22NL Ø22, bezel brushed metal, MUSHROOM, Alternate, CAP COLOR Transparent WHITE, LED WHITE, 2NC, 200-240 VAC
A22NL-MMA-TYA-G002-YC | 6725 | 664095 | Pushbutton A22NL Ø22, bezel brushed metal, MUSHROOM, Alternate, CAP COLOR Transparent YELLOW, LED YELLOW, 1NC, 24 VDC
A22NL-MMA-TYA-G002-YE | 6725 | 661568 | Pushbutton A22NL Ø22, bezel brushed metal, MUSHROOM, Alternate, CAP COLOR Transparent YELLOW, LED YELLOW, 1NC, 200-240 VAC
A22NL-MMA-TYA-G100-YC | 6725 | 661979 | Pushbutton A22NL Ø22, bezel brushed metal, MUSHROOM, Alternate, CAP COLOR Transparent YELLOW, LED YELLOW, 1NO, 24 VDC
A22NL-MMA-TYA-G100-YE | 6725 | 665404 | Pushbutton A22NL Ø22, bezel brushed metal, MUSHROOM, Alternate, CAP COLOR Transparent YELLOW, LED YELLOW, 1NO, 200-240 VAC
A22NL-MMA-TYA-G101-YC | 7335 | 666903 | Pushbutton A22NL Ø22, bezel brushed metal, MUSHROOM, Alternate, CAP COLOR Transparent YELLOW, LED YELLOW, 2NO, 24 VDC
A22NL-MMA-TYA-G101-YE | 7335 | 664441 | Pushbutton A22NL Ø22, bezel brushed metal, MUSHROOM, Alternate, CAP COLOR Transparent YELLOW, LED YELLOW, 2NO, 200-240 VAC
A22NL-MMA-TYA-G102-YC | 7335 | 664817 | Pushbutton A22NL Ø22, bezel brushed metal, MUSHROOM, Alternate, CAP COLOR Transparent YELLOW, LED YELLOW, 1NO1NC, 24 VDC
A22NL-MMA-TYA-G102-YE | 7335 | 664247 | Pushbutton A22NL Ø22, bezel brushed metal, MUSHROOM, Alternate, CAP COLOR Transparent YELLOW, LED YELLOW, 1NO1NC, 200-240 VAC
A22NL-MMA-TYA-G202-YC | 7335 | 666641 | Pushbutton A22NL Ø22, bezel brushed metal, MUSHROOM, Alternate, CAP COLOR Transparent YELLOW, LED YELLOW, 2NC, 24 VDC
A22NL-MMA-TYA-G202-YE | 7335 | 662352 | Pushbutton A22NL Ø22, bezel brushed metal, MUSHROOM, Alternate, CAP COLOR Transparent YELLOW, LED YELLOW, 2NC, 200-240 VAC
A22NL-MMM-TAA-G002-AC | 6725 | 665445 | Pushbutton A22NL Ø22, bezel brushed metal, MUSHROOM, MOMENTARY, CAP COLOR Transparent BLUE, LED BLUE, 1NC, 24 VDC
A22NL-MMM-TAA-G002-AD | 6725 | 663864 | Pushbutton A22NL Ø22, bezel brushed metal, MUSHROOM, MOMENTARY, CAP COLOR Transparent BLUE, LED BLUE, 1NC, 100-120 VAC
A22NL-MMM-TAA-G002-AE | 6725 | 662911 | Pushbutton A22NL Ø22, bezel brushed metal, MUSHROOM, MOMENTARY, CAP COLOR Transparent BLUE, LED BLUE, 1NC, 200-240 VAC
A22NL-MMM-TAA-G100-AC | 6725 | 660276 | Pushbutton A22NL Ø22, bezel brushed metal, MUSHROOM, MOMENTARY, CAP COLOR Transparent BLUE, LED BLUE, 1NO, 24 VDC
A22NL-MMM-TAA-G100-AD | 6725 | 660033 | Pushbutton A22NL Ø22, bezel brushed metal, MUSHROOM, MOMENTARY, CAP COLOR Transparent BLUE, LED BLUE, 1NO, 100-120 VAC
A22NL-MMM-TAA-G100-AE | 6725 | 663215 | Pushbutton A22NL Ø22, bezel brushed metal, MUSHROOM, MOMENTARY, CAP COLOR Transparent BLUE, LED BLUE, 1NO, 200-240 VAC
A22NL-MMM-TAA-G101-AC | 7335 | 661607 | Pushbutton A22NL Ø22, bezel brushed metal, MUSHROOM, MOMENTARY, CAP COLOR Transparent BLUE, LED BLUE, 2NO, 24 VDC
A22NL-MMM-TAA-G101-AD | 7335 | 661908 | Pushbutton A22NL Ø22, bezel brushed metal, MUSHROOM, MOMENTARY, CAP COLOR Transparent BLUE, LED BLUE, 2NO, 100-120 VAC
A22NL-MMM-TAA-G101-AE | 7335 | 663849 | Pushbutton A22NL Ø22, bezel brushed metal, MUSHROOM, MOMENTARY, CAP COLOR Transparent BLUE, LED BLUE, 2NO, 200-240 VAC
A22NL-MMM-TAA-G102-AC | 7335 | 662528 | Pushbutton A22NL Ø22, bezel brushed metal, MUSHROOM, MOMENTARY, CAP COLOR Transparent BLUE, LED BLUE, 1NO1NC, 24 VDC
A22NL-MMM-TAA-G102-AD | 7335 | 663208 | Pushbutton A22NL Ø22, bezel brushed metal, MUSHROOM, MOMENTARY, CAP COLOR Transparent BLUE, LED BLUE, 1NO1NC, 100-120 VAC
A22NL-MMM-TAA-G102-AE | 7335 | 660962 | Pushbutton A22NL Ø22, bezel brushed metal, MUSHROOM, MOMENTARY, CAP COLOR Transparent BLUE, LED BLUE, 1NO1NC, 200-240 VAC
A22NL-MMM-TAA-G202-AC | 7335 | 664385 | Pushbutton A22NL Ø22, bezel brushed metal, MUSHROOM, MOMENTARY, CAP COLOR Transparent BLUE, LED BLUE, 2NC, 24 VDC
A22NL-MMM-TAA-G202-AD | 7335 | 665718 | Pushbutton A22NL Ø22, bezel brushed metal, MUSHROOM, MOMENTARY, CAP COLOR Transparent BLUE, LED BLUE, 2NC, 100-120 VAC
A22NL-MMM-TAA-G202-AE | 7335 | 661246 | Pushbutton A22NL Ø22, bezel brushed metal, MUSHROOM, MOMENTARY, CAP COLOR Transparent BLUE, LED BLUE, 2NC, 200-240 VAC
A22NL-MMM-TGA-G002-GC | 6725 | 660075 | Pushbutton A22NL Ø22, bezel brushed metal, MUSHROOM, MOMENTARY, CAP COLOR Transparent GREEN, LED GREEN, 1NC, 24 VDC
A22NL-MMM-TGA-G002-GE | 6725 | 664751 | Pushbutton A22NL Ø22, bezel brushed metal, MUSHROOM, MOMENTARY, CAP COLOR Transparent GREEN, LED GREEN, 1NC, 200-240 VAC
A22NL-MMM-TGA-G100-GC | 6725 | 666373 | Pushbutton A22NL Ø22, bezel brushed metal, MUSHROOM, MOMENTARY, CAP COLOR Transparent GREEN, LED GREEN, 1NO, 24 VDC
A22NL-MMM-TGA-G100-GE | 6725 | 665732 | Pushbutton A22NL Ø22, bezel brushed metal, MUSHROOM, MOMENTARY, CAP COLOR Transparent GREEN, LED GREEN, 1NO, 200-240 VAC
A22NL-MMM-TGA-G101-GC | 7335 | 665440 | Pushbutton A22NL Ø22, bezel brushed metal, MUSHROOM, MOMENTARY, CAP COLOR Transparent GREEN, LED GREEN, 2NO, 24 VDC
A22NL-MMM-TGA-G101-GE | 7335 | 666654 | Pushbutton A22NL Ø22, bezel brushed metal, MUSHROOM, MOMENTARY, CAP COLOR Transparent GREEN, LED GREEN, 2NO, 200-240 VAC
A22NL-MMM-TGA-G102-GC | 7335 | 665352 | Pushbutton A22NL Ø22, bezel brushed metal, MUSHROOM, MOMENTARY, CAP COLOR Transparent GREEN, LED GREEN, 1NO1NC, 24 VDC
A22NL-MMM-TGA-G102-GE | 7335 | 666647 | Pushbutton A22NL Ø22, bezel brushed metal, MUSHROOM, MOMENTARY, CAP COLOR Transparent GREEN, LED GREEN, 1NO1NC, 200-240 VAC
A22NL-MMM-TGA-G202-GC | 7335 | 663561 | Pushbutton A22NL Ø22, bezel brushed metal, MUSHROOM, MOMENTARY, CAP COLOR Transparent GREEN, LED GREEN, 2NC, 24 VDC
A22NL-MMM-TGA-G202-GE | 7335 | 663840 | Pushbutton A22NL Ø22, bezel brushed metal, MUSHROOM, MOMENTARY, CAP COLOR Transparent GREEN, LED GREEN, 2NC, 200-240 VAC
A22NL-MMM-TRA-G002-RC | 6725 | 665438 | Pushbutton A22NL Ø22, bezel brushed metal, MUSHROOM, MOMENTARY, CAP COLOR Transparent RED, LED RED, 1NC, 24 VDC
A22NL-MMM-TRA-G002-RE | 6725 | 662918 | Pushbutton A22NL Ø22, bezel brushed metal, MUSHROOM, MOMENTARY, CAP COLOR Transparent RED, LED RED, 1NC, 200-240 VAC
A22NL-MMM-TRA-G100-RC | 6725 | 665361 | Pushbutton A22NL Ø22, bezel brushed metal, MUSHROOM, MOMENTARY, CAP COLOR Transparent RED, LED RED, 1NO, 24 VDC
A22NL-MMM-TRA-G100-RE | 6725 | 663843 | Pushbutton A22NL Ø22, bezel brushed metal, MUSHROOM, MOMENTARY, CAP COLOR Transparent RED, LED RED, 1NO, 200-240 VAC
A22NL-MMM-TRA-G101-RC | 7335 | 662514 | Pushbutton A22NL Ø22, bezel brushed metal, MUSHROOM, MOMENTARY, CAP COLOR Transparent RED, LED RED, 2NO, 24 VDC
A22NL-MMM-TRA-G101-RE | 7335 | 660038 | Pushbutton A22NL Ø22, bezel brushed metal, MUSHROOM, MOMENTARY, CAP COLOR Transparent RED, LED RED, 2NO, 200-240 VAC
A22NL-MMM-TRA-G102-RC | 7335 | 664472 | Pushbutton A22NL Ø22, bezel brushed metal, MUSHROOM, MOMENTARY, CAP COLOR Transparent RED, LED RED, 1NO1NC, 24 VDC
A22NL-MMM-TRA-G102-RE | 7335 | 662904 | Pushbutton A22NL Ø22, bezel brushed metal, MUSHROOM, MOMENTARY, CAP COLOR Transparent RED, LED RED, 1NO1NC, 200-240 VAC
A22NL-MMM-TRA-G202-RC | 7335 | 663559 | Pushbutton A22NL Ø22, bezel brushed metal, MUSHROOM, MOMENTARY, CAP COLOR Transparent RED, LED RED, 2NC, 24 VDC
A22NL-MMM-TRA-G202-RE | 7335 | 660054 | Pushbutton A22NL Ø22, bezel brushed metal, MUSHROOM, MOMENTARY, CAP COLOR Transparent RED, LED RED, 2NC, 200-240 VAC
A22NL-MMM-TWA-G002-WC | 6725 | 661599 | Pushbutton A22NL Ø22, bezel brushed metal, MUSHROOM, MOMENTARY, CAP COLOR Transparent WHITE, LED WHITE, 1NC, 24 VDC
A22NL-MMM-TWA-G002-WE | 6725 | 660974 | Pushbutton A22NL Ø22, bezel brushed metal, MUSHROOM, MOMENTARY, CAP COLOR Transparent WHITE, LED WHITE, 1NC, 200-240 VAC
A22NL-MMM-TWA-G100-WC | 6725 | 665337 | Pushbutton A22NL Ø22, bezel brushed metal, MUSHROOM, MOMENTARY, CAP COLOR Transparent WHITE, LED WHITE, 1NO, 24 VDC
A22NL-MMM-TWA-G100-WE | 6725 | 662930 | Pushbutton A22NL Ø22, bezel brushed metal, MUSHROOM, MOMENTARY, CAP COLOR Transparent WHITE, LED WHITE, 1NO, 200-240 VAC
A22NL-MMM-TWA-G101-WC | 7335 | 663480 | Pushbutton A22NL Ø22, bezel brushed metal, MUSHROOM, MOMENTARY, CAP COLOR Transparent WHITE, LED WHITE, 2NO, 24 VDC
A22NL-MMM-TWA-G101-WE | 7335 | 665716 | Pushbutton A22NL Ø22, bezel brushed metal, MUSHROOM, MOMENTARY, CAP COLOR Transparent WHITE, LED WHITE, 2NO, 200-240 VAC
A22NL-MMM-TWA-G102-WC | 7335 | 666308 | Pushbutton A22NL Ø22, bezel brushed metal, MUSHROOM, MOMENTARY, CAP COLOR Transparent WHITE, LED WHITE, 1NO1NC, 24 VDC
A22NL-MMM-TWA-G102-WE | 7335 | 662926 | Pushbutton A22NL Ø22, bezel brushed metal, MUSHROOM, MOMENTARY, CAP COLOR Transparent WHITE, LED WHITE, 1NO1NC, 200-240 VAC
A22NL-MMM-TWA-G202-WC | 7335 | 665430 | Pushbutton A22NL Ø22, bezel brushed metal, MUSHROOM, MOMENTARY, CAP COLOR Transparent WHITE, LED WHITE, 2NC, 24 VDC
A22NL-MMM-TWA-G202-WE | 7335 | 666653 | Pushbutton A22NL Ø22, bezel brushed metal, MUSHROOM, MOMENTARY, CAP COLOR Transparent WHITE, LED WHITE, 2NC, 200-240 VAC
A22NL-MMM-TYA-G002-YC | 6725 | 661611 | Pushbutton A22NL Ø22, bezel brushed metal, MUSHROOM, MOMENTARY, CAP COLOR Transparent YELLOW, LED YELLOW, 1NC, 24 VDC
A22NL-MMM-TYA-G002-YE | 6725 | 663854 | Pushbutton A22NL Ø22, bezel brushed metal, MUSHROOM, MOMENTARY, CAP COLOR Transparent YELLOW, LED YELLOW, 1NC, 200-240 VAC
A22NL-MMM-TYA-G100-YC | 6725 | 666888 | Pushbutton A22NL Ø22, bezel brushed metal, MUSHROOM, MOMENTARY, CAP COLOR Transparent YELLOW, LED YELLOW, 1NO, 24 VDC
A22NL-MMM-TYA-G100-YE | 6725 | 666664 | Pushbutton A22NL Ø22, bezel brushed metal, MUSHROOM, MOMENTARY, CAP COLOR Transparent YELLOW, LED YELLOW, 1NO, 200-240 VAC
A22NL-MMM-TYA-G101-YC | 7335 | 665429 | Pushbutton A22NL Ø22, bezel brushed metal, MUSHROOM, MOMENTARY, CAP COLOR Transparent YELLOW, LED YELLOW, 2NO, 24 VDC
A22NL-MMM-TYA-G101-YE | 7335 | 664748 | Pushbutton A22NL Ø22, bezel brushed metal, MUSHROOM, MOMENTARY, CAP COLOR Transparent YELLOW, LED YELLOW, 2NO, 200-240 VAC
A22NL-MMM-TYA-G102-YC | 7335 | 665362 | Pushbutton A22NL Ø22, bezel brushed metal, MUSHROOM, MOMENTARY, CAP COLOR Transparent YELLOW, LED YELLOW, 1NO1NC, 24 VDC
A22NL-MMM-TYA-G102-YE | 7335 | 661919 | Pushbutton A22NL Ø22, bezel brushed metal, MUSHROOM, MOMENTARY, CAP COLOR Transparent YELLOW, LED YELLOW, 1NO1NC, 200-240 VAC
A22NL-MMM-TYA-G202-YC | 7335 | 659743 | Pushbutton A22NL Ø22, bezel brushed metal, MUSHROOM, MOMENTARY, CAP COLOR Transparent YELLOW, LED YELLOW, 2NC, 24 VDC
A22NL-MMM-TYA-G202-YE | 7335 | 663858 | Pushbutton A22NL Ø22, bezel brushed metal, MUSHROOM, MOMENTARY, CAP COLOR Transparent YELLOW, LED YELLOW, 2NC, 200-240 VAC
A22NL-MNA-TAA-G002-AC | 6725 | 662964 | Pushbutton A22NL Ø22, bezel brushed metal, FLAT, Alternate, CAP COLOR Transparent BLUE, LED BLUE, 1NC, 24 VDC
A22NL-MNA-TAA-G002-AE | 6725 | 662699 | Pushbutton A22NL Ø22, bezel brushed metal, FLAT, Alternate, CAP COLOR Transparent BLUE, LED BLUE, 1NC, 200-240 VAC
A22NL-MNA-TAA-G100-AC | 6725 | 665371 | Pushbutton A22NL Ø22, bezel brushed metal, FLAT, Alternate, CAP COLOR Transparent BLUE, LED BLUE, 1NO, 24 VDC
A22NL-MNA-TAA-G100-AE | 6725 | 661658 | Pushbutton A22NL Ø22, bezel brushed metal, FLAT, Alternate, CAP COLOR Transparent BLUE, LED BLUE, 1NO, 200-240 VAC
A22NL-MNA-TAA-G101-AC | 7335 | 661534 | Pushbutton A22NL Ø22, bezel brushed metal, FLAT, Alternate, CAP COLOR Transparent BLUE, LED BLUE, 2NO, 24 VDC
A22NL-MNA-TAA-G101-AE | 7335 | 666431 | Pushbutton A22NL Ø22, bezel brushed metal, FLAT, Alternate, CAP COLOR Transparent BLUE, LED BLUE, 2NO, 200-240 VAC
A22NL-MNA-TAA-G102-AC | 7335 | 660633 | Pushbutton A22NL Ø22, bezel brushed metal, FLAT, Alternate, CAP COLOR Transparent BLUE, LED BLUE, 1NO1NC, 24 VDC
A22NL-MNA-TAA-G102-AE | 7335 | 663602 | Pushbutton A22NL Ø22, bezel brushed metal, FLAT, Alternate, CAP COLOR Transparent BLUE, LED BLUE, 1NO1NC, 200-240 VAC
A22NL-MNA-TAA-G202-AC | 7335 | 665365 | Pushbutton A22NL Ø22, bezel brushed metal, FLAT, Alternate, CAP COLOR Transparent BLUE, LED BLUE, 2NC, 24 VDC
A22NL-MNA-TAA-G202-AE | 7335 | 666416 | Pushbutton A22NL Ø22, bezel brushed metal, FLAT, Alternate, CAP COLOR Transparent BLUE, LED BLUE, 2NC, 200-240 VAC
A22NL-MNA-TGA-G002-GC | 6725 | 665379 | Pushbutton A22NL Ø22, bezel brushed metal, FLAT, Alternate, CAP COLOR Transparent GREEN, LED GREEN, 1NC, 24 VDC
A22NL-MNA-TGA-G002-GE | 6725 | 660745 | Pushbutton A22NL Ø22, bezel brushed metal, FLAT, Alternate, CAP COLOR Transparent GREEN, LED GREEN, 1NC, 200-240 VAC
A22NL-MNA-TGA-G100-GC | 6725 | 665364 | Pushbutton A22NL Ø22, bezel brushed metal, FLAT, Alternate, CAP COLOR Transparent GREEN, LED GREEN, 1NO, 24 VDC
A22NL-MNA-TGA-G100-GE | 6725 | 660753 | Pushbutton A22NL Ø22, bezel brushed metal, FLAT, Alternate, CAP COLOR Transparent GREEN, LED GREEN, 1NO, 200-240 VAC
A22NL-MNA-TGA-G101-GC | 7335 | 664786 | Pushbutton A22NL Ø22, bezel brushed metal, FLAT, Alternate, CAP COLOR Transparent GREEN, LED GREEN, 2NO, 24 VDC
A22NL-MNA-TGA-G101-GE | 7335 | 663622 | Pushbutton A22NL Ø22, bezel brushed metal, FLAT, Alternate, CAP COLOR Transparent GREEN, LED GREEN, 2NO, 200-240 VAC
A22NL-MNA-TGA-G102-GC | 7335 | 661954 | Pushbutton A22NL Ø22, bezel brushed metal, FLAT, Alternate, CAP COLOR Transparent GREEN, LED GREEN, 1NO1NC, 24 VDC
A22NL-MNA-TGA-G102-GE | 7335 | 665522 | Pushbutton A22NL Ø22, bezel brushed metal, FLAT, Alternate, CAP COLOR Transparent GREEN, LED GREEN, 1NO1NC, 200-240 VAC
A22NL-MNA-TGA-G202-GC | 7335 | 662558 | Pushbutton A22NL Ø22, bezel brushed metal, FLAT, Alternate, CAP COLOR Transparent GREEN, LED GREEN, 2NC, 24 VDC
A22NL-MNA-TGA-G202-GE | 7335 | 660726 | Pushbutton A22NL Ø22, bezel brushed metal, FLAT, Alternate, CAP COLOR Transparent GREEN, LED GREEN, 2NC, 200-240 VAC
A22NL-MNA-TRA-G002-RC | 6725 | 662965 | Pushbutton A22NL Ø22, bezel brushed metal, FLAT, Alternate, CAP COLOR Transparent RED, LED RED, 1NC, 24 VDC
A22NL-MNA-TRA-G002-RE | 6725 | 664533 | Pushbutton A22NL Ø22, bezel brushed metal, FLAT, Alternate, CAP COLOR Transparent RED, LED RED, 1NC, 200-240 VAC
A22NL-MNA-TRA-G100-RC | 6725 | 663511 | Pushbutton A22NL Ø22, bezel brushed metal, FLAT, Alternate, CAP COLOR Transparent RED, LED RED, 1NO, 24 VDC
A22NL-MNA-TRA-G100-RE | 6725 | 660654 | Pushbutton A22NL Ø22, bezel brushed metal, FLAT, Alternate, CAP COLOR Transparent RED, LED RED, 1NO, 200-240 VAC
A22NL-MNA-TRA-G101-RC | 7335 | 661542 | Pushbutton A22NL Ø22, bezel brushed metal, FLAT, Alternate, CAP COLOR Transparent RED, LED RED, 2NO, 24 VDC
A22NL-MNA-TRA-G101-RE | 7335 | 660732 | Pushbutton A22NL Ø22, bezel brushed metal, FLAT, Alternate, CAP COLOR Transparent RED, LED RED, 2NO, 200-240 VAC
A22NL-MNA-TRA-G102-RC | 7335 | 660624 | Pushbutton A22NL Ø22, bezel brushed metal, FLAT, Alternate, CAP COLOR Transparent RED, LED RED, 1NO1NC, 24 VDC
A22NL-MNA-TRA-G102-RE | 7335 | 660653 | Pushbutton A22NL Ø22, bezel brushed metal, FLAT, Alternate, CAP COLOR Transparent RED, LED RED, 1NO1NC, 200-240 VAC
A22NL-MNA-TRA-G202-RC | 7335 | 661012 | Pushbutton A22NL Ø22, bezel brushed metal, FLAT, Alternate, CAP COLOR Transparent RED, LED RED, 2NC, 24 VDC
A22NL-MNA-TRA-G202-RE | 7335 | 664534 | Pushbutton A22NL Ø22, bezel brushed metal, FLAT, Alternate, CAP COLOR Transparent RED, LED RED, 2NC, 200-240 VAC
A22NL-MNA-TWA-G002-WC | 6725 | 660637 | Pushbutton A22NL Ø22, bezel brushed metal, FLAT, Alternate, CAP COLOR Transparent WHITE, LED WHITE, 1NC, 24 VDC
A22NL-MNA-TWA-G002-WD | 6725 | 660998 | Pushbutton A22NL Ø22, bezel brushed metal, FLAT, Alternate, CAP COLOR Transparent WHITE, LED WHITE, 1NC, 100-120 VAC
A22NL-MNA-TWA-G002-WE | 6725 | 661679 | Pushbutton A22NL Ø22, bezel brushed metal, FLAT, Alternate, CAP COLOR Transparent WHITE, LED WHITE, 1NC, 200-240 VAC
A22NL-MNA-TWA-G100-WC | 6725 | 662553 | Pushbutton A22NL Ø22, bezel brushed metal, FLAT, Alternate, CAP COLOR Transparent WHITE, LED WHITE, 1NO, 24 VDC
A22NL-MNA-TWA-G100-WD | 6725 | 663885 | Pushbutton A22NL Ø22, bezel brushed metal, FLAT, Alternate, CAP COLOR Transparent WHITE, LED WHITE, 1NO, 100-120 VAC
A22NL-MNA-TWA-G100-WE | 6725 | 659791 | Pushbutton A22NL Ø22, bezel brushed metal, FLAT, Alternate, CAP COLOR Transparent WHITE, LED WHITE, 1NO, 200-240 VAC
A22NL-MNA-TWA-G101-WC | 7335 | 660617 | Pushbutton A22NL Ø22, bezel brushed metal, FLAT, Alternate, CAP COLOR Transparent WHITE, LED WHITE, 2NO, 24 VDC
A22NL-MNA-TWA-G101-WD | 7335 | 660710 | Pushbutton A22NL Ø22, bezel brushed metal, FLAT, Alternate, CAP COLOR Transparent WHITE, LED WHITE, 2NO, 100-120 VAC
A22NL-MNA-TWA-G101-WE | 7335 | 665493 | Pushbutton A22NL Ø22, bezel brushed metal, FLAT, Alternate, CAP COLOR Transparent WHITE, LED WHITE, 2NO, 200-240 VAC
A22NL-MNA-TWA-G102-WC | 7335 | 660615 | Pushbutton A22NL Ø22, bezel brushed metal, FLAT, Alternate, CAP COLOR Transparent WHITE, LED WHITE, 1NO1NC, 24 VDC
A22NL-MNA-TWA-G102-WD | 7335 | 661634 | Pushbutton A22NL Ø22, bezel brushed metal, FLAT, Alternate, CAP COLOR Transparent WHITE, LED WHITE, 1NO1NC, 100-120 VAC
A22NL-MNA-TWA-G102-WE | 7335 | 665485 | Pushbutton A22NL Ø22, bezel brushed metal, FLAT, Alternate, CAP COLOR Transparent WHITE, LED WHITE, 1NO1NC, 200-240 VAC
A22NL-MNA-TWA-G202-WC | 7335 | 662561 | Pushbutton A22NL Ø22, bezel brushed metal, FLAT, Alternate, CAP COLOR Transparent WHITE, LED WHITE, 2NC, 24 VDC
A22NL-MNA-TWA-G202-WD | 7335 | 660066 | Pushbutton A22NL Ø22, bezel brushed metal, FLAT, Alternate, CAP COLOR Transparent WHITE, LED WHITE, 2NC, 100-120 VAC
A22NL-MNA-TWA-G202-WE | 7335 | 662674 | Pushbutton A22NL Ø22, bezel brushed metal, FLAT, Alternate, CAP COLOR Transparent WHITE, LED WHITE, 2NC, 200-240 VAC
A22NL-MNA-TYA-G002-YC | 6725 | 666322 | Pushbutton A22NL Ø22, bezel brushed metal, FLAT, Alternate, CAP COLOR Transparent YELLOW, LED YELLOW, 1NC, 24 VDC
A22NL-MNA-TYA-G002-YE | 6725 | 660744 | Pushbutton A22NL Ø22, bezel brushed metal, FLAT, Alternate, CAP COLOR Transparent YELLOW, LED YELLOW, 1NC, 200-240 VAC
A22NL-MNA-TYA-G100-YC | 6725 | 666318 | Pushbutton A22NL Ø22, bezel brushed metal, FLAT, Alternate, CAP COLOR Transparent YELLOW, LED YELLOW, 1NO, 24 VDC
A22NL-MNA-TYA-G100-YE | 6725 | 665506 | Pushbutton A22NL Ø22, bezel brushed metal, FLAT, Alternate, CAP COLOR Transparent YELLOW, LED YELLOW, 1NO, 200-240 VAC
A22NL-MNA-TYA-G101-YC | 7335 | 661530 | Pushbutton A22NL Ø22, bezel brushed metal, FLAT, Alternate, CAP COLOR Transparent YELLOW, LED YELLOW, 2NO, 24 VDC
A22NL-MNA-TYA-G101-YE | 7335 | 665494 | Pushbutton A22NL Ø22, bezel brushed metal, FLAT, Alternate, CAP COLOR Transparent YELLOW, LED YELLOW, 2NO, 200-240 VAC
A22NL-MNA-TYA-G102-YC | 7335 | 666315 | Pushbutton A22NL Ø22, bezel brushed metal, FLAT, Alternate, CAP COLOR Transparent YELLOW, LED YELLOW, 1NO1NC, 24 VDC
A22NL-MNA-TYA-G102-YE | 7335 | 665484 | Pushbutton A22NL Ø22, bezel brushed metal, FLAT, Alternate, CAP COLOR Transparent YELLOW, LED YELLOW, 1NO1NC, 200-240 VAC
A22NL-MNA-TYA-G202-YC | 7335 | 665782 | Pushbutton A22NL Ø22, bezel brushed metal, FLAT, Alternate, CAP COLOR Transparent YELLOW, LED YELLOW, 2NC, 24 VDC
A22NL-MNA-TYA-G202-YE | 7335 | 665486 | Pushbutton A22NL Ø22, bezel brushed metal, FLAT, Alternate, CAP COLOR Transparent YELLOW, LED YELLOW, 2NC, 200-240 VAC
A22NL-MNM-TAA-G002-AC | 6725 | 666036 | Pushbutton A22NL Ø22, bezel brushed metal, FLAT, MOMENTARY, CAP COLOR Transparent BLUE, LED BLUE, 1NC, 24 VDC
A22NL-MNM-TAA-G002-AE | 6725 | 665800 | Pushbutton A22NL Ø22, bezel brushed metal, FLAT, MOMENTARY, CAP COLOR Transparent BLUE, LED BLUE, 1NC, 200-240 VAC
A22NL-MNM-TAA-G100-AC | 6725 | 661264 | Pushbutton A22NL Ø22, bezel brushed metal, FLAT, MOMENTARY, CAP COLOR Transparent BLUE, LED BLUE, 1NO, 24 VDC
A22NL-MNM-TAA-G100-AE | 6725 | 660105 | Pushbutton A22NL Ø22, bezel brushed metal, FLAT, MOMENTARY, CAP COLOR Transparent BLUE, LED BLUE, 1NO, 200-240 VAC
A22NL-MNM-TAA-G101-AC | 7335 | 663273 | Pushbutton A22NL Ø22, bezel brushed metal, FLAT, MOMENTARY, CAP COLOR Transparent BLUE, LED BLUE, 2NO, 24 VDC
A22NL-MNM-TAA-G101-AE | 7335 | 660103 | Pushbutton A22NL Ø22, bezel brushed metal, FLAT, MOMENTARY, CAP COLOR Transparent BLUE, LED BLUE, 2NO, 200-240 VAC
A22NL-MNM-TAA-G102-AC | 7335 | 662170 | Pushbutton A22NL Ø22, bezel brushed metal, FLAT, MOMENTARY, CAP COLOR Transparent BLUE, LED BLUE, 1NO1NC, 24 VDC
A22NL-MNM-TAA-G102-AE | 7335 | 662903 | Pushbutton A22NL Ø22, bezel brushed metal, FLAT, MOMENTARY, CAP COLOR Transparent BLUE, LED BLUE, 1NO1NC, 200-240 VAC
A22NL-MNM-TAA-G202-AC | 7335 | 667234 | Pushbutton A22NL Ø22, bezel brushed metal, FLAT, MOMENTARY, CAP COLOR Transparent BLUE, LED BLUE, 2NC, 24 VDC
A22NL-MNM-TAA-G202-AE | 7335 | 664824 | Pushbutton A22NL Ø22, bezel brushed metal, FLAT, MOMENTARY, CAP COLOR Transparent BLUE, LED BLUE, 2NC, 200-240 VAC
A22NL-MNM-TAA-P102-AC | 7335 | 673384 | Pushbutton A22NL Ø22, bezel brushed metal, FLAT, MOMENTARY, CAP COLOR Transparent BLUE, LED BLUE, 1NO1NC, 24 VDC, push-in terminal
A22NL-MNM-TGA-G002-GC | 6725 | 664064 | Pushbutton A22NL Ø22, bezel brushed metal, FLAT, MOMENTARY, CAP COLOR Transparent GREEN, LED GREEN, 1NC, 24 VDC
A22NL-MNM-TGA-G002-GE | 6725 | 661982 | Pushbutton A22NL Ø22, bezel brushed metal, FLAT, MOMENTARY, CAP COLOR Transparent GREEN, LED GREEN, 1NC, 200-240 VAC
A22NL-MNM-TGA-G100-GC | 6725 | 667235 | Pushbutton A22NL Ø22, bezel brushed metal, FLAT, MOMENTARY, CAP COLOR Transparent GREEN, LED GREEN, 1NO, 24 VDC
A22NL-MNM-TGA-G100-GE | 6725 | 662969 | Pushbutton A22NL Ø22, bezel brushed metal, FLAT, MOMENTARY, CAP COLOR Transparent GREEN, LED GREEN, 1NO, 200-240 VAC
A22NL-MNM-TGA-G101-GC | 7335 | 662157 | Pushbutton A22NL Ø22, bezel brushed metal, FLAT, MOMENTARY, CAP COLOR Transparent GREEN, LED GREEN, 2NO, 24 VDC
A22NL-MNM-TGA-G101-GE | 7335 | 662902 | Pushbutton A22NL Ø22, bezel brushed metal, FLAT, MOMENTARY, CAP COLOR Transparent GREEN, LED GREEN, 2NO, 200-240 VAC
A22NL-MNM-TGA-G102-GC | 7335 | 659723 | Pushbutton A22NL Ø22, bezel brushed metal, FLAT, MOMENTARY, CAP COLOR Transparent GREEN, LED GREEN, 1NO1NC, 24 VDC
A22NL-MNM-TGA-G102-GE | 7335 | 664808 | Pushbutton A22NL Ø22, bezel brushed metal, FLAT, MOMENTARY, CAP COLOR Transparent GREEN, LED GREEN, 1NO1NC, 200-240 VAC
A22NL-MNM-TGA-G202-GC | 7335 | 663239 | Pushbutton A22NL Ø22, bezel brushed metal, FLAT, MOMENTARY, CAP COLOR Transparent GREEN, LED GREEN, 2NC, 24 VDC
A22NL-MNM-TGA-G202-GE | 7335 | 661026 | Pushbutton A22NL Ø22, bezel brushed metal, FLAT, MOMENTARY, CAP COLOR Transparent GREEN, LED GREEN, 2NC, 200-240 VAC
A22NL-MNM-TGA-P100-GC | 6725 | 673645 | Pushbutton A22NL Ø22, bezel brushed metal, FLAT, MOMENTARY, CAP COLOR Transparent GREEN, LED GREEN, 1NO, 24 VDC, push-in terminal
A22NL-MNM-TGA-P100-GE | 6735 | 675173 | Pushbutton A22NL Ø22, bezel brushed metal, FLAT, MOMENTARY, CAP COLOR Transparent GREEN, LED GREEN, 1NO, 200-240 VAC, push-in terminal
A22NL-MNM-TGA-P102-GC | 7335 | 673382 | Pushbutton A22NL Ø22, bezel brushed metal, FLAT, MOMENTARY, CAP COLOR Transparent GREEN, LED GREEN, 1NO1NC, 24 VDC, push-in terminal
A22NL-MNM-TRA-G002-RC | 6725 | 664393 | Pushbutton A22NL Ø22, bezel brushed metal, FLAT, MOMENTARY, CAP COLOR Transparent RED, LED RED, 1NC, 24 VDC
A22NL-MNM-TRA-G002-RE | 6725 | 663585 | Pushbutton A22NL Ø22, bezel brushed metal, FLAT, MOMENTARY, CAP COLOR Transparent RED, LED RED, 1NC, 200-240 VAC
A22NL-MNM-TRA-G100-RC | 6725 | 663495 | Pushbutton A22NL Ø22, bezel brushed metal, FLAT, MOMENTARY, CAP COLOR Transparent RED, LED RED, 1NO, 24 VDC
A22NL-MNM-TRA-G100-RE | 6725 | 666706 | Pushbutton A22NL Ø22, bezel brushed metal, FLAT, MOMENTARY, CAP COLOR Transparent RED, LED RED, 1NO, 200-240 VAC
A22NL-MNM-TRA-G101-RC | 7335 | 667239 | Pushbutton A22NL Ø22, bezel brushed metal, FLAT, MOMENTARY, CAP COLOR Transparent RED, LED RED, 2NO, 24 VDC
A22NL-MNM-TRA-G101-RE | 7335 | 661981 | Pushbutton A22NL Ø22, bezel brushed metal, FLAT, MOMENTARY, CAP COLOR Transparent RED, LED RED, 2NO, 200-240 VAC
A22NL-MNM-TRA-G102-RC | 7335 | 665973 | Pushbutton A22NL Ø22, bezel brushed metal, FLAT, MOMENTARY, CAP COLOR Transparent RED, LED RED, 1NO1NC, 24 VDC
A22NL-MNM-TRA-G102-RE | 7335 | 663213 | Pushbutton A22NL Ø22, bezel brushed metal, FLAT, MOMENTARY, CAP COLOR Transparent RED, LED RED, 1NO1NC, 200-240 VAC
A22NL-MNM-TRA-G202-RC | 7335 | 664394 | Pushbutton A22NL Ø22, bezel brushed metal, FLAT, MOMENTARY, CAP COLOR Transparent RED, LED RED, 2NC, 24 VDC
A22NL-MNM-TRA-G202-RE | 7335 | 664509 | Pushbutton A22NL Ø22, bezel brushed metal, FLAT, MOMENTARY, CAP COLOR Transparent RED, LED RED, 2NC, 200-240 VAC
A22NL-MNM-TRA-P002-RC | 9775 | 675143 | Pushbutton A22NL Ø22, bezel brushed metal, FLAT, MOMENTARY, CAP COLOR Transparent RED, LED RED, 1NC, 24 VDC, push-in terminal
A22NL-MNM-TRA-P102-RC | 7335 | 673423 | Pushbutton A22NL Ø22, bezel brushed metal, FLAT, MOMENTARY, CAP COLOR Transparent RED, LED RED, 1NO1NC, 24 VDC, push-in terminal
A22NL-MNM-TWA-G002-WC | 6725 | 663167 | Pushbutton A22NL Ø22, bezel brushed metal, FLAT, MOMENTARY, CAP COLOR Transparent WHITE, LED WHITE, 1NC, 24 VDC
A22NL-MNM-TWA-G002-WD | 6725 | 660301 | Pushbutton A22NL Ø22, bezel brushed metal, FLAT, MOMENTARY, CAP COLOR Transparent WHITE, LED WHITE, 1NC, 100-120 VAC
A22NL-MNM-TWA-G002-WE | 6725 | 661006 | Pushbutton A22NL Ø22, bezel brushed metal, FLAT, MOMENTARY, CAP COLOR Transparent WHITE, LED WHITE, 1NC, 200-240 VAC
A22NL-MNM-TWA-G100-WC | 6725 | 666887 | Pushbutton A22NL Ø22, bezel brushed metal, FLAT, MOMENTARY, CAP COLOR Transparent WHITE, LED WHITE, 1NO, 24 VDC
A22NL-MNM-TWA-G100-WD | 6725 | 665056 | Pushbutton A22NL Ø22, bezel brushed metal, FLAT, MOMENTARY, CAP COLOR Transparent WHITE, LED WHITE, 1NO, 100-120 VAC
A22NL-MNM-TWA-G100-WE | 6725 | 664809 | Pushbutton A22NL Ø22, bezel brushed metal, FLAT, MOMENTARY, CAP COLOR Transparent WHITE, LED WHITE, 1NO, 200-240 VAC
A22NL-MNM-TWA-G101-WC | 7335 | 665006 | Pushbutton A22NL Ø22, bezel brushed metal, FLAT, MOMENTARY, CAP COLOR Transparent WHITE, LED WHITE, 2NO, 24 VDC
A22NL-MNM-TWA-G101-WD | 7335 | 661928 | Pushbutton A22NL Ø22, bezel brushed metal, FLAT, MOMENTARY, CAP COLOR Transparent WHITE, LED WHITE, 2NO, 100-120 VAC
A22NL-MNM-TWA-G101-WE | 7335 | 661993 | Pushbutton A22NL Ø22, bezel brushed metal, FLAT, MOMENTARY, CAP COLOR Transparent WHITE, LED WHITE, 2NO, 200-240 VAC
A22NL-MNM-TWA-G102-WC | 7335 | 662530 | Pushbutton A22NL Ø22, bezel brushed metal, FLAT, MOMENTARY, CAP COLOR Transparent WHITE, LED WHITE, 1NO1NC, 24 VDC
A22NL-MNM-TWA-G102-WD | 7335 | 660989 | Pushbutton A22NL Ø22, bezel brushed metal, FLAT, MOMENTARY, CAP COLOR Transparent WHITE, LED WHITE, 1NO1NC, 100-120 VAC
A22NL-MNM-TWA-G102-WE | 7335 | 666705 | Pushbutton A22NL Ø22, bezel brushed metal, FLAT, MOMENTARY, CAP COLOR Transparent WHITE, LED WHITE, 1NO1NC, 200-240 VAC
A22NL-MNM-TWA-G202-WC | 7335 | 660273 | Pushbutton A22NL Ø22, bezel brushed metal, FLAT, MOMENTARY, CAP COLOR Transparent WHITE, LED WHITE, 2NC, 24 VDC
A22NL-MNM-TWA-G202-WD | 7335 | 660965 | Pushbutton A22NL Ø22, bezel brushed metal, FLAT, MOMENTARY, CAP COLOR Transparent WHITE, LED WHITE, 2NC, 100-120 VAC
A22NL-MNM-TWA-G202-WE | 7335 | 661983 | Pushbutton A22NL Ø22, bezel brushed metal, FLAT, MOMENTARY, CAP COLOR Transparent WHITE, LED WHITE, 2NC, 200-240 VAC
A22NL-MNM-TWA-P102-WC | 7335 | 673383 | Pushbutton A22NL Ø22, bezel brushed metal, FLAT, MOMENTARY, CAP COLOR Transparent WHITE, LED WHITE, 1NO1NC, 24 VDC, push-in terminal
A22NL-MNM-TYA-G002-YC | 6725 | 665977 | Pushbutton A22NL Ø22, bezel brushed metal, FLAT, MOMENTARY, CAP COLOR Transparent YELLOW, LED YELLOW, 1NC, 24 VDC
A22NL-MNM-TYA-G002-YE | 6725 | 665796 | Pushbutton A22NL Ø22, bezel brushed metal, FLAT, MOMENTARY, CAP COLOR Transparent YELLOW, LED YELLOW, 1NC, 200-240 VAC
A22NL-MNM-TYA-G100-YC | 6725 | 664390 | Pushbutton A22NL Ø22, bezel brushed metal, FLAT, MOMENTARY, CAP COLOR Transparent YELLOW, LED YELLOW, 1NO, 24 VDC
A22NL-MNM-TYA-G100-YE | 6725 | 661968 | Pushbutton A22NL Ø22, bezel brushed metal, FLAT, MOMENTARY, CAP COLOR Transparent YELLOW, LED YELLOW, 1NO, 200-240 VAC
A22NL-MNM-TYA-G101-YC | 7335 | 663186 | Pushbutton A22NL Ø22, bezel brushed metal, FLAT, MOMENTARY, CAP COLOR Transparent YELLOW, LED YELLOW, 2NO, 24 VDC
A22NL-MNM-TYA-G101-YE | 7335 | 661970 | Pushbutton A22NL Ø22, bezel brushed metal, FLAT, MOMENTARY, CAP COLOR Transparent YELLOW, LED YELLOW, 2NO, 200-240 VAC
A22NL-MNM-TYA-G102-YC | 7335 | 662532 | Pushbutton A22NL Ø22, bezel brushed metal, FLAT, MOMENTARY, CAP COLOR Transparent YELLOW, LED YELLOW, 1NO1NC, 24 VDC
A22NL-MNM-TYA-G102-YE | 7335 | 662980 | Pushbutton A22NL Ø22, bezel brushed metal, FLAT, MOMENTARY, CAP COLOR Transparent YELLOW, LED YELLOW, 1NO1NC, 200-240 VAC
A22NL-MNM-TYA-G202-YC | 7335 | 660257 | Pushbutton A22NL Ø22, bezel brushed metal, FLAT, MOMENTARY, CAP COLOR Transparent YELLOW, LED YELLOW, 2NC, 24 VDC
A22NL-MNM-TYA-G202-YE | 7335 | 662994 | Pushbutton A22NL Ø22, bezel brushed metal, FLAT, MOMENTARY, CAP COLOR Transparent YELLOW, LED YELLOW, 2NC, 200-240 VAC
A22NL-MPA-TAA-G002-AC | 6725 | 664816 | Pushbutton A22NL Ø22, bezel brushed metal, PROJECTED, Alternate, CAP COLOR Transparent BLUE, LED BLUE, 1NC, 24 VDC
A22NL-MPA-TAA-G002-AE | 6725 | 665195 | Pushbutton A22NL Ø22, bezel brushed metal, PROJECTED, Alternate, CAP COLOR Transparent BLUE, LED BLUE, 1NC, 200-240 VAC
A22NL-MPA-TAA-G100-AC | 6725 | 660032 | Pushbutton A22NL Ø22, bezel brushed metal, PROJECTED, Alternate, CAP COLOR Transparent BLUE, LED BLUE, 1NO, 24 VDC
A22NL-MPA-TAA-G100-AE | 6725 | 662353 | Pushbutton A22NL Ø22, bezel brushed metal, PROJECTED, Alternate, CAP COLOR Transparent BLUE, LED BLUE, 1NO, 200-240 VAC
A22NL-MPA-TAA-G101-AC | 7335 | 665783 | Pushbutton A22NL Ø22, bezel brushed metal, PROJECTED, Alternate, CAP COLOR Transparent BLUE, LED BLUE, 2NO, 24 VDC
A22NL-MPA-TAA-G101-AE | 7335 | 666162 | Pushbutton A22NL Ø22, bezel brushed metal, PROJECTED, Alternate, CAP COLOR Transparent BLUE, LED BLUE, 2NO, 200-240 VAC
A22NL-MPA-TAA-G102-AC | 7335 | 666712 | Pushbutton A22NL Ø22, bezel brushed metal, PROJECTED, Alternate, CAP COLOR Transparent BLUE, LED BLUE, 1NO1NC, 24 VDC
A22NL-MPA-TAA-G102-AE | 7335 | 662103 | Pushbutton A22NL Ø22, bezel brushed metal, PROJECTED, Alternate, CAP COLOR Transparent BLUE, LED BLUE, 1NO1NC, 200-240 VAC
A22NL-MPA-TAA-G202-AC | 7335 | 662979 | Pushbutton A22NL Ø22, bezel brushed metal, PROJECTED, Alternate, CAP COLOR Transparent BLUE, LED BLUE, 2NC, 24 VDC
A22NL-MPA-TAA-G202-AE | 7335 | 662587 | Pushbutton A22NL Ø22, bezel brushed metal, PROJECTED, Alternate, CAP COLOR Transparent BLUE, LED BLUE, 2NC, 200-240 VAC
A22NL-MPA-TGA-G002-GC | 6725 | 661011 | Pushbutton A22NL Ø22, bezel brushed metal, PROJECTED, Alternate, CAP COLOR Transparent GREEN, LED GREEN, 1NC, 24 VDC
A22NL-MPA-TGA-G002-GE | 6725 | 663597 | Pushbutton A22NL Ø22, bezel brushed metal, PROJECTED, Alternate, CAP COLOR Transparent GREEN, LED GREEN, 1NC, 200-240 VAC
A22NL-MPA-TGA-G100-GC | 6725 | 666688 | Pushbutton A22NL Ø22, bezel brushed metal, PROJECTED, Alternate, CAP COLOR Transparent GREEN, LED GREEN, 1NO, 24 VDC
A22NL-MPA-TGA-G100-GE | 6725 | 663601 | Pushbutton A22NL Ø22, bezel brushed metal, PROJECTED, Alternate, CAP COLOR Transparent GREEN, LED GREEN, 1NO, 200-240 VAC
A22NL-MPA-TGA-G101-GC | 7335 | 661014 | Pushbutton A22NL Ø22, bezel brushed metal, PROJECTED, Alternate, CAP COLOR Transparent GREEN, LED GREEN, 2NO, 24 VDC
A22NL-MPA-TGA-G101-GE | 7335 | 660223 | Pushbutton A22NL Ø22, bezel brushed metal, PROJECTED, Alternate, CAP COLOR Transparent GREEN, LED GREEN, 2NO, 200-240 VAC
A22NL-MPA-TGA-G102-GC | 7335 | 663521 | Pushbutton A22NL Ø22, bezel brushed metal, PROJECTED, Alternate, CAP COLOR Transparent GREEN, LED GREEN, 1NO1NC, 24 VDC
A22NL-MPA-TGA-G102-GE | 7335 | 664437 | Pushbutton A22NL Ø22, bezel brushed metal, PROJECTED, Alternate, CAP COLOR Transparent GREEN, LED GREEN, 1NO1NC, 200-240 VAC
A22NL-MPA-TGA-G202-GC | 7335 | 665385 | Pushbutton A22NL Ø22, bezel brushed metal, PROJECTED, Alternate, CAP COLOR Transparent GREEN, LED GREEN, 2NC, 24 VDC
A22NL-MPA-TGA-G202-GE | 7335 | 667279 | Pushbutton A22NL Ø22, bezel brushed metal, PROJECTED, Alternate, CAP COLOR Transparent GREEN, LED GREEN, 2NC, 200-240 VAC
A22NL-MPA-TRA-G002-RC | 6725 | 666898 | Pushbutton A22NL Ø22, bezel brushed metal, PROJECTED, Alternate, CAP COLOR Transparent RED, LED RED, 1NC, 24 VDC
A22NL-MPA-TRA-G002-RE | 6725 | 665399 | Pushbutton A22NL Ø22, bezel brushed metal, PROJECTED, Alternate, CAP COLOR Transparent RED, LED RED, 1NC, 200-240 VAC
A22NL-MPA-TRA-G100-RC | 6725 | 661535 | Pushbutton A22NL Ø22, bezel brushed metal, PROJECTED, Alternate, CAP COLOR Transparent RED, LED RED, 1NO, 24 VDC
A22NL-MPA-TRA-G100-RE | 6725 | 659790 | Pushbutton A22NL Ø22, bezel brushed metal, PROJECTED, Alternate, CAP COLOR Transparent RED, LED RED, 1NO, 200-240 VAC
A22NL-MPA-TRA-G101-RC | 7335 | 667256 | Pushbutton A22NL Ø22, bezel brushed metal, PROJECTED, Alternate, CAP COLOR Transparent RED, LED RED, 2NO, 24 VDC
A22NL-MPA-TRA-G101-RE | 7335 | 659799 | Pushbutton A22NL Ø22, bezel brushed metal, PROJECTED, Alternate, CAP COLOR Transparent RED, LED RED, 2NO, 200-240 VAC
A22NL-MPA-TRA-G102-RC | 7335 | 660619 | Pushbutton A22NL Ø22, bezel brushed metal, PROJECTED, Alternate, CAP COLOR Transparent RED, LED RED, 1NO1NC, 24 VDC
A22NL-MPA-TRA-G102-RE | 7335 | 665526 | Pushbutton A22NL Ø22, bezel brushed metal, PROJECTED, Alternate, CAP COLOR Transparent RED, LED RED, 1NO1NC, 200-240 VAC
A22NL-MPA-TRA-G202-RC | 7335 | 664409 | Pushbutton A22NL Ø22, bezel brushed metal, PROJECTED, Alternate, CAP COLOR Transparent RED, LED RED, 2NC, 24 VDC
A22NL-MPA-TRA-G202-RE | 7335 | 664541 | Pushbutton A22NL Ø22, bezel brushed metal, PROJECTED, Alternate, CAP COLOR Transparent RED, LED RED, 2NC, 200-240 VAC
A22NL-MPA-TWA-G002-WC | 6725 | 662983 | Pushbutton A22NL Ø22, bezel brushed metal, PROJECTED, Alternate, CAP COLOR Transparent WHITE, LED WHITE, 1NC, 24 VDC
A22NL-MPA-TWA-G002-WD | 6725 | 665473 | Pushbutton A22NL Ø22, bezel brushed metal, PROJECTED, Alternate, CAP COLOR Transparent WHITE, LED WHITE, 1NC, 100-120 VAC
A22NL-MPA-TWA-G002-WE | 6725 | 664947 | Pushbutton A22NL Ø22, bezel brushed metal, PROJECTED, Alternate, CAP COLOR Transparent WHITE, LED WHITE, 1NC, 200-240 VAC
A22NL-MPA-TWA-G100-WC | 6725 | 664419 | Pushbutton A22NL Ø22, bezel brushed metal, PROJECTED, Alternate, CAP COLOR Transparent WHITE, LED WHITE, 1NO, 24 VDC
A22NL-MPA-TWA-G100-WD | 6725 | 664473 | Pushbutton A22NL Ø22, bezel brushed metal, PROJECTED, Alternate, CAP COLOR Transparent WHITE, LED WHITE, 1NO, 100-120 VAC
A22NL-MPA-TWA-G100-WE | 6725 | 665400 | Pushbutton A22NL Ø22, bezel brushed metal, PROJECTED, Alternate, CAP COLOR Transparent WHITE, LED WHITE, 1NO, 200-240 VAC
A22NL-MPA-TWA-G101-WC | 7335 | 660961 | Pushbutton A22NL Ø22, bezel brushed metal, PROJECTED, Alternate, CAP COLOR Transparent WHITE, LED WHITE, 2NO, 24 VDC
A22NL-MPA-TWA-G101-WD | 7335 | 662647 | Pushbutton A22NL Ø22, bezel brushed metal, PROJECTED, Alternate, CAP COLOR Transparent WHITE, LED WHITE, 2NO, 100-120 VAC
A22NL-MPA-TWA-G101-WE | 7335 | 666344 | Pushbutton A22NL Ø22, bezel brushed metal, PROJECTED, Alternate, CAP COLOR Transparent WHITE, LED WHITE, 2NO, 200-240 VAC
A22NL-MPA-TWA-G102-WC | 7335 | 660100 | Pushbutton A22NL Ø22, bezel brushed metal, PROJECTED, Alternate, CAP COLOR Transparent WHITE, LED WHITE, 1NO1NC, 24 VDC
A22NL-MPA-TWA-G102-WD | 7335 | 662955 | Pushbutton A22NL Ø22, bezel brushed metal, PROJECTED, Alternate, CAP COLOR Transparent WHITE, LED WHITE, 1NO1NC, 100-120 VAC
A22NL-MPA-TWA-G102-WE | 7335 | 662102 | Pushbutton A22NL Ø22, bezel brushed metal, PROJECTED, Alternate, CAP COLOR Transparent WHITE, LED WHITE, 1NO1NC, 200-240 VAC
A22NL-MPA-TWA-G202-WC | 7335 | 664818 | Pushbutton A22NL Ø22, bezel brushed metal, PROJECTED, Alternate, CAP COLOR Transparent WHITE, LED WHITE, 2NC, 24 VDC
A22NL-MPA-TWA-G202-WD | 7335 | 665461 | Pushbutton A22NL Ø22, bezel brushed metal, PROJECTED, Alternate, CAP COLOR Transparent WHITE, LED WHITE, 2NC, 100-120 VAC
A22NL-MPA-TWA-G202-WE | 7335 | 664948 | Pushbutton A22NL Ø22, bezel brushed metal, PROJECTED, Alternate, CAP COLOR Transparent WHITE, LED WHITE, 2NC, 200-240 VAC
A22NL-MPA-TYA-G002-YC | 6725 | 665992 | Pushbutton A22NL Ø22, bezel brushed metal, PROJECTED, Alternate, CAP COLOR Transparent YELLOW, LED YELLOW, 1NC, 24 VDC
A22NL-MPA-TYA-G002-YE | 6725 | 661153 | Pushbutton A22NL Ø22, bezel brushed metal, PROJECTED, Alternate, CAP COLOR Transparent YELLOW, LED YELLOW, 1NC, 200-240 VAC
A22NL-MPA-TYA-G100-YC | 6725 | 661529 | Pushbutton A22NL Ø22, bezel brushed metal, PROJECTED, Alternate, CAP COLOR Transparent YELLOW, LED YELLOW, 1NO, 24 VDC
A22NL-MPA-TYA-G100-YE | 6725 | 660221 | Pushbutton A22NL Ø22, bezel brushed metal, PROJECTED, Alternate, CAP COLOR Transparent YELLOW, LED YELLOW, 1NO, 200-240 VAC
A22NL-MPA-TYA-G101-YC | 7335 | 660630 | Pushbutton A22NL Ø22, bezel brushed metal, PROJECTED, Alternate, CAP COLOR Transparent YELLOW, LED YELLOW, 2NO, 24 VDC
A22NL-MPA-TYA-G101-YE | 7335 | 662104 | Pushbutton A22NL Ø22, bezel brushed metal, PROJECTED, Alternate, CAP COLOR Transparent YELLOW, LED YELLOW, 2NO, 200-240 VAC
A22NL-MPA-TYA-G102-YC | 7335 | 665386 | Pushbutton A22NL Ø22, bezel brushed metal, PROJECTED, Alternate, CAP COLOR Transparent YELLOW, LED YELLOW, 1NO1NC, 24 VDC
A22NL-MPA-TYA-G102-YE | 7335 | 660224 | Pushbutton A22NL Ø22, bezel brushed metal, PROJECTED, Alternate, CAP COLOR Transparent YELLOW, LED YELLOW, 1NO1NC, 200-240 VAC
A22NL-MPA-TYA-G202-YC | 7335 | 665384 | Pushbutton A22NL Ø22, bezel brushed metal, PROJECTED, Alternate, CAP COLOR Transparent YELLOW, LED YELLOW, 2NC, 24 VDC
A22NL-MPA-TYA-G202-YE | 7335 | 662105 | Pushbutton A22NL Ø22, bezel brushed metal, PROJECTED, Alternate, CAP COLOR Transparent YELLOW, LED YELLOW, 2NC, 200-240 VAC
A22NL-MPM-TAA-G002-AC | 6725 | 663187 | Pushbutton A22NL Ø22, bezel brushed metal, PROJECTED, MOMENTARY, CAP COLOR Transparent BLUE, LED BLUE, 1NC, 24 VDC
A22NL-MPM-TAA-G002-AE | 6725 | 661917 | Pushbutton A22NL Ø22, bezel brushed metal, PROJECTED, MOMENTARY, CAP COLOR Transparent BLUE, LED BLUE, 1NC, 200-240 VAC
A22NL-MPM-TAA-G100-AC | 6725 | 666881 | Pushbutton A22NL Ø22, bezel brushed metal, PROJECTED, MOMENTARY, CAP COLOR Transparent BLUE, LED BLUE, 1NO, 24 VDC
A22NL-MPM-TAA-G100-AE | 6725 | 665717 | Pushbutton A22NL Ø22, bezel brushed metal, PROJECTED, MOMENTARY, CAP COLOR Transparent BLUE, LED BLUE, 1NO, 200-240 VAC
A22NL-MPM-TAA-G101-AC | 7335 | 661211 | Pushbutton A22NL Ø22, bezel brushed metal, PROJECTED, MOMENTARY, CAP COLOR Transparent BLUE, LED BLUE, 2NO, 24 VDC
A22NL-MPM-TAA-G101-AE | 7335 | 661911 | Pushbutton A22NL Ø22, bezel brushed metal, PROJECTED, MOMENTARY, CAP COLOR Transparent BLUE, LED BLUE, 2NO, 200-240 VAC
A22NL-MPM-TAA-G102-AC | 7335 | 665443 | Pushbutton A22NL Ø22, bezel brushed metal, PROJECTED, MOMENTARY, CAP COLOR Transparent BLUE, LED BLUE, 1NO1NC, 24 VDC
A22NL-MPM-TAA-G102-AE | 7335 | 662906 | Pushbutton A22NL Ø22, bezel brushed metal, PROJECTED, MOMENTARY, CAP COLOR Transparent BLUE, LED BLUE, 1NO1NC, 200-240 VAC
A22NL-MPM-TAA-G202-AC | 7335 | 660259 | Pushbutton A22NL Ø22, bezel brushed metal, PROJECTED, MOMENTARY, CAP COLOR Transparent BLUE, LED BLUE, 2NC, 24 VDC
A22NL-MPM-TAA-G202-AE | 7335 | 663214 | Pushbutton A22NL Ø22, bezel brushed metal, PROJECTED, MOMENTARY, CAP COLOR Transparent BLUE, LED BLUE, 2NC, 200-240 VAC
A22NL-MPM-TGA-G002-GC | 6725 | 663271 | Pushbutton A22NL Ø22, bezel brushed metal, PROJECTED, MOMENTARY, CAP COLOR Transparent GREEN, LED GREEN, 1NC, 24 VDC
A22NL-MPM-TGA-G002-GE | 6725 | 661906 | Pushbutton A22NL Ø22, bezel brushed metal, PROJECTED, MOMENTARY, CAP COLOR Transparent GREEN, LED GREEN, 1NC, 200-240 VAC
A22NL-MPM-TGA-G100-GC | 6725 | 663496 | Pushbutton A22NL Ø22, bezel brushed metal, PROJECTED, MOMENTARY, CAP COLOR Transparent GREEN, LED GREEN, 1NO, 24 VDC
A22NL-MPM-TGA-G100-GE | 6725 | 660096 | Pushbutton A22NL Ø22, bezel brushed metal, PROJECTED, MOMENTARY, CAP COLOR Transparent GREEN, LED GREEN, 1NO, 200-240 VAC
A22NL-MPM-TGA-G101-GC | 7335 | 662158 | Pushbutton A22NL Ø22, bezel brushed metal, PROJECTED, MOMENTARY, CAP COLOR Transparent GREEN, LED GREEN, 2NO, 24 VDC
A22NL-MPM-TGA-G101-GE | 7335 | 666707 | Pushbutton A22NL Ø22, bezel brushed metal, PROJECTED, MOMENTARY, CAP COLOR Transparent GREEN, LED GREEN, 2NO, 200-240 VAC
A22NL-MPM-TGA-G102-GC | 7335 | 665081 | Pushbutton A22NL Ø22, bezel brushed metal, PROJECTED, MOMENTARY, CAP COLOR Transparent GREEN, LED GREEN, 1NO1NC, 24 VDC
A22NL-MPM-TGA-G102-GE | 7335 | 661033 | Pushbutton A22NL Ø22, bezel brushed metal, PROJECTED, MOMENTARY, CAP COLOR Transparent GREEN, LED GREEN, 1NO1NC, 200-240 VAC
A22NL-MPM-TGA-G202-GC | 7335 | 663499 | Pushbutton A22NL Ø22, bezel brushed metal, PROJECTED, MOMENTARY, CAP COLOR Transparent GREEN, LED GREEN, 2NC, 24 VDC
A22NL-MPM-TGA-G202-GE | 7335 | 660957 | Pushbutton A22NL Ø22, bezel brushed metal, PROJECTED, MOMENTARY, CAP COLOR Transparent GREEN, LED GREEN, 2NC, 200-240 VAC
A22NL-MPM-TRA-G002-RC | 6725 | 662156 | Pushbutton A22NL Ø22, bezel brushed metal, PROJECTED, MOMENTARY, CAP COLOR Transparent RED, LED RED, 1NC, 24 VDC
A22NL-MPM-TRA-G002-RE | 6725 | 664819 | Pushbutton A22NL Ø22, bezel brushed metal, PROJECTED, MOMENTARY, CAP COLOR Transparent RED, LED RED, 1NC, 200-240 VAC
A22NL-MPM-TRA-G100-RC | 6725 | 665971 | Pushbutton A22NL Ø22, bezel brushed metal, PROJECTED, MOMENTARY, CAP COLOR Transparent RED, LED RED, 1NO, 24 VDC
A22NL-MPM-TRA-G100-RE | 6725 | 662993 | Pushbutton A22NL Ø22, bezel brushed metal, PROJECTED, MOMENTARY, CAP COLOR Transparent RED, LED RED, 1NO, 200-240 VAC
A22NL-MPM-TRA-G101-RC | 7335 | 660609 | Pushbutton A22NL Ø22, bezel brushed metal, PROJECTED, MOMENTARY, CAP COLOR Transparent RED, LED RED, 2NO, 24 VDC
A22NL-MPM-TRA-G101-RE | 7335 | 660031 | Pushbutton A22NL Ø22, bezel brushed metal, PROJECTED, MOMENTARY, CAP COLOR Transparent RED, LED RED, 2NO, 200-240 VAC
A22NL-MPM-TRA-G102-RC | 7335 | 661197 | Pushbutton A22NL Ø22, bezel brushed metal, PROJECTED, MOMENTARY, CAP COLOR Transparent RED, LED RED, 1NO1NC, 24 VDC
A22NL-MPM-TRA-G102-RE | 7335 | 661032 | Pushbutton A22NL Ø22, bezel brushed metal, PROJECTED, MOMENTARY, CAP COLOR Transparent RED, LED RED, 1NO1NC, 200-240 VAC
A22NL-MPM-TRA-G202-RC | 7335 | 660272 | Pushbutton A22NL Ø22, bezel brushed metal, PROJECTED, MOMENTARY, CAP COLOR Transparent RED, LED RED, 2NC, 24 VDC
A22NL-MPM-TRA-G202-RE | 7335 | 660959 | Pushbutton A22NL Ø22, bezel brushed metal, PROJECTED, MOMENTARY, CAP COLOR Transparent RED, LED RED, 2NC, 200-240 VAC
A22NL-MPM-TWA-G002-WC | 6725 | 661217 | Pushbutton A22NL Ø22, bezel brushed metal, PROJECTED, MOMENTARY, CAP COLOR Transparent WHITE, LED WHITE, 1NC, 24 VDC
A22NL-MPM-TWA-G002-WD | 6725 | 663856 | Pushbutton A22NL Ø22, bezel brushed metal, PROJECTED, MOMENTARY, CAP COLOR Transparent WHITE, LED WHITE, 1NC, 100-120 VAC
A22NL-MPM-TWA-G002-WE | 6725 | 666645 | Pushbutton A22NL Ø22, bezel brushed metal, PROJECTED, MOMENTARY, CAP COLOR Transparent WHITE, LED WHITE, 1NC, 200-240 VAC
A22NL-MPM-TWA-G100-WC | 6725 | 663272 | Pushbutton A22NL Ø22, bezel brushed metal, PROJECTED, MOMENTARY, CAP COLOR Transparent WHITE, LED WHITE, 1NO, 24 VDC
A22NL-MPM-TWA-G100-WD | 6725 | 660982 | Pushbutton A22NL Ø22, bezel brushed metal, PROJECTED, MOMENTARY, CAP COLOR Transparent WHITE, LED WHITE, 1NO, 100-120 VAC
A22NL-MPM-TWA-G100-WE | 6725 | 664728 | Pushbutton A22NL Ø22, bezel brushed metal, PROJECTED, MOMENTARY, CAP COLOR Transparent WHITE, LED WHITE, 1NO, 200-240 VAC
A22NL-MPM-TWA-G101-WC | 7335 | 664128 | Pushbutton A22NL Ø22, bezel brushed metal, PROJECTED, MOMENTARY, CAP COLOR Transparent WHITE, LED WHITE, 2NO, 24 VDC
A22NL-MPM-TWA-G101-WD | 7335 | 661936 | Pushbutton A22NL Ø22, bezel brushed metal, PROJECTED, MOMENTARY, CAP COLOR Transparent WHITE, LED WHITE, 2NO, 100-120 VAC
A22NL-MPM-TWA-G101-WE | 7335 | 666644 | Pushbutton A22NL Ø22, bezel brushed metal, PROJECTED, MOMENTARY, CAP COLOR Transparent WHITE, LED WHITE, 2NO, 200-240 VAC
A22NL-MPM-TWA-G102-WC | 7335 | 662295 | Pushbutton A22NL Ø22, bezel brushed metal, PROJECTED, MOMENTARY, CAP COLOR Transparent WHITE, LED WHITE, 1NO1NC, 24 VDC
A22NL-MPM-TWA-G102-WD | 7335 | 666671 | Pushbutton A22NL Ø22, bezel brushed metal, PROJECTED, MOMENTARY, CAP COLOR Transparent WHITE, LED WHITE, 1NO1NC, 100-120 VAC
A22NL-MPM-TWA-G102-WE | 7335 | 660970 | Pushbutton A22NL Ø22, bezel brushed metal, PROJECTED, MOMENTARY, CAP COLOR Transparent WHITE, LED WHITE, 1NO1NC, 200-240 VAC
A22NL-MPM-TWA-G202-WC | 7335 | 665421 | Pushbutton A22NL Ø22, bezel brushed metal, PROJECTED, MOMENTARY, CAP COLOR Transparent WHITE, LED WHITE, 2NC, 24 VDC
A22NL-MPM-TWA-G202-WD | 7335 | 665730 | Pushbutton A22NL Ø22, bezel brushed metal, PROJECTED, MOMENTARY, CAP COLOR Transparent WHITE, LED WHITE, 2NC, 100-120 VAC
A22NL-MPM-TWA-G202-WE | 7335 | 661913 | Pushbutton A22NL Ø22, bezel brushed metal, PROJECTED, MOMENTARY, CAP COLOR Transparent WHITE, LED WHITE, 2NC, 200-240 VAC
A22NL-MPM-TWA-P102-WC | 7335 | 673672 | Pushbutton A22NL Ø22, bezel brushed metal, PROJECTED, MOMENTARY, CAP COLOR Transparent WHITE, LED WHITE, 1NO1NC, 24 VDC, push-in terminal
A22NL-MPM-TYA-G002-YC | 6725 | 665024 | Pushbutton A22NL Ø22, bezel brushed metal, PROJECTED, MOMENTARY, CAP COLOR Transparent YELLOW, LED YELLOW, 1NC, 24 VDC
A22NL-MPM-TYA-G002-YE | 6725 | 660101 | Pushbutton A22NL Ø22, bezel brushed metal, PROJECTED, MOMENTARY, CAP COLOR Transparent YELLOW, LED YELLOW, 1NC, 200-240 VAC
A22NL-MPM-TYA-G100-YC | 6725 | 665121 | Pushbutton A22NL Ø22, bezel brushed metal, PROJECTED, MOMENTARY, CAP COLOR Transparent YELLOW, LED YELLOW, 1NO, 24 VDC
A22NL-MPM-TYA-G100-YE | 6725 | 660102 | Pushbutton A22NL Ø22, bezel brushed metal, PROJECTED, MOMENTARY, CAP COLOR Transparent YELLOW, LED YELLOW, 1NO, 200-240 VAC
A22NL-MPM-TYA-G101-YC | 7335 | 661517 | Pushbutton A22NL Ø22, bezel brushed metal, PROJECTED, MOMENTARY, CAP COLOR Transparent YELLOW, LED YELLOW, 2NO, 24 VDC
A22NL-MPM-TYA-G101-YE | 7335 | 664825 | Pushbutton A22NL Ø22, bezel brushed metal, PROJECTED, MOMENTARY, CAP COLOR Transparent YELLOW, LED YELLOW, 2NO, 200-240 VAC
A22NL-MPM-TYA-G102-YC | 7335 | 666299 | Pushbutton A22NL Ø22, bezel brushed metal, PROJECTED, MOMENTARY, CAP COLOR Transparent YELLOW, LED YELLOW, 1NO1NC, 24 VDC
A22NL-MPM-TYA-G102-YE | 7335 | 662995 | Pushbutton A22NL Ø22, bezel brushed metal, PROJECTED, MOMENTARY, CAP COLOR Transparent YELLOW, LED YELLOW, 1NO1NC, 200-240 VAC
A22NL-MPM-TYA-G202-YC | 7335 | 665976 | Pushbutton A22NL Ø22, bezel brushed metal, PROJECTED, MOMENTARY, CAP COLOR Transparent YELLOW, LED YELLOW, 2NC, 24 VDC
A22NL-MPM-TYA-G202-YE | 7335 | 661912 | Pushbutton A22NL Ø22, bezel brushed metal, PROJECTED, MOMENTARY, CAP COLOR Transparent YELLOW, LED YELLOW, 2NC, 200-240 VAC
A22NL-RMA-TAA-G002-AC | 6725 | 665743 | Pushbutton A22NL Ø22, bezel metal, MUSHROOM, Alternate, CAP COLOR Transparent BLUE, LED BLUE, 1NC, 24 VDC
A22NL-RMA-TAA-G002-AE | 6725 | 660769 | Pushbutton A22NL Ø22, bezel metal, MUSHROOM, Alternate, CAP COLOR Transparent BLUE, LED BLUE, 1NC, 200-240 VAC
A22NL-RMA-TAA-G100-AC | 6725 | 661239 | Pushbutton A22NL Ø22, bezel metal, MUSHROOM, Alternate, CAP COLOR Transparent BLUE, LED BLUE, 1NO, 24 VDC
A22NL-RMA-TAA-G100-AE | 6725 | 662390 | Pushbutton A22NL Ø22, bezel metal, MUSHROOM, Alternate, CAP COLOR Transparent BLUE, LED BLUE, 1NO, 200-240 VAC
A22NL-RMA-TAA-G101-AC | 7335 | 665736 | Pushbutton A22NL Ø22, bezel metal, MUSHROOM, Alternate, CAP COLOR Transparent BLUE, LED BLUE, 2NO, 24 VDC
A22NL-RMA-TAA-G101-AE | 7335 | 662380 | Pushbutton A22NL Ø22, bezel metal, MUSHROOM, Alternate, CAP COLOR Transparent BLUE, LED BLUE, 2NO, 200-240 VAC
A22NL-RMA-TAA-G102-AC | 7335 | 660057 | Pushbutton A22NL Ø22, bezel metal, MUSHROOM, Alternate, CAP COLOR Transparent BLUE, LED BLUE, 1NO1NC, 24 VDC
A22NL-RMA-TAA-G102-AE | 7335 | 661370 | Pushbutton A22NL Ø22, bezel metal, MUSHROOM, Alternate, CAP COLOR Transparent BLUE, LED BLUE, 1NO1NC, 200-240 VAC
A22NL-RMA-TAA-G202-AC | 7335 | 660990 | Pushbutton A22NL Ø22, bezel metal, MUSHROOM, Alternate, CAP COLOR Transparent BLUE, LED BLUE, 2NC, 24 VDC
A22NL-RMA-TAA-G202-AE | 7335 | 665553 | Pushbutton A22NL Ø22, bezel metal, MUSHROOM, Alternate, CAP COLOR Transparent BLUE, LED BLUE, 2NC, 200-240 VAC
A22NL-RMA-TGA-G002-GC | 6725 | 666669 | Pushbutton A22NL Ø22, bezel metal, MUSHROOM, Alternate, CAP COLOR Transparent GREEN, LED GREEN, 1NC, 24 VDC
A22NL-RMA-TGA-G002-GE | 6725 | 666830 | Pushbutton A22NL Ø22, bezel metal, MUSHROOM, Alternate, CAP COLOR Transparent GREEN, LED GREEN, 1NC, 200-240 VAC
A22NL-RMA-TGA-G100-GC | 6725 | 662924 | Pushbutton A22NL Ø22, bezel metal, MUSHROOM, Alternate, CAP COLOR Transparent GREEN, LED GREEN, 1NO, 24 VDC
A22NL-RMA-TGA-G100-GE | 6725 | 660459 | Pushbutton A22NL Ø22, bezel metal, MUSHROOM, Alternate, CAP COLOR Transparent GREEN, LED GREEN, 1NO, 200-240 VAC
A22NL-RMA-TGA-G101-GC | 7335 | 663850 | Pushbutton A22NL Ø22, bezel metal, MUSHROOM, Alternate, CAP COLOR Transparent GREEN, LED GREEN, 2NO, 24 VDC
A22NL-RMA-TGA-G101-GE | 7335 | 661707 | Pushbutton A22NL Ø22, bezel metal, MUSHROOM, Alternate, CAP COLOR Transparent GREEN, LED GREEN, 2NO, 200-240 VAC
A22NL-RMA-TGA-G102-GC | 7335 | 661924 | Pushbutton A22NL Ø22, bezel metal, MUSHROOM, Alternate, CAP COLOR Transparent GREEN, LED GREEN, 1NO1NC, 24 VDC
A22NL-RMA-TGA-G102-GE | 7335 | 663372 | Pushbutton A22NL Ø22, bezel metal, MUSHROOM, Alternate, CAP COLOR Transparent GREEN, LED GREEN, 1NO1NC, 200-240 VAC
A22NL-RMA-TGA-G202-GC | 7335 | 664759 | Pushbutton A22NL Ø22, bezel metal, MUSHROOM, Alternate, CAP COLOR Transparent GREEN, LED GREEN, 2NC, 24 VDC
A22NL-RMA-TGA-G202-GE | 7335 | 664027 | Pushbutton A22NL Ø22, bezel metal, MUSHROOM, Alternate, CAP COLOR Transparent GREEN, LED GREEN, 2NC, 200-240 VAC
A22NL-RMA-TRA-G002-RC | 6725 | 662200 | Pushbutton A22NL Ø22, bezel metal, MUSHROOM, Alternate, CAP COLOR Transparent RED, LED RED, 1NC, 24 VDC
A22NL-RMA-TRA-G002-RE | 6725 | 663635 | Pushbutton A22NL Ø22, bezel metal, MUSHROOM, Alternate, CAP COLOR Transparent RED, LED RED, 1NC, 200-240 VAC
A22NL-RMA-TRA-G100-RC | 6725 | 661240 | Pushbutton A22NL Ø22, bezel metal, MUSHROOM, Alternate, CAP COLOR Transparent RED, LED RED, 1NO, 24 VDC
A22NL-RMA-TRA-G100-RE | 6725 | 662384 | Pushbutton A22NL Ø22, bezel metal, MUSHROOM, Alternate, CAP COLOR Transparent RED, LED RED, 1NO, 200-240 VAC
A22NL-RMA-TRA-G101-RC | 7335 | 663857 | Pushbutton A22NL Ø22, bezel metal, MUSHROOM, Alternate, CAP COLOR Transparent RED, LED RED, 2NO, 24 VDC
A22NL-RMA-TRA-G101-RE | 7335 | 665211 | Pushbutton A22NL Ø22, bezel metal, MUSHROOM, Alternate, CAP COLOR Transparent RED, LED RED, 2NO, 200-240 VAC
A22NL-RMA-TRA-G102-RC | 7335 | 663863 | Pushbutton A22NL Ø22, bezel metal, MUSHROOM, Alternate, CAP COLOR Transparent RED, LED RED, 1NO1NC, 24 VDC
A22NL-RMA-TRA-G102-RE | 7335 | 661381 | Pushbutton A22NL Ø22, bezel metal, MUSHROOM, Alternate, CAP COLOR Transparent RED, LED RED, 1NO1NC, 200-240 VAC
A22NL-RMA-TRA-G202-RC | 7335 | 665724 | Pushbutton A22NL Ø22, bezel metal, MUSHROOM, Alternate, CAP COLOR Transparent RED, LED RED, 2NC, 24 VDC
A22NL-RMA-TRA-G202-RE | 7335 | 663120 | Pushbutton A22NL Ø22, bezel metal, MUSHROOM, Alternate, CAP COLOR Transparent RED, LED RED, 2NC, 200-240 VAC
A22NL-RMA-TWA-G002-WC | 6725 | 661935 | Pushbutton A22NL Ø22, bezel metal, MUSHROOM, Alternate, CAP COLOR Transparent WHITE, LED WHITE, 1NC, 24 VDC
A22NL-RMA-TWA-G002-WE | 6725 | 665916 | Pushbutton A22NL Ø22, bezel metal, MUSHROOM, Alternate, CAP COLOR Transparent WHITE, LED WHITE, 1NC, 200-240 VAC
A22NL-RMA-TWA-G100-WC | 6725 | 662208 | Pushbutton A22NL Ø22, bezel metal, MUSHROOM, Alternate, CAP COLOR Transparent WHITE, LED WHITE, 1NO, 24 VDC
A22NL-RMA-TWA-G100-WE | 6725 | 661379 | Pushbutton A22NL Ø22, bezel metal, MUSHROOM, Alternate, CAP COLOR Transparent WHITE, LED WHITE, 1NO, 200-240 VAC
A22NL-RMA-TWA-G101-WC | 7335 | 665726 | Pushbutton A22NL Ø22, bezel metal, MUSHROOM, Alternate, CAP COLOR Transparent WHITE, LED WHITE, 2NO, 24 VDC
A22NL-RMA-TWA-G101-WE | 7335 | 664031 | Pushbutton A22NL Ø22, bezel metal, MUSHROOM, Alternate, CAP COLOR Transparent WHITE, LED WHITE, 2NO, 200-240 VAC
A22NL-RMA-TWA-G102-WC | 7335 | 663870 | Pushbutton A22NL Ø22, bezel metal, MUSHROOM, Alternate, CAP COLOR Transparent WHITE, LED WHITE, 1NO1NC, 24 VDC
A22NL-RMA-TWA-G102-WE | 7335 | 665212 | Pushbutton A22NL Ø22, bezel metal, MUSHROOM, Alternate, CAP COLOR Transparent WHITE, LED WHITE, 1NO1NC, 200-240 VAC
A22NL-RMA-TWA-G202-WC | 7335 | 663862 | Pushbutton A22NL Ø22, bezel metal, MUSHROOM, Alternate, CAP COLOR Transparent WHITE, LED WHITE, 2NC, 24 VDC
A22NL-RMA-TWA-G202-WE | 7335 | 661371 | Pushbutton A22NL Ø22, bezel metal, MUSHROOM, Alternate, CAP COLOR Transparent WHITE, LED WHITE, 2NC, 200-240 VAC
A22NL-RMA-TYA-G002-YC | 6725 | 662935 | Pushbutton A22NL Ø22, bezel metal, MUSHROOM, Alternate, CAP COLOR Transparent YELLOW, LED YELLOW, 1NC, 24 VDC
A22NL-RMA-TYA-G002-YE | 6725 | 662391 | Pushbutton A22NL Ø22, bezel metal, MUSHROOM, Alternate, CAP COLOR Transparent YELLOW, LED YELLOW, 1NC, 200-240 VAC
A22NL-RMA-TYA-G100-YC | 6725 | 666643 | Pushbutton A22NL Ø22, bezel metal, MUSHROOM, Alternate, CAP COLOR Transparent YELLOW, LED YELLOW, 1NO, 24 VDC
A22NL-RMA-TYA-G100-YE | 6725 | 663359 | Pushbutton A22NL Ø22, bezel metal, MUSHROOM, Alternate, CAP COLOR Transparent YELLOW, LED YELLOW, 1NO, 200-240 VAC
A22NL-RMA-TYA-G101-YC | 7335 | 665746 | Pushbutton A22NL Ø22, bezel metal, MUSHROOM, Alternate, CAP COLOR Transparent YELLOW, LED YELLOW, 2NO, 24 VDC
A22NL-RMA-TYA-G101-YE | 7335 | 660473 | Pushbutton A22NL Ø22, bezel metal, MUSHROOM, Alternate, CAP COLOR Transparent YELLOW, LED YELLOW, 2NO, 200-240 VAC
A22NL-RMA-TYA-G102-YC | 7335 | 664757 | Pushbutton A22NL Ø22, bezel metal, MUSHROOM, Alternate, CAP COLOR Transparent YELLOW, LED YELLOW, 1NO1NC, 24 VDC
A22NL-RMA-TYA-G102-YE | 7335 | 661167 | Pushbutton A22NL Ø22, bezel metal, MUSHROOM, Alternate, CAP COLOR Transparent YELLOW, LED YELLOW, 1NO1NC, 200-240 VAC
A22NL-RMA-TYA-G202-YC | 7335 | 661941 | Pushbutton A22NL Ø22, bezel metal, MUSHROOM, Alternate, CAP COLOR Transparent YELLOW, LED YELLOW, 2NC, 24 VDC
A22NL-RMA-TYA-G202-YE | 7335 | 664958 | Pushbutton A22NL Ø22, bezel metal, MUSHROOM, Alternate, CAP COLOR Transparent YELLOW, LED YELLOW, 2NC, 200-240 VAC
A22NL-RMM-TAA-G002-AC | 6725 | 662181 | Pushbutton A22NL Ø22, bezel metal, MUSHROOM, MOMENTARY, CAP COLOR Transparent BLUE, LED BLUE, 1NC, 24 VDC
A22NL-RMM-TAA-G002-AE | 6725 | 664774 | Pushbutton A22NL Ø22, bezel metal, MUSHROOM, MOMENTARY, CAP COLOR Transparent BLUE, LED BLUE, 1NC, 200-240 VAC
A22NL-RMM-TAA-G100-AC | 6725 | 659805 | Pushbutton A22NL Ø22, bezel metal, MUSHROOM, MOMENTARY, CAP COLOR Transparent BLUE, LED BLUE, 1NO, 24 VDC
A22NL-RMM-TAA-G100-AE | 6725 | 660063 | Pushbutton A22NL Ø22, bezel metal, MUSHROOM, MOMENTARY, CAP COLOR Transparent BLUE, LED BLUE, 1NO, 200-240 VAC
A22NL-RMM-TAA-G101-AC | 7335 | 665027 | Pushbutton A22NL Ø22, bezel metal, MUSHROOM, MOMENTARY, CAP COLOR Transparent BLUE, LED BLUE, 2NO, 24 VDC
A22NL-RMM-TAA-G101-AE | 7335 | 663890 | Pushbutton A22NL Ø22, bezel metal, MUSHROOM, MOMENTARY, CAP COLOR Transparent BLUE, LED BLUE, 2NO, 200-240 VAC
A22NL-RMM-TAA-G102-AC | 7335 | 666408 | Pushbutton A22NL Ø22, bezel metal, MUSHROOM, MOMENTARY, CAP COLOR Transparent BLUE, LED BLUE, 1NO1NC, 24 VDC
A22NL-RMM-TAA-G102-AE | 7335 | 664791 | Pushbutton A22NL Ø22, bezel metal, MUSHROOM, MOMENTARY, CAP COLOR Transparent BLUE, LED BLUE, 1NO1NC, 200-240 VAC
A22NL-RMM-TAA-G202-AC | 7335 | 661684 | Pushbutton A22NL Ø22, bezel metal, MUSHROOM, MOMENTARY, CAP COLOR Transparent BLUE, LED BLUE, 2NC, 24 VDC
A22NL-RMM-TAA-G202-AE | 7335 | 660080 | Pushbutton A22NL Ø22, bezel metal, MUSHROOM, MOMENTARY, CAP COLOR Transparent BLUE, LED BLUE, 2NC, 200-240 VAC
A22NL-RMM-TGA-G002-GC | 6725 | 666437 | Pushbutton A22NL Ø22, bezel metal, MUSHROOM, MOMENTARY, CAP COLOR Transparent GREEN, LED GREEN, 1NC, 24 VDC
A22NL-RMM-TGA-G002-GE | 6725 | 661937 | Pushbutton A22NL Ø22, bezel metal, MUSHROOM, MOMENTARY, CAP COLOR Transparent GREEN, LED GREEN, 1NC, 200-240 VAC
A22NL-RMM-TGA-G100-GC | 6725 | 662628 | Pushbutton A22NL Ø22, bezel metal, MUSHROOM, MOMENTARY, CAP COLOR Transparent GREEN, LED GREEN, 1NO, 24 VDC
A22NL-RMM-TGA-G100-GE | 6725 | 663866 | Pushbutton A22NL Ø22, bezel metal, MUSHROOM, MOMENTARY, CAP COLOR Transparent GREEN, LED GREEN, 1NO, 200-240 VAC
A22NL-RMM-TGA-G101-GC | 7335 | 662545 | Pushbutton A22NL Ø22, bezel metal, MUSHROOM, MOMENTARY, CAP COLOR Transparent GREEN, LED GREEN, 2NO, 24 VDC
A22NL-RMM-TGA-G101-GE | 7335 | 666145 | Pushbutton A22NL Ø22, bezel metal, MUSHROOM, MOMENTARY, CAP COLOR Transparent GREEN, LED GREEN, 2NO, 200-240 VAC
A22NL-RMM-TGA-G102-GC | 7335 | 659827 | Pushbutton A22NL Ø22, bezel metal, MUSHROOM, MOMENTARY, CAP COLOR Transparent GREEN, LED GREEN, 1NO1NC, 24 VDC
A22NL-RMM-TGA-G102-GE | 7335 | 666146 | Pushbutton A22NL Ø22, bezel metal, MUSHROOM, MOMENTARY, CAP COLOR Transparent GREEN, LED GREEN, 1NO1NC, 200-240 VAC
A22NL-RMM-TGA-G202-GC | 7335 | 665989 | Pushbutton A22NL Ø22, bezel metal, MUSHROOM, MOMENTARY, CAP COLOR Transparent GREEN, LED GREEN, 2NC, 24 VDC
A22NL-RMM-TGA-G202-GE | 7335 | 662947 | Pushbutton A22NL Ø22, bezel metal, MUSHROOM, MOMENTARY, CAP COLOR Transparent GREEN, LED GREEN, 2NC, 200-240 VAC
A22NL-RMM-TRA-G002-RC | 6725 | 665464 | Pushbutton A22NL Ø22, bezel metal, MUSHROOM, MOMENTARY, CAP COLOR Transparent RED, LED RED, 1NC, 24 VDC
A22NL-RMM-TRA-G002-RE | 6725 | 666683 | Pushbutton A22NL Ø22, bezel metal, MUSHROOM, MOMENTARY, CAP COLOR Transparent RED, LED RED, 1NC, 200-240 VAC
A22NL-RMM-TRA-G100-RC | 6725 | 662644 | Pushbutton A22NL Ø22, bezel metal, MUSHROOM, MOMENTARY, CAP COLOR Transparent RED, LED RED, 1NO, 24 VDC
A22NL-RMM-TRA-G100-RE | 6725 | 666681 | Pushbutton A22NL Ø22, bezel metal, MUSHROOM, MOMENTARY, CAP COLOR Transparent RED, LED RED, 1NO, 200-240 VAC
A22NL-RMM-TRA-G101-RC | 7335 | 659813 | Pushbutton A22NL Ø22, bezel metal, MUSHROOM, MOMENTARY, CAP COLOR Transparent RED, LED RED, 2NO, 24 VDC
A22NL-RMM-TRA-G101-RE | 7335 | 664768 | Pushbutton A22NL Ø22, bezel metal, MUSHROOM, MOMENTARY, CAP COLOR Transparent RED, LED RED, 2NO, 200-240 VAC
A22NL-RMM-TRA-G102-RC | 7335 | 666452 | Pushbutton A22NL Ø22, bezel metal, MUSHROOM, MOMENTARY, CAP COLOR Transparent RED, LED RED, 1NO1NC, 24 VDC
A22NL-RMM-TRA-G102-RE | 7335 | 662934 | Pushbutton A22NL Ø22, bezel metal, MUSHROOM, MOMENTARY, CAP COLOR Transparent RED, LED RED, 1NO1NC, 200-240 VAC
A22NL-RMM-TRA-G202-RC | 7335 | 663630 | Pushbutton A22NL Ø22, bezel metal, MUSHROOM, MOMENTARY, CAP COLOR Transparent RED, LED RED, 2NC, 24 VDC
A22NL-RMM-TRA-G202-RE | 7335 | 664760 | Pushbutton A22NL Ø22, bezel metal, MUSHROOM, MOMENTARY, CAP COLOR Transparent RED, LED RED, 2NC, 200-240 VAC
A22NL-RMM-TWA-G002-WC | 6725 | 660755 | Pushbutton A22NL Ø22, bezel metal, MUSHROOM, MOMENTARY, CAP COLOR Transparent WHITE, LED WHITE, 1NC, 24 VDC
A22NL-RMM-TWA-G002-WE | 6725 | 666680 | Pushbutton A22NL Ø22, bezel metal, MUSHROOM, MOMENTARY, CAP COLOR Transparent WHITE, LED WHITE, 1NC, 200-240 VAC
A22NL-RMM-TWA-G100-WC | 6725 | 664544 | Pushbutton A22NL Ø22, bezel metal, MUSHROOM, MOMENTARY, CAP COLOR Transparent WHITE, LED WHITE, 1NO, 24 VDC
A22NL-RMM-TWA-G100-WE | 6725 | 661957 | Pushbutton A22NL Ø22, bezel metal, MUSHROOM, MOMENTARY, CAP COLOR Transparent WHITE, LED WHITE, 1NO, 200-240 VAC
A22NL-RMM-TWA-G101-WC | 7335 | 665028 | Pushbutton A22NL Ø22, bezel metal, MUSHROOM, MOMENTARY, CAP COLOR Transparent WHITE, LED WHITE, 2NO, 24 VDC
A22NL-RMM-TWA-G101-WE | 7335 | 664227 | Pushbutton A22NL Ø22, bezel metal, MUSHROOM, MOMENTARY, CAP COLOR Transparent WHITE, LED WHITE, 2NO, 200-240 VAC
A22NL-RMM-TWA-G102-WC | 7335 | 662637 | Pushbutton A22NL Ø22, bezel metal, MUSHROOM, MOMENTARY, CAP COLOR Transparent WHITE, LED WHITE, 1NO1NC, 24 VDC
A22NL-RMM-TWA-G102-WE | 7335 | 662959 | Pushbutton A22NL Ø22, bezel metal, MUSHROOM, MOMENTARY, CAP COLOR Transparent WHITE, LED WHITE, 1NO1NC, 200-240 VAC
A22NL-RMM-TWA-G202-WC | 7335 | 664552 | Pushbutton A22NL Ø22, bezel metal, MUSHROOM, MOMENTARY, CAP COLOR Transparent WHITE, LED WHITE, 2NC, 24 VDC
A22NL-RMM-TWA-G202-WE | 7335 | 662945 | Pushbutton A22NL Ø22, bezel metal, MUSHROOM, MOMENTARY, CAP COLOR Transparent WHITE, LED WHITE, 2NC, 200-240 VAC
A22NL-RMM-TYA-G002-YC | 6725 | 661225 | Pushbutton A22NL Ø22, bezel metal, MUSHROOM, MOMENTARY, CAP COLOR Transparent YELLOW, LED YELLOW, 1NC, 24 VDC
A22NL-RMM-TYA-G002-YE | 6725 | 665769 | Pushbutton A22NL Ø22, bezel metal, MUSHROOM, MOMENTARY, CAP COLOR Transparent YELLOW, LED YELLOW, 1NC, 200-240 VAC
A22NL-RMM-TYA-G100-YC | 6725 | 665026 | Pushbutton A22NL Ø22, bezel metal, MUSHROOM, MOMENTARY, CAP COLOR Transparent YELLOW, LED YELLOW, 1NO, 24 VDC
A22NL-RMM-TYA-G100-YE | 6725 | 665758 | Pushbutton A22NL Ø22, bezel metal, MUSHROOM, MOMENTARY, CAP COLOR Transparent YELLOW, LED YELLOW, 1NO, 200-240 VAC
A22NL-RMM-TYA-G101-YC | 7335 | 659826 | Pushbutton A22NL Ø22, bezel metal, MUSHROOM, MOMENTARY, CAP COLOR Transparent YELLOW, LED YELLOW, 2NO, 24 VDC
A22NL-RMM-TYA-G101-YE | 7335 | 662932 | Pushbutton A22NL Ø22, bezel metal, MUSHROOM, MOMENTARY, CAP COLOR Transparent YELLOW, LED YELLOW, 2NO, 200-240 VAC
A22NL-RMM-TYA-G102-YC | 7335 | 661698 | Pushbutton A22NL Ø22, bezel metal, MUSHROOM, MOMENTARY, CAP COLOR Transparent YELLOW, LED YELLOW, 1NO1NC, 24 VDC
A22NL-RMM-TYA-G102-YE | 7335 | 662956 | Pushbutton A22NL Ø22, bezel metal, MUSHROOM, MOMENTARY, CAP COLOR Transparent YELLOW, LED YELLOW, 1NO1NC, 200-240 VAC
A22NL-RMM-TYA-G202-YC | 7335 | 666897 | Pushbutton A22NL Ø22, bezel metal, MUSHROOM, MOMENTARY, CAP COLOR Transparent YELLOW, LED YELLOW, 2NC, 24 VDC
A22NL-RMM-TYA-G202-YE | 7335 | 661943 | Pushbutton A22NL Ø22, bezel metal, MUSHROOM, MOMENTARY, CAP COLOR Transparent YELLOW, LED YELLOW, 2NC, 200-240 VAC
A22NL-RNA-TAA-G002-AC | 6725 | 664090 | Pushbutton A22NL Ø22, bezel metal, FLAT, Alternate, CAP COLOR Transparent BLUE, LED BLUE, 1NC, 24 VDC
A22NL-RNA-TAA-G002-AE | 6725 | 662381 | Pushbutton A22NL Ø22, bezel metal, FLAT, Alternate, CAP COLOR Transparent BLUE, LED BLUE, 1NC, 200-240 VAC
A22NL-RNA-TAA-G100-AC | 6725 | 663838 | Pushbutton A22NL Ø22, bezel metal, FLAT, Alternate, CAP COLOR Transparent BLUE, LED BLUE, 1NO, 24 VDC
A22NL-RNA-TAA-G100-AE | 6725 | 662106 | Pushbutton A22NL Ø22, bezel metal, FLAT, Alternate, CAP COLOR Transparent BLUE, LED BLUE, 1NO, 200-240 VAC
A22NL-RNA-TAA-G101-AC | 7335 | 662985 | Pushbutton A22NL Ø22, bezel metal, FLAT, Alternate, CAP COLOR Transparent BLUE, LED BLUE, 2NO, 24 VDC
A22NL-RNA-TAA-G101-AE | 7335 | 660230 | Pushbutton A22NL Ø22, bezel metal, FLAT, Alternate, CAP COLOR Transparent BLUE, LED BLUE, 2NO, 200-240 VAC
A22NL-RNA-TAA-G102-AC | 7335 | 661980 | Pushbutton A22NL Ø22, bezel metal, FLAT, Alternate, CAP COLOR Transparent BLUE, LED BLUE, 1NO1NC, 24 VDC
A22NL-RNA-TAA-G102-AE | 7335 | 666193 | Pushbutton A22NL Ø22, bezel metal, FLAT, Alternate, CAP COLOR Transparent BLUE, LED BLUE, 1NO1NC, 200-240 VAC
A22NL-RNA-TAA-G202-AC | 7335 | 661233 | Pushbutton A22NL Ø22, bezel metal, FLAT, Alternate, CAP COLOR Transparent BLUE, LED BLUE, 2NC, 24 VDC
A22NL-RNA-TAA-G202-AE | 7335 | 662115 | Pushbutton A22NL Ø22, bezel metal, FLAT, Alternate, CAP COLOR Transparent BLUE, LED BLUE, 2NC, 200-240 VAC
A22NL-RNA-TGA-G002-GC | 6725 | 666911 | Pushbutton A22NL Ø22, bezel metal, FLAT, Alternate, CAP COLOR Transparent GREEN, LED GREEN, 1NC, 24 VDC
A22NL-RNA-TGA-G002-GE | 6725 | 665194 | Pushbutton A22NL Ø22, bezel metal, FLAT, Alternate, CAP COLOR Transparent GREEN, LED GREEN, 1NC, 200-240 VAC
A22NL-RNA-TGA-G100-GC | 6725 | 664823 | Pushbutton A22NL Ø22, bezel metal, FLAT, Alternate, CAP COLOR Transparent GREEN, LED GREEN, 1NO, 24 VDC
A22NL-RNA-TGA-G100-GE | 6725 | 666345 | Pushbutton A22NL Ø22, bezel metal, FLAT, Alternate, CAP COLOR Transparent GREEN, LED GREEN, 1NO, 200-240 VAC
A22NL-RNA-TGA-G101-GC | 7335 | 662977 | Pushbutton A22NL Ø22, bezel metal, FLAT, Alternate, CAP COLOR Transparent GREEN, LED GREEN, 2NO, 24 VDC
A22NL-RNA-TGA-G101-GE | 7335 | 664246 | Pushbutton A22NL Ø22, bezel metal, FLAT, Alternate, CAP COLOR Transparent GREEN, LED GREEN, 2NO, 200-240 VAC
A22NL-RNA-TGA-G102-GC | 7335 | 665712 | Pushbutton A22NL 22 dia., bezel metal, flat, alternate, cap color transparent green, LED green, 1NO1NC, 24 VDC
A22NL-RNA-TGA-G102-GE | 7335 | 660437 | Pushbutton A22NL 22 dia., bezel metal, flat, alternate, cap color transparent green, LED green, 1NO1NC, 200-240 VAC
A22NL-RNA-TGA-G202-GC | 7335 | 666695 | Pushbutton A22NL Ø22, bezel metal, FLAT, Alternate, CAP COLOR Transparent GREEN, LED GREEN, 2NC, 24 VDC
A22NL-RNA-TGA-G202-GE | 7335 | 667278 | Pushbutton A22NL Ø22, bezel metal, FLAT, Alternate, CAP COLOR Transparent GREEN, LED GREEN, 2NC, 200-240 VAC
A22NL-RNA-TRA-G002-RC | 6725 | 664797 | Pushbutton A22NL Ø22, bezel metal, FLAT, Alternate, CAP COLOR Transparent RED, LED RED, 1NC, 24 VDC
A22NL-RNA-TRA-G002-RE | 6725 | 666343 | Pushbutton A22NL Ø22, bezel metal, FLAT, Alternate, CAP COLOR Transparent RED, LED RED, 1NC, 200-240 VAC
A22NL-RNA-TRA-G100-RC | 6725 | 661991 | Pushbutton A22NL Ø22, bezel metal, FLAT, Alternate, CAP COLOR Transparent RED, LED RED, 1NO, 24 VDC
A22NL-RNA-TRA-G100-RE | 6725 | 667281 | Pushbutton A22NL Ø22, bezel metal, FLAT, Alternate, CAP COLOR Transparent RED, LED RED, 1NO, 200-240 VAC
A22NL-RNA-TRA-G101-RC | 7335 | 660960 | Pushbutton A22NL Ø22, bezel metal, FLAT, Alternate, CAP COLOR Transparent RED, LED RED, 2NO, 24 VDC
A22NL-RNA-TRA-G101-RE | 7335 | 662110 | Pushbutton A22NL Ø22, bezel metal, FLAT, Alternate, CAP COLOR Transparent RED, LED RED, 2NO, 200-240 VAC
A22NL-RNA-TRA-G102-RC | 7335 | 666639 | Pushbutton A22NL 22 dia., bezel metal, flat, alternate, cap color transparent red, LED red, 1NO1NC, 24 VDC
A22NL-RNA-TRA-G102-RE | 7335 | 663351 | Pushbutton A22NL 22 dia., bezel metal, flat, alternate, cap color transparent red, LED red, 1NO1NC, 200-240 VAC
A22NL-RNA-TRA-G202-RC | 7335 | 660955 | Pushbutton A22NL Ø22, bezel metal, FLAT, Alternate, CAP COLOR Transparent RED, LED RED, 2NC, 24 VDC
A22NL-RNA-TRA-G202-RE | 7335 | 664248 | Pushbutton A22NL Ø22, bezel metal, FLAT, Alternate, CAP COLOR Transparent RED, LED RED, 2NC, 200-240 VAC
A22NL-RNA-TWA-G002-WC | 6725 | 661990 | Pushbutton A22NL Ø22, bezel metal, FLAT, Alternate, CAP COLOR Transparent WHITE, LED WHITE, 1NC, 24 VDC
A22NL-RNA-TWA-G002-WE | 6725 | 666161 | Pushbutton A22NL Ø22, bezel metal, FLAT, Alternate, CAP COLOR Transparent WHITE, LED WHITE, 1NC, 200-240 VAC
A22NL-RNA-TWA-G100-WC | 6725 | 665711 | Pushbutton A22NL Ø22, bezel metal, FLAT, Alternate, CAP COLOR Transparent WHITE, LED WHITE, 1NO, 24 VDC
A22NL-RNA-TWA-G100-WE | 6725 | 664440 | Pushbutton A22NL Ø22, bezel metal, FLAT, Alternate, CAP COLOR Transparent WHITE, LED WHITE, 1NO, 200-240 VAC
A22NL-RNA-TWA-G101-WC | 7335 | 665042 | Pushbutton A22NL Ø22, bezel metal, FLAT, Alternate, CAP COLOR Transparent WHITE, LED WHITE, 2NO, 24 VDC
A22NL-RNA-TWA-G101-WE | 7335 | 666175 | Pushbutton A22NL Ø22, bezel metal, FLAT, Alternate, CAP COLOR Transparent WHITE, LED WHITE, 2NO, 200-240 VAC
A22NL-RNA-TWA-G102-WC | 7335 | 665787 | Pushbutton A22NL Ø22, bezel metal, FLAT, Alternate, CAP COLOR Transparent WHITE, LED WHITE, 1NO1NC, 24 VDC
A22NL-RNA-TWA-G102-WE | 7335 | 667053 | Pushbutton A22NL Ø22, bezel metal, FLAT, Alternate, CAP COLOR Transparent WHITE, LED WHITE, 1NO1NC, 200-240 VAC
A22NL-RNA-TWA-G202-WC | 7335 | 661988 | Pushbutton A22NL Ø22, bezel metal, FLAT, Alternate, CAP COLOR Transparent WHITE, LED WHITE, 2NC, 24 VDC
A22NL-RNA-TWA-G202-WE | 7335 | 667075 | Pushbutton A22NL Ø22, bezel metal, FLAT, Alternate, CAP COLOR Transparent WHITE, LED WHITE, 2NC, 200-240 VAC
A22NL-RNA-TYA-G002-YC | 6725 | 663910 | Pushbutton A22NL Ø22, bezel metal, FLAT, Alternate, CAP COLOR Transparent YELLOW, LED YELLOW, 1NC, 24 VDC
A22NL-RNA-TYA-G002-YE | 6725 | 663341 | Pushbutton A22NL Ø22, bezel metal, FLAT, Alternate, CAP COLOR Transparent YELLOW, LED YELLOW, 1NC, 200-240 VAC
A22NL-RNA-TYA-G100-YC | 6725 | 660093 | Pushbutton A22NL Ø22, bezel metal, FLAT, Alternate, CAP COLOR Transparent YELLOW, LED YELLOW, 1NO, 24 VDC
A22NL-RNA-TYA-G100-YE | 6725 | 660438 | Pushbutton A22NL Ø22, bezel metal, FLAT, Alternate, CAP COLOR Transparent YELLOW, LED YELLOW, 1NO, 200-240 VAC
A22NL-RNA-TYA-G101-YC | 7335 | 660954 | Pushbutton A22NL Ø22, bezel metal, FLAT, Alternate, CAP COLOR Transparent YELLOW, LED YELLOW, 2NO, 24 VDC
A22NL-RNA-TYA-G101-YE | 7335 | 664436 | Pushbutton A22NL Ø22, bezel metal, FLAT, Alternate, CAP COLOR Transparent YELLOW, LED YELLOW, 2NO, 200-240 VAC
A22NL-RNA-TYA-G102-YC | 7335 | 662984 | Pushbutton A22NL Ø22, bezel metal, FLAT, Alternate, CAP COLOR Transparent YELLOW, LED YELLOW, 1NO1NC, 24 VDC
A22NL-RNA-TYA-G102-YE | 7335 | 666829 | Pushbutton A22NL Ø22, bezel metal, FLAT, Alternate, CAP COLOR Transparent YELLOW, LED YELLOW, 1NO1NC, 200-240 VAC
A22NL-RNA-TYA-G202-YC | 7335 | 661034 | Pushbutton A22NL Ø22, bezel metal, FLAT, Alternate, CAP COLOR Transparent YELLOW, LED YELLOW, 2NC, 24 VDC
A22NL-RNA-TYA-G202-YE | 7335 | 661353 | Pushbutton A22NL Ø22, bezel metal, FLAT, Alternate, CAP COLOR Transparent YELLOW, LED YELLOW, 2NC, 200-240 VAC
A22NL-RNM-TAA-G002-AC | 6725 | 666376 | Pushbutton A22NL Ø22, bezel metal, FLAT, MOMENTARY, CAP COLOR Transparent BLUE, LED BLUE, 1NC, 24 VDC
A22NL-RNM-TAA-G002-AE | 6725 | 664739 | Pushbutton A22NL Ø22, bezel metal, FLAT, MOMENTARY, CAP COLOR Transparent BLUE, LED BLUE, 1NC, 200-240 VAC
A22NL-RNM-TAA-G100-AC | 6725 | 661667 | Pushbutton A22NL Ø22, bezel metal, FLAT, MOMENTARY, CAP COLOR Transparent BLUE, LED BLUE, 1NO, 24 VDC
A22NL-RNM-TAA-G100-AE | 6725 | 665719 | Pushbutton A22NL Ø22, bezel metal, FLAT, MOMENTARY, CAP COLOR Transparent BLUE, LED BLUE, 1NO, 200-240 VAC
A22NL-RNM-TAA-G101-AC | 7335 | 664391 | Pushbutton A22NL Ø22, bezel metal, FLAT, MOMENTARY, CAP COLOR Transparent BLUE, LED BLUE, 2NO, 24 VDC
A22NL-RNM-TAA-G101-AE | 7335 | 664733 | Pushbutton A22NL Ø22, bezel metal, FLAT, MOMENTARY, CAP COLOR Transparent BLUE, LED BLUE, 2NO, 200-240 VAC
A22NL-RNM-TAA-G102-AC | 7335 | 661523 | Pushbutton A22NL Ø22, bezel metal, FLAT, MOMENTARY, CAP COLOR Transparent BLUE, LED BLUE, 1NO1NC, 24 VDC
A22NL-RNM-TAA-G102-AE | 7335 | 661925 | Pushbutton A22NL Ø22, bezel metal, FLAT, MOMENTARY, CAP COLOR Transparent BLUE, LED BLUE, 1NO1NC, 200-240 VAC
A22NL-RNM-TAA-G202-AC | 7335 | 659749 | Pushbutton A22NL Ø22, bezel metal, FLAT, MOMENTARY, CAP COLOR Transparent BLUE, LED BLUE, 2NC, 24 VDC
A22NL-RNM-TAA-G202-AE | 7335 | 660316 | Pushbutton A22NL Ø22, bezel metal, FLAT, MOMENTARY, CAP COLOR Transparent BLUE, LED BLUE, 2NC, 200-240 VAC
A22NL-RNM-TGA-G002-GC | 6725 | 663560 | Pushbutton A22NL Ø22, bezel metal, FLAT, MOMENTARY, CAP COLOR Transparent GREEN, LED GREEN, 1NC, 24 VDC
A22NL-RNM-TGA-G002-GE | 6725 | 660315 | Pushbutton A22NL Ø22, bezel metal, FLAT, MOMENTARY, CAP COLOR Transparent GREEN, LED GREEN, 1NC, 200-240 VAC
A22NL-RNM-TGA-G100-GC | 6725 | 660685 | Pushbutton A22NL Ø22, bezel metal, FLAT, MOMENTARY, CAP COLOR Transparent GREEN, LED GREEN, 1NO, 24 VDC
A22NL-RNM-TGA-G100-GE | 6725 | 663844 | Pushbutton A22NL Ø22, bezel metal, FLAT, MOMENTARY, CAP COLOR Transparent GREEN, LED GREEN, 1NO, 200-240 VAC
A22NL-RNM-TGA-G101-GC | 7335 | 663567 | Pushbutton A22NL Ø22, bezel metal, FLAT, MOMENTARY, CAP COLOR Transparent GREEN, LED GREEN, 2NO, 24 VDC
A22NL-RNM-TGA-G101-GE | 7335 | 666655 | Pushbutton A22NL Ø22, bezel metal, FLAT, MOMENTARY, CAP COLOR Transparent GREEN, LED GREEN, 2NO, 200-240 VAC
A22NL-RNM-TGA-G102-GC | 7335 | 660692 | Pushbutton A22NL 22 dia., bezel metal, flat, momentary, cap color transparent green, LED green, 1NO1NC, 24 VDC
A22NL-RNM-TGA-G102-GE | 7335 | 666670 | Pushbutton A22NL 22 dia., bezel metal, flat, momentary, cap color transparent green, LED green, 1NO1NC, 200-240 VAC
A22NL-RNM-TGA-G202-GC | 7335 | 665490 | Pushbutton A22NL Ø22, bezel metal, FLAT, MOMENTARY, CAP COLOR Transparent GREEN, LED GREEN, 2NC, 24 VDC
A22NL-RNM-TGA-G202-GE | 7335 | 662919 | Pushbutton A22NL Ø22, bezel metal, FLAT, MOMENTARY, CAP COLOR Transparent GREEN, LED GREEN, 2NC, 200-240 VAC
A22NL-RNM-TGA-P100-GC | 6725 | 673636 | Pushbutton A22NL Ø22, bezel metal, FLAT, MOMENTARY, CAP COLOR Transparent GREEN, LED GREEN, 1NO, 24 VDC, push-in terminal
A22NL-RNM-TGA-P102-GC | 7335 | 673632 | Pushbutton A22NL Ø22, bezel metal, FLAT, MOMENTARY, CAP COLOR Transparent GREEN, LED GREEN, 1NO1NC, 24 VDC, push-in terminal
A22NL-RNM-TGA-P102-GE | 7345 | 674236 | Pushbutton A22NL Ø22, bezel metal, FLAT, MOMENTARY, CAP COLOR Transparent GREEN, LED GREEN, 1NO1NC, 200-240 VAC, push-in terminal
A22NL-RNM-TOA-G102-OC | 7080 | 684614 | Pushbutton A22NL Ø22, bezel metal, FLAT, MOMENTARY, CAP COLOR Transparent ORANGE, LED ORANGE, 1NO1NC, 24 VAC/DC
A22NL-RNM-TRA-G002-RC | 6725 | 665431 | Pushbutton A22NL Ø22, bezel metal, FLAT, MOMENTARY, CAP COLOR Transparent RED, LED RED, 1NC, 24 VDC
A22NL-RNM-TRA-G002-RE | 6725 | 666663 | Pushbutton A22NL Ø22, bezel metal, FLAT, MOMENTARY, CAP COLOR Transparent RED, LED RED, 1NC, 200-240 VAC
A22NL-RNM-TRA-G100-RC | 6725 | 659742 | Pushbutton A22NL Ø22, bezel metal, FLAT, MOMENTARY, CAP COLOR Transparent RED, LED RED, 1NO, 24 VDC
A22NL-RNM-TRA-G100-RE | 6725 | 660973 | Pushbutton A22NL Ø22, bezel metal, FLAT, MOMENTARY, CAP COLOR Transparent RED, LED RED, 1NO, 200-240 VAC
A22NL-RNM-TRA-G101-RC | 7335 | 660610 | Pushbutton A22NL Ø22, bezel metal, FLAT, MOMENTARY, CAP COLOR Transparent RED, LED RED, 2NO, 24 VDC
A22NL-RNM-TRA-G101-RE | 7335 | 665731 | Pushbutton A22NL Ø22, bezel metal, FLAT, MOMENTARY, CAP COLOR Transparent RED, LED RED, 2NO, 200-240 VAC
A22NL-RNM-TRA-G102-RC | 7335 | 662541 | Pushbutton A22NL 22 dia., bezel metal, flat, momentary, cap color transparent red, LED red, 1NO1NC, 24 VDC
A22NL-RNM-TRA-G102-RE | 7335 | 662905 | Pushbutton A22NL 22 dia., bezel metal, flat, momentary, cap color transparent red, LED red, 1NO1NC, 200-240 VAC
A22NL-RNM-TRA-G202-RC | 7335 | 666891 | Pushbutton A22NL Ø22, bezel metal, FLAT, MOMENTARY, CAP COLOR Transparent RED, LED RED, 2NC, 24 VDC
A22NL-RNM-TRA-G202-RE | 7335 | 660039 | Pushbutton A22NL Ø22, bezel metal, FLAT, MOMENTARY, CAP COLOR Transparent RED, LED RED, 2NC, 200-240 VAC
A22NL-RNM-TRA-P102-RC | 7335 | 673615 | Pushbutton A22NL Ø22, bezel metal, FLAT, MOMENTARY, CAP COLOR Transparent RED, LED RED, 1NO1NC, 24 VDC, push-in terminal
A22NL-RNM-TRA-P102-RE | 7345 | 674235 | Pushbutton A22NL Ø22, bezel metal, FLAT, MOMENTARY, CAP COLOR Transparent RED, LED RED, 1NO1NC, 200-240 VAC, push-in terminal
A22NL-RNM-TWA-G002-WC | 6725 | 661598 | Pushbutton A22NL Ø22, bezel metal, FLAT, MOMENTARY, CAP COLOR Transparent WHITE, LED WHITE, 1NC, 24 VDC
A22NL-RNM-TWA-G002-WE | 6725 | 666665 | Pushbutton A22NL Ø22, bezel metal, FLAT, MOMENTARY, CAP COLOR Transparent WHITE, LED WHITE, 1NC, 200-240 VAC
A22NL-RNM-TWA-G100-WC | 6725 | 660686 | Pushbutton A22NL Ø22, bezel metal, FLAT, MOMENTARY, CAP COLOR Transparent WHITE, LED WHITE, 1NO, 24 VDC
A22NL-RNM-TWA-G100-WE | 6725 | 665733 | Pushbutton A22NL Ø22, bezel metal, FLAT, MOMENTARY, CAP COLOR Transparent WHITE, LED WHITE, 1NO, 200-240 VAC
A22NL-RNM-TWA-G101-WC | 7335 | 662502 | Pushbutton A22NL Ø22, bezel metal, FLAT, MOMENTARY, CAP COLOR Transparent WHITE, LED WHITE, 2NO, 24 VDC
A22NL-RNM-TWA-G101-WE | 7335 | 666658 | Pushbutton A22NL Ø22, bezel metal, FLAT, MOMENTARY, CAP COLOR Transparent WHITE, LED WHITE, 2NO, 200-240 VAC
A22NL-RNM-TWA-G102-WC | 7335 | 661616 | Pushbutton A22NL Ø22, bezel metal, FLAT, MOMENTARY, CAP COLOR Transparent WHITE, LED WHITE, 1NO1NC, 24 VDC
A22NL-RNM-TWA-G102-WE | 7335 | 660971 | Pushbutton A22NL Ø22, bezel metal, FLAT, MOMENTARY, CAP COLOR Transparent WHITE, LED WHITE, 1NO1NC, 200-240 VAC
A22NL-RNM-TWA-G102-YC | 7080 | 684571 | Pushbutton A22NL Ø22, bezel metal, FLAT, MOMENTARY, CAP COLOR Transparent WHITE, LED YELLOW, 1NO1NC, 24 VDC
A22NL-RNM-TWA-G202-WC | 7335 | 662540 | Pushbutton A22NL Ø22, bezel metal, FLAT, MOMENTARY, CAP COLOR Transparent WHITE, LED WHITE, 2NC, 24 VDC
A22NL-RNM-TWA-G202-WE | 7335 | 663853 | Pushbutton A22NL Ø22, bezel metal, FLAT, MOMENTARY, CAP COLOR Transparent WHITE, LED WHITE, 2NC, 200-240 VAC
A22NL-RNM-TWA-P102-WC | 7345 | 674217 | Pushbutton A22NL Ø22, bezel metal, FLAT, MOMENTARY, CAP COLOR Transparent WHITE, LED WHITE, 1NO1NC, 24 VDC, push-in terminal
A22NL-RNM-TYA-G002-YC | 6725 | 659795 | Pushbutton A22NL Ø22, bezel metal, FLAT, MOMENTARY, CAP COLOR Transparent YELLOW, LED YELLOW, 1NC, 24 VDC
A22NL-RNM-TYA-G002-YE | 6725 | 661247 | Pushbutton A22NL Ø22, bezel metal, FLAT, MOMENTARY, CAP COLOR Transparent YELLOW, LED YELLOW, 1NC, 200-240 VAC
A22NL-RNM-TYA-G100-YC | 6725 | 662616 | Pushbutton A22NL Ø22, bezel metal, FLAT, MOMENTARY, CAP COLOR Transparent YELLOW, LED YELLOW, 1NO, 24 VDC
A22NL-RNM-TYA-G100-YE | 6725 | 664729 | Pushbutton A22NL Ø22, bezel metal, FLAT, MOMENTARY, CAP COLOR Transparent YELLOW, LED YELLOW, 1NO, 200-240 VAC
A22NL-RNM-TYA-G101-YC | 7335 | 663554 | Pushbutton A22NL Ø22, bezel metal, FLAT, MOMENTARY, CAP COLOR Transparent YELLOW, LED YELLOW, 2NO, 24 VDC
A22NL-RNM-TYA-G101-YE | 7335 | 663842 | Pushbutton A22NL Ø22, bezel metal, FLAT, MOMENTARY, CAP COLOR Transparent YELLOW, LED YELLOW, 2NO, 200-240 VAC
A22NL-RNM-TYA-G102-YC | 7335 | 665435 | Pushbutton A22NL Ø22, bezel metal, FLAT, MOMENTARY, CAP COLOR Transparent YELLOW, LED YELLOW, 1NO1NC, 24 VDC
A22NL-RNM-TYA-G102-YE | 7335 | 662912 | Pushbutton A22NL Ø22, bezel metal, FLAT, MOMENTARY, CAP COLOR Transparent YELLOW, LED YELLOW, 1NO1NC, 200-240 VAC
A22NL-RNM-TYA-G202-YC | 7335 | 665439 | Pushbutton A22NL Ø22, bezel metal, FLAT, MOMENTARY, CAP COLOR Transparent YELLOW, LED YELLOW, 2NC, 24 VDC
A22NL-RNM-TYA-G202-YE | 7335 | 664726 | Pushbutton A22NL Ø22, bezel metal, FLAT, MOMENTARY, CAP COLOR Transparent YELLOW, LED YELLOW, 2NC, 200-240 VAC
A22NL-RNM-TYA-P101-YC | 7955 | 673385 | Pushbutton A22NL Ø22, bezel metal, FLAT, MOMENTARY, CAP COLOR Transparent YELLOW, LED YELLOW, 2NO, 24 VDC, push-in terminal
A22NL-RNM-TYA-P102-YC | 7335 | 673618 | Pushbutton A22NL Ø22, bezel metal, FLAT, MOMENTARY, CAP COLOR Transparent YELLOW, LED YELLOW, 1NO1NC, 24 VDC, push-in terminal
A22NL-RPA-TAA-G002-AC | 6725 | 666012 | Pushbutton A22NL Ø22, bezel metal, PROJECTED, Alternate, CAP COLOR Transparent BLUE, LED BLUE, 1NC, 24 VDC
A22NL-RPA-TAA-G002-AE | 6725 | 663124 | Pushbutton A22NL Ø22, bezel metal, PROJECTED, Alternate, CAP COLOR Transparent BLUE, LED BLUE, 1NC, 200-240 VAC
A22NL-RPA-TAA-G100-AC | 6725 | 661929 | Pushbutton A22NL Ø22, bezel metal, PROJECTED, Alternate, CAP COLOR Transparent BLUE, LED BLUE, 1NO, 24 VDC
A22NL-RPA-TAA-G100-AE | 6725 | 660233 | Pushbutton A22NL Ø22, bezel metal, PROJECTED, Alternate, CAP COLOR Transparent BLUE, LED BLUE, 1NO, 200-240 VAC
A22NL-RPA-TAA-G101-AC | 7335 | 660963 | Pushbutton A22NL Ø22, bezel metal, PROJECTED, Alternate, CAP COLOR Transparent BLUE, LED BLUE, 2NO, 24 VDC
A22NL-RPA-TAA-G101-AE | 7335 | 661166 | Pushbutton A22NL Ø22, bezel metal, PROJECTED, Alternate, CAP COLOR Transparent BLUE, LED BLUE, 2NO, 200-240 VAC
A22NL-RPA-TAA-G102-AC | 7335 | 661934 | Pushbutton A22NL Ø22, bezel metal, PROJECTED, Alternate, CAP COLOR Transparent BLUE, LED BLUE, 1NO1NC, 24 VDC
A22NL-RPA-TAA-G102-AE | 7335 | 660240 | Pushbutton A22NL Ø22, bezel metal, PROJECTED, Alternate, CAP COLOR Transparent BLUE, LED BLUE, 1NO1NC, 200-240 VAC
A22NL-RPA-TAA-G202-AC | 7335 | 665747 | Pushbutton A22NL Ø22, bezel metal, PROJECTED, Alternate, CAP COLOR Transparent BLUE, LED BLUE, 2NC, 24 VDC
A22NL-RPA-TAA-G202-AE | 7335 | 662726 | Pushbutton A22NL Ø22, bezel metal, PROJECTED, Alternate, CAP COLOR Transparent BLUE, LED BLUE, 2NC, 200-240 VAC
A22NL-RPA-TGA-G002-GC | 6725 | 664806 | Pushbutton A22NL Ø22, bezel metal, PROJECTED, Alternate, CAP COLOR Transparent GREEN, LED GREEN, 1NC, 24 VDC
A22NL-RPA-TGA-G002-GE | 6725 | 666184 | Pushbutton A22NL Ø22, bezel metal, PROJECTED, Alternate, CAP COLOR Transparent GREEN, LED GREEN, 1NC, 200-240 VAC
A22NL-RPA-TGA-G100-GC | 6725 | 660295 | Pushbutton A22NL Ø22, bezel metal, PROJECTED, Alternate, CAP COLOR Transparent GREEN, LED GREEN, 1NO, 24 VDC
A22NL-RPA-TGA-G100-GE | 6725 | 660232 | Pushbutton A22NL Ø22, bezel metal, PROJECTED, Alternate, CAP COLOR Transparent GREEN, LED GREEN, 1NO, 200-240 VAC
A22NL-RPA-TGA-G101-GC | 7335 | 664807 | Pushbutton A22NL Ø22, bezel metal, PROJECTED, Alternate, CAP COLOR Transparent GREEN, LED GREEN, 2NO, 24 VDC
A22NL-RPA-TGA-G101-GE | 7335 | 664030 | Pushbutton A22NL Ø22, bezel metal, PROJECTED, Alternate, CAP COLOR Transparent GREEN, LED GREEN, 2NO, 200-240 VAC
A22NL-RPA-TGA-G102-GC | 7335 | 662992 | Pushbutton A22NL 22 dia., bezel metal, projected, alternate, cap color transparent green, LED green, 1NO1NC, 24 VDC
A22NL-RPA-TGA-G102-GE | 7335 | 665210 | Pushbutton A22NL 22 dia., bezel metal, projected, alternate, cap color transparent green, LED green, 1NO1NC, 200-240 VAC
A22NL-RPA-TGA-G202-GC | 7335 | 660293 | Pushbutton A22NL Ø22, bezel metal, PROJECTED, Alternate, CAP COLOR Transparent GREEN, LED GREEN, 2NC, 24 VDC
A22NL-RPA-TGA-G202-GE | 7335 | 663119 | Pushbutton A22NL Ø22, bezel metal, PROJECTED, Alternate, CAP COLOR Transparent GREEN, LED GREEN, 2NC, 200-240 VAC
A22NL-RPA-TRA-G002-RC | 6725 | 660090 | Pushbutton A22NL Ø22, bezel metal, PROJECTED, Alternate, CAP COLOR Transparent RED, LED RED, 1NC, 24 VDC
A22NL-RPA-TRA-G002-RE | 6725 | 666831 | Pushbutton A22NL Ø22, bezel metal, PROJECTED, Alternate, CAP COLOR Transparent RED, LED RED, 1NC, 200-240 VAC
A22NL-RPA-TRA-G100-RC | 6725 | 660029 | Pushbutton A22NL Ø22, bezel metal, PROJECTED, Alternate, CAP COLOR Transparent RED, LED RED, 1NO, 24 VDC
A22NL-RPA-TRA-G100-RE | 6725 | 664028 | Pushbutton A22NL Ø22, bezel metal, PROJECTED, Alternate, CAP COLOR Transparent RED, LED RED, 1NO, 200-240 VAC
A22NL-RPA-TRA-G101-RC | 7335 | 660294 | Pushbutton A22NL Ø22, bezel metal, PROJECTED, Alternate, CAP COLOR Transparent RED, LED RED, 2NO, 24 VDC
A22NL-RPA-TRA-G101-RE | 7335 | 665215 | Pushbutton A22NL Ø22, bezel metal, PROJECTED, Alternate, CAP COLOR Transparent RED, LED RED, 2NO, 200-240 VAC
A22NL-RPA-TRA-G102-RC | 7335 | 665789 | Pushbutton A22NL 22 dia., bezel metal, projected, alternate, cap color transparent red, LED red, 1NO1NC, 24 VDC
A22NL-RPA-TRA-G102-RE | 7335 | 660466 | Pushbutton A22NL 22 dia., bezel metal, projected, alternate, cap color transparent red, LED red, 1NO1NC, 200-240 VAC
A22NL-RPA-TRA-G202-RC | 7335 | 663837 | Pushbutton A22NL Ø22, bezel metal, PROJECTED, Alternate, CAP COLOR Transparent RED, LED RED, 2NC, 24 VDC
A22NL-RPA-TRA-G202-RE | 7335 | 667096 | Pushbutton A22NL Ø22, bezel metal, PROJECTED, Alternate, CAP COLOR Transparent RED, LED RED, 2NC, 200-240 VAC
A22NL-RPA-TRA-P102-RC | 7335 | 673683 | Pushbutton A22NL Ø22, bezel metal, PROJECTED, Alternate, CAP COLOR Transparent RED, LED RED, 1NO1NC, 24 VDC, push-in terminal
A22NL-RPA-TWA-G002-WC | 6725 | 662201 | Pushbutton A22NL Ø22, bezel metal, PROJECTED, Alternate, CAP COLOR Transparent WHITE, LED WHITE, 1NC, 24 VDC
A22NL-RPA-TWA-G002-WE | 6725 | 665422 | Pushbutton A22NL Ø22, bezel metal, PROJECTED, Alternate, CAP COLOR Transparent WHITE, LED WHITE, 1NC, 200-240 VAC
A22NL-RPA-TWA-G100-WC | 6725 | 664724 | Pushbutton A22NL Ø22, bezel metal, PROJECTED, Alternate, CAP COLOR Transparent WHITE, LED WHITE, 1NO, 24 VDC
A22NL-RPA-TWA-G100-WE | 6725 | 659726 | Pushbutton A22NL Ø22, bezel metal, PROJECTED, Alternate, CAP COLOR Transparent WHITE, LED WHITE, 1NO, 200-240 VAC
A22NL-RPA-TWA-G101-WC | 7335 | 660046 | Pushbutton A22NL Ø22, bezel metal, PROJECTED, Alternate, CAP COLOR Transparent WHITE, LED WHITE, 2NO, 24 VDC
A22NL-RPA-TWA-G101-WE | 7335 | 665552 | Pushbutton A22NL Ø22, bezel metal, PROJECTED, Alternate, CAP COLOR Transparent WHITE, LED WHITE, 2NO, 200-240 VAC
A22NL-RPA-TWA-G102-WC | 7335 | 660307 | Pushbutton A22NL Ø22, bezel metal, PROJECTED, Alternate, CAP COLOR Transparent WHITE, LED WHITE, 1NO1NC, 24 VDC
A22NL-RPA-TWA-G102-WE | 7335 | 666468 | Pushbutton A22NL Ø22, bezel metal, PROJECTED, Alternate, CAP COLOR Transparent WHITE, LED WHITE, 1NO1NC, 200-240 VAC
A22NL-RPA-TWA-G202-WC | 7335 | 664764 | Pushbutton A22NL Ø22, bezel metal, PROJECTED, Alternate, CAP COLOR Transparent WHITE, LED WHITE, 2NC, 24 VDC
A22NL-RPA-TWA-G202-WE | 7335 | 667095 | Pushbutton A22NL Ø22, bezel metal, PROJECTED, Alternate, CAP COLOR Transparent WHITE, LED WHITE, 2NC, 200-240 VAC
A22NL-RPA-TYA-G002-YC | 6725 | 665715 | Pushbutton A22NL Ø22, bezel metal, PROJECTED, Alternate, CAP COLOR Transparent YELLOW, LED YELLOW, 1NC, 24 VDC
A22NL-RPA-TYA-G002-YD | 6725 | 661945 | Pushbutton A22NL Ø22, bezel metal, PROJECTED, Alternate, CAP COLOR Transparent YELLOW, LED YELLOW, 1NC, 100-120 VAC
A22NL-RPA-TYA-G002-YE | 6725 | 661380 | Pushbutton A22NL Ø22, bezel metal, PROJECTED, Alternate, CAP COLOR Transparent YELLOW, LED YELLOW, 1NC, 200-240 VAC
A22NL-RPA-TYA-G100-YC | 6725 | 665749 | Pushbutton A22NL Ø22, bezel metal, PROJECTED, Alternate, CAP COLOR Transparent YELLOW, LED YELLOW, 1NO, 24 VDC
A22NL-RPA-TYA-G100-YD | 6725 | 661946 | Pushbutton A22NL Ø22, bezel metal, PROJECTED, Alternate, CAP COLOR Transparent YELLOW, LED YELLOW, 1NO, 100-120 VAC
A22NL-RPA-TYA-G100-YE | 6725 | 660231 | Pushbutton A22NL Ø22, bezel metal, PROJECTED, Alternate, CAP COLOR Transparent YELLOW, LED YELLOW, 1NO, 200-240 VAC
A22NL-RPA-TYA-G101-YC | 7335 | 660055 | Pushbutton A22NL Ø22, bezel metal, PROJECTED, Alternate, CAP COLOR Transparent YELLOW, LED YELLOW, 2NO, 24 VDC
A22NL-RPA-TYA-G101-YD | 7335 | 659724 | Pushbutton A22NL Ø22, bezel metal, PROJECTED, Alternate, CAP COLOR Transparent YELLOW, LED YELLOW, 2NO, 100-120 VAC
A22NL-RPA-TYA-G101-YE | 7335 | 660474 | Pushbutton A22NL Ø22, bezel metal, PROJECTED, Alternate, CAP COLOR Transparent YELLOW, LED YELLOW, 2NO, 200-240 VAC
A22NL-RPA-TYA-G102-YC | 7335 | 660045 | Pushbutton A22NL Ø22, bezel metal, PROJECTED, Alternate, CAP COLOR Transparent YELLOW, LED YELLOW, 1NO1NC, 24 VDC
A22NL-RPA-TYA-G102-YD | 7335 | 661636 | Pushbutton A22NL Ø22, bezel metal, PROJECTED, Alternate, CAP COLOR Transparent YELLOW, LED YELLOW, 1NO1NC, 100-120 VAC
A22NL-RPA-TYA-G102-YE | 7335 | 665221 | Pushbutton A22NL Ø22, bezel metal, PROJECTED, Alternate, CAP COLOR Transparent YELLOW, LED YELLOW, 1NO1NC, 200-240 VAC
A22NL-RPA-TYA-G202-YC | 7335 | 660051 | Pushbutton A22NL Ø22, bezel metal, PROJECTED, Alternate, CAP COLOR Transparent YELLOW, LED YELLOW, 2NC, 24 VDC
A22NL-RPA-TYA-G202-YD | 7335 | 662698 | Pushbutton A22NL Ø22, bezel metal, PROJECTED, Alternate, CAP COLOR Transparent YELLOW, LED YELLOW, 2NC, 100-120 VAC
A22NL-RPA-TYA-G202-YE | 7335 | 660229 | Pushbutton A22NL Ø22, bezel metal, PROJECTED, Alternate, CAP COLOR Transparent YELLOW, LED YELLOW, 2NC, 200-240 VAC
A22NL-RPM-TAA-G002-AC | 6725 | 661528 | Pushbutton A22NL Ø22, bezel metal, PROJECTED, MOMENTARY, CAP COLOR Transparent BLUE, LED BLUE, 1NC, 24 VDC
A22NL-RPM-TAA-G002-AE | 6725 | 664766 | Pushbutton A22NL Ø22, bezel metal, PROJECTED, MOMENTARY, CAP COLOR Transparent BLUE, LED BLUE, 1NC, 200-240 VAC
A22NL-RPM-TAA-G100-AC | 6725 | 666389 | Pushbutton A22NL Ø22, bezel metal, PROJECTED, MOMENTARY, CAP COLOR Transparent BLUE, LED BLUE, 1NO, 24 VDC
A22NL-RPM-TAA-G100-AE | 6725 | 662933 | Pushbutton A22NL Ø22, bezel metal, PROJECTED, MOMENTARY, CAP COLOR Transparent BLUE, LED BLUE, 1NO, 200-240 VAC
A22NL-RPM-TAA-G101-AC | 7335 | 666383 | Pushbutton A22NL Ø22, bezel metal, PROJECTED, MOMENTARY, CAP COLOR Transparent BLUE, LED BLUE, 2NO, 24 VDC
A22NL-RPM-TAA-G101-AE | 7335 | 660058 | Pushbutton A22NL Ø22, bezel metal, PROJECTED, MOMENTARY, CAP COLOR Transparent BLUE, LED BLUE, 2NO, 200-240 VAC
A22NL-RPM-TAA-G102-AC | 7335 | 661691 | Pushbutton A22NL Ø22, bezel metal, PROJECTED, MOMENTARY, CAP COLOR Transparent BLUE, LED BLUE, 1NO1NC, 24 VDC
A22NL-RPM-TAA-G102-AE | 7335 | 662931 | Pushbutton A22NL Ø22, bezel metal, PROJECTED, MOMENTARY, CAP COLOR Transparent BLUE, LED BLUE, 1NO1NC, 200-240 VAC
A22NL-RPM-TAA-G202-AC | 7335 | 662626 | Pushbutton A22NL Ø22, bezel metal, PROJECTED, MOMENTARY, CAP COLOR Transparent BLUE, LED BLUE, 2NC, 24 VDC
A22NL-RPM-TAA-G202-AE | 7335 | 667050 | Pushbutton A22NL Ø22, bezel metal, PROJECTED, MOMENTARY, CAP COLOR Transparent BLUE, LED BLUE, 2NC, 200-240 VAC
A22NL-RPM-TGA-G002-GC | 6725 | 666379 | Pushbutton A22NL Ø22, bezel metal, PROJECTED, MOMENTARY, CAP COLOR Transparent GREEN, LED GREEN, 1NC, 24 VDC
A22NL-RPM-TGA-G002-GE | 6725 | 660060 | Pushbutton A22NL Ø22, bezel metal, PROJECTED, MOMENTARY, CAP COLOR Transparent GREEN, LED GREEN, 1NC, 200-240 VAC
A22NL-RPM-TGA-G100-GC | 6725 | 664470 | Pushbutton A22NL Ø22, bezel metal, PROJECTED, MOMENTARY, CAP COLOR Transparent GREEN, LED GREEN, 1NO, 24 VDC
A22NL-RPM-TGA-G100-GE | 6725 | 663871 | Pushbutton A22NL Ø22, bezel metal, PROJECTED, MOMENTARY, CAP COLOR Transparent GREEN, LED GREEN, 1NO, 200-240 VAC
A22NL-RPM-TGA-G101-GC | 7335 | 664469 | Pushbutton A22NL Ø22, bezel metal, PROJECTED, MOMENTARY, CAP COLOR Transparent GREEN, LED GREEN, 2NO, 24 VDC
A22NL-RPM-TGA-G101-GE | 7335 | 662946 | Pushbutton A22NL Ø22, bezel metal, PROJECTED, MOMENTARY, CAP COLOR Transparent GREEN, LED GREEN, 2NO, 200-240 VAC
A22NL-RPM-TGA-G102-GC | 7335 | 661522 | Pushbutton A22NL 22 dia., bezel metal, projected, momentary, cap color transparent green, LED green, 1NO1NC, 24 VDC
A22NL-RPM-TGA-G102-GE | 7335 | 662936 | Pushbutton A22NL 22 dia., bezel metal, projected, momentary, cap color transparent green, LED green, 1NO1NC, 200-240 VAC
A22NL-RPM-TGA-G202-GC | 7335 | 662539 | Pushbutton A22NL Ø22, bezel metal, PROJECTED, MOMENTARY, CAP COLOR Transparent GREEN, LED GREEN, 2NC, 24 VDC
A22NL-RPM-TGA-G202-GE | 7335 | 665759 | Pushbutton A22NL Ø22, bezel metal, PROJECTED, MOMENTARY, CAP COLOR Transparent GREEN, LED GREEN, 2NC, 200-240 VAC
A22NL-RPM-TGA-P102-GC | 7335 | 673648 | Pushbutton A22NL Ø22, bezel metal, PROJECTED, MOMENTARY, CAP COLOR Transparent GREEN, LED GREEN, 1NO1NC, 24 VDC, push-in terminal
A22NL-RPM-TRA-G002-RC | 6725 | 666304 | Pushbutton A22NL Ø22, bezel metal, PROJECTED, MOMENTARY, CAP COLOR Transparent RED, LED RED, 1NC, 24 VDC
A22NL-RPM-TRA-G002-RE | 6725 | 660053 | Pushbutton A22NL Ø22, bezel metal, PROJECTED, MOMENTARY, CAP COLOR Transparent RED, LED RED, 1NC, 200-240 VAC
A22NL-RPM-TRA-G100-RC | 6725 | 661219 | Pushbutton A22NL Ø22, bezel metal, PROJECTED, MOMENTARY, CAP COLOR Transparent RED, LED RED, 1NO, 24 VDC
A22NL-RPM-TRA-G100-RE | 6725 | 664750 | Pushbutton A22NL Ø22, bezel metal, PROJECTED, MOMENTARY, CAP COLOR Transparent RED, LED RED, 1NO, 200-240 VAC
A22NL-RPM-TRA-G101-RC | 7335 | 667240 | Pushbutton A22NL Ø22, bezel metal, PROJECTED, MOMENTARY, CAP COLOR Transparent RED, LED RED, 2NO, 24 VDC
A22NL-RPM-TRA-G101-RE | 7335 | 661001 | Pushbutton A22NL Ø22, bezel metal, PROJECTED, MOMENTARY, CAP COLOR Transparent RED, LED RED, 2NO, 200-240 VAC
A22NL-RPM-TRA-G102-RC | 7335 | 661600 | Pushbutton A22NL 22 dia., bezel metal, projected, momentary, cap color transparent red, LED red, 1NO1NC, 24 VDC
A22NL-RPM-TRA-G102-RE | 7335 | 666682 | Pushbutton A22NL 22 dia., bezel metal, projected, momentary, cap color transparent red, LED red, 1NO1NC, 200-240 VAC
A22NL-RPM-TRA-G202-RC | 7335 | 662529 | Pushbutton A22NL Ø22, bezel metal, PROJECTED, MOMENTARY, CAP COLOR Transparent RED, LED RED, 2NC, 24 VDC
A22NL-RPM-TRA-G202-RE | 7335 | 660991 | Pushbutton A22NL Ø22, bezel metal, PROJECTED, MOMENTARY, CAP COLOR Transparent RED, LED RED, 2NC, 200-240 VAC
A22NL-RPM-TWA-G002-WC | 6725 | 667215 | Pushbutton A22NL Ø22, bezel metal, PROJECTED, MOMENTARY, CAP COLOR Transparent WHITE, LED WHITE, 1NC, 24 VDC
A22NL-RPM-TWA-G002-WE | 6725 | 661938 | Pushbutton A22NL Ø22, bezel metal, PROJECTED, MOMENTARY, CAP COLOR Transparent WHITE, LED WHITE, 1NC, 200-240 VAC
A22NL-RPM-TWA-G100-WC | 6725 | 665978 | Pushbutton A22NL Ø22, bezel metal, PROJECTED, MOMENTARY, CAP COLOR Transparent WHITE, LED WHITE, 1NO, 24 VDC
A22NL-RPM-TWA-G100-WE | 6725 | 665748 | Pushbutton A22NL Ø22, bezel metal, PROJECTED, MOMENTARY, CAP COLOR Transparent WHITE, LED WHITE, 1NO, 200-240 VAC
A22NL-RPM-TWA-G101-WC | 7335 | 662179 | Pushbutton A22NL Ø22, bezel metal, PROJECTED, MOMENTARY, CAP COLOR Transparent WHITE, LED WHITE, 2NO, 24 VDC
A22NL-RPM-TWA-G101-WE | 7335 | 665750 | Pushbutton A22NL Ø22, bezel metal, PROJECTED, MOMENTARY, CAP COLOR Transparent WHITE, LED WHITE, 2NO, 200-240 VAC
A22NL-RPM-TWA-G102-WC | 7335 | 665532 | Pushbutton A22NL Ø22, bezel metal, PROJECTED, MOMENTARY, CAP COLOR Transparent WHITE, LED WHITE, 1NO1NC, 24 VDC
A22NL-RPM-TWA-G102-WE | 7335 | 663868 | Pushbutton A22NL Ø22, bezel metal, PROJECTED, MOMENTARY, CAP COLOR Transparent WHITE, LED WHITE, 1NO1NC, 200-240 VAC
A22NL-RPM-TWA-G202-WC | 7335 | 666455 | Pushbutton A22NL Ø22, bezel metal, PROJECTED, MOMENTARY, CAP COLOR Transparent WHITE, LED WHITE, 2NC, 24 VDC
A22NL-RPM-TWA-G202-WE | 7335 | 661956 | Pushbutton A22NL Ø22, bezel metal, PROJECTED, MOMENTARY, CAP COLOR Transparent WHITE, LED WHITE, 2NC, 200-240 VAC
A22NL-RPM-TYA-G002-YC | 6725 | 662619 | Pushbutton A22NL Ø22, bezel metal, PROJECTED, MOMENTARY, CAP COLOR Transparent YELLOW, LED YELLOW, 1NC, 24 VDC
A22NL-RPM-TYA-G002-YD | 6725 | 664763 | Pushbutton A22NL Ø22, bezel metal, PROJECTED, MOMENTARY, CAP COLOR Transparent YELLOW, LED YELLOW, 1NC, 100-120 VAC
A22NL-RPM-TYA-G002-YE | 6725 | 660987 | Pushbutton A22NL Ø22, bezel metal, PROJECTED, MOMENTARY, CAP COLOR Transparent YELLOW, LED YELLOW, 1NC, 200-240 VAC
A22NL-RPM-TYA-G100-YC | 6725 | 661497 | Pushbutton A22NL Ø22, bezel metal, PROJECTED, MOMENTARY, CAP COLOR Transparent YELLOW, LED YELLOW, 1NO, 24 VDC
A22NL-RPM-TYA-G100-YD | 6725 | 661942 | Pushbutton A22NL Ø22, bezel metal, PROJECTED, MOMENTARY, CAP COLOR Transparent YELLOW, LED YELLOW, 1NO, 100-120 VAC
A22NL-RPM-TYA-G100-YE | 6725 | 663867 | Pushbutton A22NL Ø22, bezel metal, PROJECTED, MOMENTARY, CAP COLOR Transparent YELLOW, LED YELLOW, 1NO, 200-240 VAC
A22NL-RPM-TYA-G101-YC | 7335 | 663487 | Pushbutton A22NL Ø22, bezel metal, PROJECTED, MOMENTARY, CAP COLOR Transparent YELLOW, LED YELLOW, 2NO, 24 VDC
A22NL-RPM-TYA-G101-YD | 7335 | 664725 | Pushbutton A22NL Ø22, bezel metal, PROJECTED, MOMENTARY, CAP COLOR Transparent YELLOW, LED YELLOW, 2NO, 100-120 VAC
A22NL-RPM-TYA-G101-YE | 7335 | 660059 | Pushbutton A22NL Ø22, bezel metal, PROJECTED, MOMENTARY, CAP COLOR Transparent YELLOW, LED YELLOW, 2NO, 200-240 VAC
A22NL-RPM-TYA-G102-YC | 7335 | 661617 | Pushbutton A22NL Ø22, bezel metal, PROJECTED, MOMENTARY, CAP COLOR Transparent YELLOW, LED YELLOW, 1NO1NC, 24 VDC
A22NL-RPM-TYA-G102-YD | 7335 | 665714 | Pushbutton A22NL Ø22, bezel metal, PROJECTED, MOMENTARY, CAP COLOR Transparent YELLOW, LED YELLOW, 1NO1NC, 100-120 VAC
A22NL-RPM-TYA-G102-YE | 7335 | 664765 | Pushbutton A22NL Ø22, bezel metal, PROJECTED, MOMENTARY, CAP COLOR Transparent YELLOW, LED YELLOW, 1NO1NC, 200-240 VAC
A22NL-RPM-TYA-G202-YC | 7335 | 662501 | Pushbutton A22NL Ø22, bezel metal, PROJECTED, MOMENTARY, CAP COLOR Transparent YELLOW, LED YELLOW, 2NC, 24 VDC
A22NL-RPM-TYA-G202-YD | 7335 | 661923 | Pushbutton A22NL Ø22, bezel metal, PROJECTED, MOMENTARY, CAP COLOR Transparent YELLOW, LED YELLOW, 2NC, 100-120 VAC
A22NL-RPM-TYA-G202-YE | 7335 | 664767 | Pushbutton A22NL Ø22, bezel metal, PROJECTED, MOMENTARY, CAP COLOR Transparent YELLOW, LED YELLOW, 2NC, 200-240 VAC
A22NL-RPM-TYA-P102-YC | 7345 | 674693 | Pushbutton A22NL Ø22, bezel metal, PROJECTED, MOMENTARY, CAP COLOR Transparent YELLOW, LED YELLOW, 1NO1NC, 24 VDC, push-in terminal
A22NN-BGA-NAA-G002-NN | 4274 | 663417 | Pushbutton A22NN Ø22, bezel plastic, FULL GUARD, Alternate, CAP COLOR Opaque BLUE, , 1NC, NON-LIGHTED
A22NN-BGA-NAA-G100-NN | 4274 | 662438 | Pushbutton A22NN Ø22, bezel plastic, FULL GUARD, Alternate, CAP COLOR Opaque BLUE, , 1NO, NON-LIGHTED
A22NN-BGA-NAA-G101-NN | 5495 | 664538 | Pushbutton A22NN Ø22, bezel plastic, FULL GUARD, Alternate, CAP COLOR Opaque BLUE, , 2NO, NON-LIGHTED
A22NN-BGA-NAA-G102-NN | 5495 | 661195 | Pushbutton A22NN Ø22, bezel plastic, FULL GUARD, Alternate, CAP COLOR Opaque BLUE, , 1NO1NC, NON-LIGHTED
A22NN-BGA-NAA-G111-NN | 6105 | 664532 | Pushbutton A22NN Ø22, bezel plastic, FULL GUARD, Alternate, CAP COLOR Opaque BLUE, , 3NO, NON-LIGHTED
A22NN-BGA-NAA-G112-NN | 6105 | 659830 | Pushbutton A22NN Ø22, bezel plastic, FULL GUARD, Alternate, CAP COLOR Opaque BLUE, , 2NO1NC, NON-LIGHTED
A22NN-BGA-NAA-G122-NN | 6105 | 659837 | Pushbutton A22NN Ø22, bezel plastic, FULL GUARD, Alternate, CAP COLOR Opaque BLUE, , 1NO2NC, NON-LIGHTED
A22NN-BGA-NAA-G202-NN | 5495 | 667155 | Pushbutton A22NN Ø22, bezel plastic, FULL GUARD, Alternate, CAP COLOR Opaque BLUE, , 2NC, NON-LIGHTED
A22NN-BGA-NAA-G222-NN | 6105 | 664564 | Pushbutton A22NN Ø22, bezel plastic, FULL GUARD, Alternate, CAP COLOR Opaque BLUE, , 3NC, NON-LIGHTED
A22NN-BGA-NBA-G002-NN | 4274 | 661531 | Pushbutton A22NN Ø22, bezel plastic, FULL GUARD, Alternate, CAP COLOR Opaque BLACK, , 1NC, NON-LIGHTED
A22NN-BGA-NBA-G100-NN | 4274 | 661699 | Pushbutton A22NN Ø22, bezel plastic, FULL GUARD, Alternate, CAP COLOR Opaque BLACK, , 1NO, NON-LIGHTED
A22NN-BGA-NBA-G101-NN | 5495 | 662549 | Pushbutton A22NN Ø22, bezel plastic, FULL GUARD, Alternate, CAP COLOR Opaque BLACK, , 2NO, NON-LIGHTED
A22NN-BGA-NBA-G102-NN | 5495 | 660765 | Pushbutton A22NN 22 dia., bezel plastic, full guard, alternate, cap color opaque black, 1NO1NC, non-lighted
A22NN-BGA-NBA-G111-NN | 6105 | 659839 | Pushbutton A22NN Ø22, bezel plastic, FULL GUARD, Alternate, CAP COLOR Opaque BLACK, , 3NO, NON-LIGHTED
A22NN-BGA-NBA-G112-NN | 6105 | 665272 | Pushbutton A22NN Ø22, bezel plastic, FULL GUARD, Alternate, CAP COLOR Opaque BLACK, , 2NO1NC, NON-LIGHTED
A22NN-BGA-NBA-G122-NN | 6105 | 662550 | Pushbutton A22NN Ø22, bezel plastic, FULL GUARD, Alternate, CAP COLOR Opaque BLACK, , 1NO2NC, NON-LIGHTED
A22NN-BGA-NBA-G202-NN | 5495 | 661700 | Pushbutton A22NN Ø22, bezel plastic, FULL GUARD, Alternate, CAP COLOR Opaque BLACK, , 2NC, NON-LIGHTED
A22NN-BGA-NBA-G222-NN | 6105 | 665374 | Pushbutton A22NN Ø22, bezel plastic, FULL GUARD, Alternate, CAP COLOR Opaque BLACK, , 3NC, NON-LIGHTED
A22NN-BGA-NGA-G002-NN | 4274 | 663163 | Pushbutton A22NN Ø22, bezel plastic, FULL GUARD, Alternate, CAP COLOR Opaque GREEN, , 1NC, NON-LIGHTED
A22NN-BGA-NGA-G100-NN | 4274 | 660263 | Pushbutton A22NN Ø22, bezel plastic, FULL GUARD, Alternate, CAP COLOR Opaque GREEN, , 1NO, NON-LIGHTED
A22NN-BGA-NGA-G101-NN | 5495 | 660517 | Pushbutton A22NN Ø22, bezel plastic, FULL GUARD, Alternate, CAP COLOR Opaque GREEN, , 2NO, NON-LIGHTED
A22NN-BGA-NGA-G102-NN | 5495 | 665004 | Pushbutton A22NN 22 dia., bezel plastic, full guard, alternate, cap color opaque green, 1NO1NC, non-lighted
A22NN-BGA-NGA-G111-NN | 6105 | 663419 | Pushbutton A22NN Ø22, bezel plastic, FULL GUARD, Alternate, CAP COLOR Opaque GREEN, , 3NO, NON-LIGHTED
A22NN-BGA-NGA-G112-NN | 6105 | 665262 | Pushbutton A22NN Ø22, bezel plastic, FULL GUARD, Alternate, CAP COLOR Opaque GREEN, , 2NO1NC, NON-LIGHTED
A22NN-BGA-NGA-G122-NN | 6105 | 665966 | Pushbutton A22NN Ø22, bezel plastic, FULL GUARD, Alternate, CAP COLOR Opaque GREEN, , 1NO2NC, NON-LIGHTED
A22NN-BGA-NGA-G202-NN | 5495 | 662688 | Pushbutton A22NN Ø22, bezel plastic, FULL GUARD, Alternate, CAP COLOR Opaque GREEN, , 2NC, NON-LIGHTED
A22NN-BGA-NGA-G222-NN | 6105 | 663613 | Pushbutton A22NN Ø22, bezel plastic, FULL GUARD, Alternate, CAP COLOR Opaque GREEN, , 3NC, NON-LIGHTED
A22NN-BGA-NRA-G002-NN | 4274 | 665268 | Pushbutton A22NN Ø22, bezel plastic, FULL GUARD, Alternate, CAP COLOR Opaque RED, , 1NC, NON-LIGHTED
A22NN-BGA-NRA-G100-NN | 4274 | 662437 | Pushbutton A22NN Ø22, bezel plastic, FULL GUARD, Alternate, CAP COLOR Opaque RED, , 1NO, NON-LIGHTED
A22NN-BGA-NRA-G101-NN | 5495 | 662451 | Pushbutton A22NN Ø22, bezel plastic, FULL GUARD, Alternate, CAP COLOR Opaque RED, , 2NO, NON-LIGHTED
A22NN-BGA-NRA-G102-NN | 5495 | 664060 | Pushbutton A22NN 22 dia., bezel plastic, full guard, alternate, cap color opaque red, 1NO1NC, non-lighted
A22NN-BGA-NRA-G111-NN | 6105 | 660506 | Pushbutton A22NN Ø22, bezel plastic, FULL GUARD, Alternate, CAP COLOR Opaque RED, , 3NO, NON-LIGHTED
A22NN-BGA-NRA-G112-NN | 6105 | 667137 | Pushbutton A22NN Ø22, bezel plastic, FULL GUARD, Alternate, CAP COLOR Opaque RED, , 2NO1NC, NON-LIGHTED
A22NN-BGA-NRA-G122-NN | 6105 | 659814 | Pushbutton A22NN Ø22, bezel plastic, FULL GUARD, Alternate, CAP COLOR Opaque RED, , 1NO2NC, NON-LIGHTED
A22NN-BGA-NRA-G202-NN | 5495 | 662436 | Pushbutton A22NN Ø22, bezel plastic, FULL GUARD, Alternate, CAP COLOR Opaque RED, , 2NC, NON-LIGHTED
A22NN-BGA-NRA-G222-NN | 6105 | 665965 | Pushbutton A22NN Ø22, bezel plastic, FULL GUARD, Alternate, CAP COLOR Opaque RED, , 3NC, NON-LIGHTED
A22NN-BGA-NWA-G002-NN | 4274 | 659829 | Pushbutton A22NN Ø22, bezel plastic, FULL GUARD, Alternate, CAP COLOR Opaque WHITE, , 1NC, NON-LIGHTED
A22NN-BGA-NWA-G100-NN | 4274 | 662435 | Pushbutton A22NN Ø22, bezel plastic, FULL GUARD, Alternate, CAP COLOR Opaque WHITE, , 1NO, NON-LIGHTED
A22NN-BGA-NWA-G101-NN | 5495 | 660764 | Pushbutton A22NN Ø22, bezel plastic, FULL GUARD, Alternate, CAP COLOR Opaque WHITE, , 2NO, NON-LIGHTED
A22NN-BGA-NWA-G102-NN | 5495 | 662434 | Pushbutton A22NN Ø22, bezel plastic, FULL GUARD, Alternate, CAP COLOR Opaque WHITE, , 1NO1NC, NON-LIGHTED
A22NN-BGA-NWA-G111-NN | 6105 | 662450 | Pushbutton A22NN Ø22, bezel plastic, FULL GUARD, Alternate, CAP COLOR Opaque WHITE, , 3NO, NON-LIGHTED
A22NN-BGA-NWA-G112-NN | 6105 | 663418 | Pushbutton A22NN Ø22, bezel plastic, FULL GUARD, Alternate, CAP COLOR Opaque WHITE, , 2NO1NC, NON-LIGHTED
A22NN-BGA-NWA-G122-NN | 6105 | 661200 | Pushbutton A22NN Ø22, bezel plastic, FULL GUARD, Alternate, CAP COLOR Opaque WHITE, , 1NO2NC, NON-LIGHTED
A22NN-BGA-NWA-G202-NN | 5495 | 662439 | Pushbutton A22NN Ø22, bezel plastic, FULL GUARD, Alternate, CAP COLOR Opaque WHITE, , 2NC, NON-LIGHTED
A22NN-BGA-NWA-G222-NN | 6105 | 662681 | Pushbutton A22NN Ø22, bezel plastic, FULL GUARD, Alternate, CAP COLOR Opaque WHITE, , 3NC, NON-LIGHTED
A22NN-BGA-NYA-G002-NN | 4274 | 661438 | Pushbutton A22NN Ø22, bezel plastic, FULL GUARD, Alternate, CAP COLOR Opaque YELLOW, , 1NC, NON-LIGHTED
A22NN-BGA-NYA-G100-NN | 4274 | 661201 | Pushbutton A22NN Ø22, bezel plastic, FULL GUARD, Alternate, CAP COLOR Opaque YELLOW, , 1NO, NON-LIGHTED
A22NN-BGA-NYA-G101-NN | 5495 | 666863 | Pushbutton A22NN Ø22, bezel plastic, FULL GUARD, Alternate, CAP COLOR Opaque YELLOW, , 2NO, NON-LIGHTED
A22NN-BGA-NYA-G102-NN | 5495 | 663612 | Pushbutton A22NN Ø22, bezel plastic, FULL GUARD, Alternate, CAP COLOR Opaque YELLOW, , 1NO1NC, NON-LIGHTED
A22NN-BGA-NYA-G111-NN | 6105 | 663611 | Pushbutton A22NN Ø22, bezel plastic, FULL GUARD, Alternate, CAP COLOR Opaque YELLOW, , 3NO, NON-LIGHTED
A22NN-BGA-NYA-G112-NN | 6105 | 665256 | Pushbutton A22NN Ø22, bezel plastic, FULL GUARD, Alternate, CAP COLOR Opaque YELLOW, , 2NO1NC, NON-LIGHTED
A22NN-BGA-NYA-G122-NN | 6105 | 666447 | Pushbutton A22NN Ø22, bezel plastic, FULL GUARD, Alternate, CAP COLOR Opaque YELLOW, , 1NO2NC, NON-LIGHTED
A22NN-BGA-NYA-G202-NN | 5495 | 664315 | Pushbutton A22NN Ø22, bezel plastic, FULL GUARD, Alternate, CAP COLOR Opaque YELLOW, , 2NC, NON-LIGHTED
A22NN-BGA-NYA-G222-NN | 6105 | 665005 | Pushbutton A22NN Ø22, bezel plastic, FULL GUARD, Alternate, CAP COLOR Opaque YELLOW, , 3NC, NON-LIGHTED
A22NN-BGA-UAA-G002-NN | 4274 | 665547 | Pushbutton A22NN Ø22, bezel plastic, FULL GUARD, Alternate, CAP COLOR Transparent BLUE, , 1NC, NON-LIGHTED
A22NN-BGA-UAA-G100-NN | 4274 | 662556 | Pushbutton A22NN Ø22, bezel plastic, FULL GUARD, Alternate, CAP COLOR Transparent BLUE, , 1NO, NON-LIGHTED
A22NN-BGA-UAA-G101-NN | 5495 | 663434 | Pushbutton A22NN Ø22, bezel plastic, FULL GUARD, Alternate, CAP COLOR Transparent BLUE, , 2NO, NON-LIGHTED
A22NN-BGA-UAA-G102-NN | 5495 | 664407 | Pushbutton A22NN Ø22, bezel plastic, FULL GUARD, Alternate, CAP COLOR Transparent BLUE, , 1NO1NC, NON-LIGHTED
A22NN-BGA-UAA-G111-NN | 6105 | 666247 | Pushbutton A22NN Ø22, bezel plastic, FULL GUARD, Alternate, CAP COLOR Transparent BLUE, , 3NO, NON-LIGHTED
A22NN-BGA-UAA-G112-NN | 6105 | 659831 | Pushbutton A22NN Ø22, bezel plastic, FULL GUARD, Alternate, CAP COLOR Transparent BLUE, , 2NO1NC, NON-LIGHTED
A22NN-BGA-UAA-G122-NN | 6105 | 665538 | Pushbutton A22NN Ø22, bezel plastic, FULL GUARD, Alternate, CAP COLOR Transparent BLUE, , 1NO2NC, NON-LIGHTED
A22NN-BGA-UAA-G202-NN | 5495 | 666312 | Pushbutton A22NN Ø22, bezel plastic, FULL GUARD, Alternate, CAP COLOR Transparent BLUE, , 2NC, NON-LIGHTED
A22NN-BGA-UAA-G222-NN | 6105 | 660628 | Pushbutton A22NN Ø22, bezel plastic, FULL GUARD, Alternate, CAP COLOR Transparent BLUE, , 3NC, NON-LIGHTED
A22NN-BGA-UGA-G002-NN | 4274 | 660629 | Pushbutton A22NN Ø22, bezel plastic, FULL GUARD, Alternate, CAP COLOR Transparent GREEN, , 1NC, NON-LIGHTED
A22NN-BGA-UGA-G100-NN | 4274 | 663632 | Pushbutton A22NN Ø22, bezel plastic, FULL GUARD, Alternate, CAP COLOR Transparent GREEN, , 1NO, NON-LIGHTED
A22NN-BGA-UGA-G101-NN | 5495 | 667252 | Pushbutton A22NN Ø22, bezel plastic, FULL GUARD, Alternate, CAP COLOR Transparent GREEN, , 2NO, NON-LIGHTED
A22NN-BGA-UGA-G102-NN | 5495 | 664458 | Pushbutton A22NN 22 dia., bezel plastic, full guard, alternate, cap color transparent green, 1NO1NC, non-lighted
A22NN-BGA-UGA-G111-NN | 6105 | 665368 | Pushbutton A22NN Ø22, bezel plastic, FULL GUARD, Alternate, CAP COLOR Transparent GREEN, , 3NO, NON-LIGHTED
A22NN-BGA-UGA-G112-NN | 6105 | 663515 | Pushbutton A22NN Ø22, bezel plastic, FULL GUARD, Alternate, CAP COLOR Transparent GREEN, , 2NO1NC, NON-LIGHTED
A22NN-BGA-UGA-G122-NN | 6105 | 664411 | Pushbutton A22NN Ø22, bezel plastic, FULL GUARD, Alternate, CAP COLOR Transparent GREEN, , 1NO2NC, NON-LIGHTED
A22NN-BGA-UGA-G202-NN | 5495 | 662551 | Pushbutton A22NN Ø22, bezel plastic, FULL GUARD, Alternate, CAP COLOR Transparent GREEN, , 2NC, NON-LIGHTED
A22NN-BGA-UGA-G222-NN | 6105 | 663645 | Pushbutton A22NN Ø22, bezel plastic, FULL GUARD, Alternate, CAP COLOR Transparent GREEN, , 3NC, NON-LIGHTED
A22NN-BGA-URA-G002-NN | 4274 | 667255 | Pushbutton A22NN Ø22, bezel plastic, FULL GUARD, Alternate, CAP COLOR Transparent RED, , 1NC, NON-LIGHTED
A22NN-BGA-URA-G100-NN | 4274 | 662560 | Pushbutton A22NN Ø22, bezel plastic, FULL GUARD, Alternate, CAP COLOR Transparent RED, , 1NO, NON-LIGHTED
A22NN-BGA-URA-G101-NN | 5495 | 660627 | Pushbutton A22NN Ø22, bezel plastic, FULL GUARD, Alternate, CAP COLOR Transparent RED, , 2NO, NON-LIGHTED
A22NN-BGA-URA-G102-NN | 5495 | 664416 | Pushbutton A22NN 22 dia., bezel plastic, full guard, alternate, cap color transparent red, 1NO1NC, non-lighted
A22NN-BGA-URA-G111-NN | 6105 | 659838 | Pushbutton A22NN Ø22, bezel plastic, FULL GUARD, Alternate, CAP COLOR Transparent RED, , 3NO, NON-LIGHTED
A22NN-BGA-URA-G112-NN | 6105 | 666464 | Pushbutton A22NN Ø22, bezel plastic, FULL GUARD, Alternate, CAP COLOR Transparent RED, , 2NO1NC, NON-LIGHTED
A22NN-BGA-URA-G122-NN | 6105 | 664572 | Pushbutton A22NN Ø22, bezel plastic, FULL GUARD, Alternate, CAP COLOR Transparent RED, , 1NO2NC, NON-LIGHTED
A22NN-BGA-URA-G202-NN | 5495 | 661446 | Pushbutton A22NN Ø22, bezel plastic, FULL GUARD, Alternate, CAP COLOR Transparent RED, , 2NC, NON-LIGHTED
A22NN-BGA-URA-G222-NN | 6105 | 665377 | Pushbutton A22NN Ø22, bezel plastic, FULL GUARD, Alternate, CAP COLOR Transparent RED, , 3NC, NON-LIGHTED
A22NN-BGA-UWA-G002-NN | 4274 | 667254 | Pushbutton A22NN Ø22, bezel plastic, FULL GUARD, Alternate, CAP COLOR Transparent WHITE, , 1NC, NON-LIGHTED
A22NN-BGA-UWA-G100-NN | 4274 | 665376 | Pushbutton A22NN Ø22, bezel plastic, FULL GUARD, Alternate, CAP COLOR Transparent WHITE, , 1NO, NON-LIGHTED
A22NN-BGA-UWA-G101-NN | 5495 | 664408 | Pushbutton A22NN Ø22, bezel plastic, FULL GUARD, Alternate, CAP COLOR Transparent WHITE, , 2NO, NON-LIGHTED
A22NN-BGA-UWA-G102-NN | 5495 | 660622 | Pushbutton A22NN Ø22, bezel plastic, FULL GUARD, Alternate, CAP COLOR Transparent WHITE, , 1NO1NC, NON-LIGHTED
A22NN-BGA-UWA-G111-NN | 6105 | 661701 | Pushbutton A22NN Ø22, bezel plastic, FULL GUARD, Alternate, CAP COLOR Transparent WHITE, , 3NO, NON-LIGHTED
A22NN-BGA-UWA-G112-NN | 6105 | 662467 | Pushbutton A22NN Ø22, bezel plastic, FULL GUARD, Alternate, CAP COLOR Transparent WHITE, , 2NO1NC, NON-LIGHTED
A22NN-BGA-UWA-G122-NN | 6105 | 660621 | Pushbutton A22NN Ø22, bezel plastic, FULL GUARD, Alternate, CAP COLOR Transparent WHITE, , 1NO2NC, NON-LIGHTED
A22NN-BGA-UWA-G202-NN | 5495 | 660625 | Pushbutton A22NN Ø22, bezel plastic, FULL GUARD, Alternate, CAP COLOR Transparent WHITE, , 2NC, NON-LIGHTED
A22NN-BGA-UWA-G222-NN | 6105 | 666313 | Pushbutton A22NN Ø22, bezel plastic, FULL GUARD, Alternate, CAP COLOR Transparent WHITE, , 3NC, NON-LIGHTED
A22NN-BGA-UYA-G002-NN | 4274 | 667165 | Pushbutton A22NN Ø22, bezel plastic, FULL GUARD, Alternate, CAP COLOR Transparent YELLOW, , 1NC, NON-LIGHTED
A22NN-BGA-UYA-G100-NN | 4274 | 662557 | Pushbutton A22NN Ø22, bezel plastic, FULL GUARD, Alternate, CAP COLOR Transparent YELLOW, , 1NO, NON-LIGHTED
A22NN-BGA-UYA-G101-NN | 5495 | 666477 | Pushbutton A22NN Ø22, bezel plastic, FULL GUARD, Alternate, CAP COLOR Transparent YELLOW, , 2NO, NON-LIGHTED
A22NN-BGA-UYA-G102-NN | 5495 | 660520 | Pushbutton A22NN Ø22, bezel plastic, FULL GUARD, Alternate, CAP COLOR Transparent YELLOW, , 1NO1NC, NON-LIGHTED
A22NN-BGA-UYA-G111-NN | 6105 | 661715 | Pushbutton A22NN Ø22, bezel plastic, FULL GUARD, Alternate, CAP COLOR Transparent YELLOW, , 3NO, NON-LIGHTED
A22NN-BGA-UYA-G112-NN | 6105 | 660534 | Pushbutton A22NN Ø22, bezel plastic, FULL GUARD, Alternate, CAP COLOR Transparent YELLOW, , 2NO1NC, NON-LIGHTED
A22NN-BGA-UYA-G122-NN | 6105 | 666317 | Pushbutton A22NN Ø22, bezel plastic, FULL GUARD, Alternate, CAP COLOR Transparent YELLOW, , 1NO2NC, NON-LIGHTED
A22NN-BGA-UYA-G202-NN | 5495 | 665273 | Pushbutton A22NN Ø22, bezel plastic, FULL GUARD, Alternate, CAP COLOR Transparent YELLOW, , 2NC, NON-LIGHTED
A22NN-BGA-UYA-G222-NN | 6105 | 666465 | Pushbutton A22NN Ø22, bezel plastic, FULL GUARD, Alternate, CAP COLOR Transparent YELLOW, , 3NC, NON-LIGHTED
A22NN-BGM-NAA-G002-NN | 4274 | 666050 | Pushbutton A22NN Ø22, bezel plastic, FULL GUARD, MOMENTARY, CAP COLOR Opaque BLUE, , 1NC, NON-LIGHTED
A22NN-BGM-NAA-G100-NN | 4274 | 665097 | Pushbutton A22NN Ø22, bezel plastic, FULL GUARD, MOMENTARY, CAP COLOR Opaque BLUE, , 1NO, NON-LIGHTED
A22NN-BGM-NAA-G101-NN | 5495 | 665103 | Pushbutton A22NN Ø22, bezel plastic, FULL GUARD, MOMENTARY, CAP COLOR Opaque BLUE, , 2NO, NON-LIGHTED
A22NN-BGM-NAA-G102-NN | 5495 | 664143 | Pushbutton A22NN Ø22, bezel plastic, FULL GUARD, MOMENTARY, CAP COLOR Opaque BLUE, , 1NO1NC, NON-LIGHTED
A22NN-BGM-NAA-G111-NN | 6105 | 662276 | Pushbutton A22NN Ø22, bezel plastic, FULL GUARD, MOMENTARY, CAP COLOR Opaque BLUE, , 3NO, NON-LIGHTED
A22NN-BGM-NAA-G112-NN | 6105 | 660341 | Pushbutton A22NN Ø22, bezel plastic, FULL GUARD, MOMENTARY, CAP COLOR Opaque BLUE, , 2NO1NC, NON-LIGHTED
A22NN-BGM-NAA-G122-NN | 6105 | 664691 | Pushbutton A22NN Ø22, bezel plastic, FULL GUARD, MOMENTARY, CAP COLOR Opaque BLUE, , 1NO2NC, NON-LIGHTED
A22NN-BGM-NAA-G202-NN | 5495 | 665673 | Pushbutton A22NN Ø22, bezel plastic, FULL GUARD, MOMENTARY, CAP COLOR Opaque BLUE, , 2NC, NON-LIGHTED
A22NN-BGM-NAA-G222-NN | 6105 | 664141 | Pushbutton A22NN Ø22, bezel plastic, FULL GUARD, MOMENTARY, CAP COLOR Opaque BLUE, , 3NC, NON-LIGHTED
A22NN-BGM-NAA-P102-NN | 5495 | 673697 | Pushbutton A22NN Ø22, bezel plastic, FULL GUARD, MOMENTARY, CAP COLOR Opaque BLUE, , 1NO1NC, NON-LIGHTED, push-in terminal
A22NN-BGM-NBA-G002-NN | 4274 | 664145 | Pushbutton A22NN Ø22, bezel plastic, FULL GUARD, MOMENTARY, CAP COLOR Opaque BLACK, , 1NC, NON-LIGHTED
A22NN-BGM-NBA-G100-NN | 4274 | 661863 | Pushbutton A22NN Ø22, bezel plastic, FULL GUARD, MOMENTARY, CAP COLOR Opaque BLACK, , 1NO, NON-LIGHTED
A22NN-BGM-NBA-G101-NN | 5495 | 666605 | Pushbutton A22NN Ø22, bezel plastic, FULL GUARD, MOMENTARY, CAP COLOR Opaque BLACK, , 2NO, NON-LIGHTED
A22NN-BGM-NBA-G102-NN | 5495 | 661283 | Pushbutton A22NN 22 dia., bezel plastic, full guard, momentary, cap color opaque black, 1NO1NC, non-lighted
A22NN-BGM-NBA-G111-NN | 6105 | 662256 | Pushbutton A22NN Ø22, bezel plastic, FULL GUARD, MOMENTARY, CAP COLOR Opaque BLACK, , 3NO, NON-LIGHTED
A22NN-BGM-NBA-G112-NN | 6105 | 660344 | Pushbutton A22NN Ø22, bezel plastic, FULL GUARD, MOMENTARY, CAP COLOR Opaque BLACK, , 2NO1NC, NON-LIGHTED
A22NN-BGM-NBA-G122-NN | 6105 | 661861 | Pushbutton A22NN Ø22, bezel plastic, FULL GUARD, MOMENTARY, CAP COLOR Opaque BLACK, , 1NO2NC, NON-LIGHTED
A22NN-BGM-NBA-G202-NN | 5495 | 662269 | Pushbutton A22NN Ø22, bezel plastic, FULL GUARD, MOMENTARY, CAP COLOR Opaque BLACK, , 2NC, NON-LIGHTED
A22NN-BGM-NBA-G222-NN | 6105 | 662270 | Pushbutton A22NN Ø22, bezel plastic, FULL GUARD, MOMENTARY, CAP COLOR Opaque BLACK, , 3NC, NON-LIGHTED
A22NN-BGM-NGA-G002-NN | 4274 | 663256 | Pushbutton A22NN Ø22, bezel plastic, FULL GUARD, MOMENTARY, CAP COLOR Opaque GREEN, , 1NC, NON-LIGHTED
A22NN-BGM-NGA-G100-NN | 4274 | 660912 | Pushbutton A22NN Ø22, bezel plastic, FULL GUARD, MOMENTARY, CAP COLOR Opaque GREEN, , 1NO, NON-LIGHTED
A22NN-BGM-NGA-G101-NN | 5495 | 665674 | Pushbutton A22NN Ø22, bezel plastic, FULL GUARD, MOMENTARY, CAP COLOR Opaque GREEN, , 2NO, NON-LIGHTED
A22NN-BGM-NGA-G102-NN | 5495 | 664695 | Pushbutton A22NN 22 dia., bezel plastic, full guard, momentary, cap color opaque green, 1NO1NC, non-lighted
A22NN-BGM-NGA-G111-NN | 6105 | 665669 | Pushbutton A22NN Ø22, bezel plastic, FULL GUARD, MOMENTARY, CAP COLOR Opaque GREEN, , 3NO, NON-LIGHTED
A22NN-BGM-NGA-G112-NN | 6105 | 664689 | Pushbutton A22NN Ø22, bezel plastic, FULL GUARD, MOMENTARY, CAP COLOR Opaque GREEN, , 2NO1NC, NON-LIGHTED
A22NN-BGM-NGA-G122-NN | 6105 | 662254 | Pushbutton A22NN Ø22, bezel plastic, FULL GUARD, MOMENTARY, CAP COLOR Opaque GREEN, , 1NO2NC, NON-LIGHTED
A22NN-BGM-NGA-G202-NN | 5495 | 664136 | Pushbutton A22NN Ø22, bezel plastic, FULL GUARD, MOMENTARY, CAP COLOR Opaque GREEN, , 2NC, NON-LIGHTED
A22NN-BGM-NGA-G222-NN | 6105 | 662258 | Pushbutton A22NN Ø22, bezel plastic, FULL GUARD, MOMENTARY, CAP COLOR Opaque GREEN, , 3NC, NON-LIGHTED
A22NN-BGM-NGA-P100-NN | 4274 | 673646 | Pushbutton A22NN Ø22, bezel plastic, FULL GUARD, MOMENTARY, CAP COLOR Opaque GREEN, , 1NO, NON-LIGHTED, push-in terminal
A22NN-BGM-NGA-P102-NN | 5495 | 673664 | Pushbutton A22NN Ø22, bezel plastic, FULL GUARD, MOMENTARY, CAP COLOR Opaque GREEN, , 1NO1NC, NON-LIGHTED, push-in terminal
A22NN-BGM-NRA-G002-NN | 4274 | 662302 | Pushbutton A22NN Ø22, bezel plastic, FULL GUARD, MOMENTARY, CAP COLOR Opaque RED, , 1NC, NON-LIGHTED
A22NN-BGM-NRA-G100-NN | 4274 | 663711 | Pushbutton A22NN Ø22, bezel plastic, FULL GUARD, MOMENTARY, CAP COLOR Opaque RED, , 1NO, NON-LIGHTED
A22NN-BGM-NRA-G101-NN | 5495 | 660348 | Pushbutton A22NN Ø22, bezel plastic, FULL GUARD, MOMENTARY, CAP COLOR Opaque RED, , 2NO, NON-LIGHTED
A22NN-BGM-NRA-G102-NN | 5495 | 666609 | Pushbutton A22NN 22 dia., bezel plastic, full guard, momentary, cap color opaque red, 1NO1NC, non-lighted
A22NN-BGM-NRA-G111-NN | 6105 | 662257 | Pushbutton A22NN Ø22, bezel plastic, FULL GUARD, MOMENTARY, CAP COLOR Opaque RED, , 3NO, NON-LIGHTED
A22NN-BGM-NRA-G112-NN | 6105 | 666068 | Pushbutton A22NN Ø22, bezel plastic, FULL GUARD, MOMENTARY, CAP COLOR Opaque RED, , 2NO1NC, NON-LIGHTED
A22NN-BGM-NRA-G122-NN | 6105 | 665107 | Pushbutton A22NN Ø22, bezel plastic, FULL GUARD, MOMENTARY, CAP COLOR Opaque RED, , 1NO2NC, NON-LIGHTED
A22NN-BGM-NRA-G202-NN | 5495 | 662862 | Pushbutton A22NN Ø22, bezel plastic, FULL GUARD, MOMENTARY, CAP COLOR Opaque RED, , 2NC, NON-LIGHTED
A22NN-BGM-NRA-G222-NN | 6105 | 660908 | Pushbutton A22NN Ø22, bezel plastic, FULL GUARD, MOMENTARY, CAP COLOR Opaque RED, , 3NC, NON-LIGHTED
A22NN-BGM-NRA-P100-NN | 4274 | 673667 | Pushbutton A22NN Ø22, bezel plastic, FULL GUARD, MOMENTARY, CAP COLOR Opaque RED, , 1NO, NON-LIGHTED, push-in terminal
A22NN-BGM-NRA-P102-NN | 5495 | 673675 | Pushbutton A22NN Ø22, bezel plastic, FULL GUARD, MOMENTARY, CAP COLOR Opaque RED, , 1NO1NC, NON-LIGHTED, push-in terminal
A22NN-BGM-NWA-G002-NN | 4274 | 663796 | Pushbutton A22NN Ø22, bezel plastic, FULL GUARD, MOMENTARY, CAP COLOR Opaque WHITE, , 1NC, NON-LIGHTED
A22NN-BGM-NWA-G100-NN | 4274 | 664692 | Pushbutton A22NN Ø22, bezel plastic, FULL GUARD, MOMENTARY, CAP COLOR Opaque WHITE, , 1NO, NON-LIGHTED
A22NN-BGM-NWA-G101-NN | 5495 | 664189 | Pushbutton A22NN Ø22, bezel plastic, FULL GUARD, MOMENTARY, CAP COLOR Opaque WHITE, , 2NO, NON-LIGHTED
A22NN-BGM-NWA-G102-NN | 5495 | 662268 | Pushbutton A22NN Ø22, bezel plastic, FULL GUARD, MOMENTARY, CAP COLOR Opaque WHITE, , 1NO1NC, NON-LIGHTED
A22NN-BGM-NWA-G111-NN | 6105 | 664153 | Pushbutton A22NN Ø22, bezel plastic, FULL GUARD, MOMENTARY, CAP COLOR Opaque WHITE, , 3NO, NON-LIGHTED
A22NN-BGM-NWA-G112-NN | 6105 | 663254 | Pushbutton A22NN Ø22, bezel plastic, FULL GUARD, MOMENTARY, CAP COLOR Opaque WHITE, , 2NO1NC, NON-LIGHTED
A22NN-BGM-NWA-G122-NN | 6105 | 661759 | Pushbutton A22NN Ø22, bezel plastic, FULL GUARD, MOMENTARY, CAP COLOR Opaque WHITE, , 1NO2NC, NON-LIGHTED
A22NN-BGM-NWA-G202-NN | 5495 | 660366 | Pushbutton A22NN Ø22, bezel plastic, FULL GUARD, MOMENTARY, CAP COLOR Opaque WHITE, , 2NC, NON-LIGHTED
A22NN-BGM-NWA-G222-NN | 6105 | 661284 | Pushbutton A22NN Ø22, bezel plastic, FULL GUARD, MOMENTARY, CAP COLOR Opaque WHITE, , 3NC, NON-LIGHTED
A22NN-BGM-NYA-G002-NN | 4274 | 660353 | Pushbutton A22NN Ø22, bezel plastic, FULL GUARD, MOMENTARY, CAP COLOR Opaque YELLOW, , 1NC, NON-LIGHTED
A22NN-BGM-NYA-G100-NN | 4274 | 661280 | Pushbutton A22NN Ø22, bezel plastic, FULL GUARD, MOMENTARY, CAP COLOR Opaque YELLOW, , 1NO, NON-LIGHTED
A22NN-BGM-NYA-G101-NN | 5495 | 666077 | Pushbutton A22NN Ø22, bezel plastic, FULL GUARD, MOMENTARY, CAP COLOR Opaque YELLOW, , 2NO, NON-LIGHTED
A22NN-BGM-NYA-G102-NN | 5495 | 661276 | Pushbutton A22NN Ø22, bezel plastic, FULL GUARD, MOMENTARY, CAP COLOR Opaque YELLOW, , 1NO1NC, NON-LIGHTED
A22NN-BGM-NYA-G111-NN | 6105 | 666967 | Pushbutton A22NN Ø22, bezel plastic, FULL GUARD, MOMENTARY, CAP COLOR Opaque YELLOW, , 3NO, NON-LIGHTED
A22NN-BGM-NYA-G112-NN | 6105 | 660357 | Pushbutton A22NN Ø22, bezel plastic, FULL GUARD, MOMENTARY, CAP COLOR Opaque YELLOW, , 2NO1NC, NON-LIGHTED
A22NN-BGM-NYA-G122-NN | 6105 | 664696 | Pushbutton A22NN Ø22, bezel plastic, FULL GUARD, MOMENTARY, CAP COLOR Opaque YELLOW, , 1NO2NC, NON-LIGHTED
A22NN-BGM-NYA-G202-NN | 5495 | 666056 | Pushbutton A22NN Ø22, bezel plastic, FULL GUARD, MOMENTARY, CAP COLOR Opaque YELLOW, , 2NC, NON-LIGHTED
A22NN-BGM-NYA-G222-NN | 6105 | 666608 | Pushbutton A22NN Ø22, bezel plastic, FULL GUARD, MOMENTARY, CAP COLOR Opaque YELLOW, , 3NC, NON-LIGHTED
A22NN-BGM-UAA-G002-NN | 4274 | 666508 | Pushbutton A22NN Ø22, bezel plastic, FULL GUARD, MOMENTARY, CAP COLOR Transparent BLUE, , 1NC, NON-LIGHTED
A22NN-BGM-UAA-G100-NN | 4274 | 662248 | Pushbutton A22NN Ø22, bezel plastic, FULL GUARD, MOMENTARY, CAP COLOR Transparent BLUE, , 1NO, NON-LIGHTED
A22NN-BGM-UAA-G101-NN | 5495 | 661286 | Pushbutton A22NN Ø22, bezel plastic, FULL GUARD, MOMENTARY, CAP COLOR Transparent BLUE, , 2NO, NON-LIGHTED
A22NN-BGM-UAA-G102-NN | 5495 | 661269 | Pushbutton A22NN Ø22, bezel plastic, FULL GUARD, MOMENTARY, CAP COLOR Transparent BLUE, , 1NO1NC, NON-LIGHTED
A22NN-BGM-UAA-G111-NN | 6105 | 663259 | Pushbutton A22NN Ø22, bezel plastic, FULL GUARD, MOMENTARY, CAP COLOR Transparent BLUE, , 3NO, NON-LIGHTED
A22NN-BGM-UAA-G112-NN | 6105 | 663264 | Pushbutton A22NN Ø22, bezel plastic, FULL GUARD, MOMENTARY, CAP COLOR Transparent BLUE, , 2NO1NC, NON-LIGHTED
A22NN-BGM-UAA-G122-NN | 6105 | 660485 | Pushbutton A22NN Ø22, bezel plastic, FULL GUARD, MOMENTARY, CAP COLOR Transparent BLUE, , 1NO2NC, NON-LIGHTED
A22NN-BGM-UAA-G202-NN | 5495 | 665641 | Pushbutton A22NN Ø22, bezel plastic, FULL GUARD, MOMENTARY, CAP COLOR Transparent BLUE, , 2NC, NON-LIGHTED
A22NN-BGM-UAA-G222-NN | 6105 | 666507 | Pushbutton A22NN Ø22, bezel plastic, FULL GUARD, MOMENTARY, CAP COLOR Transparent BLUE, , 3NC, NON-LIGHTED
A22NN-BGM-UGA-G002-NN | 4274 | 666047 | Pushbutton A22NN Ø22, bezel plastic, FULL GUARD, MOMENTARY, CAP COLOR Transparent GREEN, , 1NC, NON-LIGHTED
A22NN-BGM-UGA-G100-NN | 4274 | 662261 | Pushbutton A22NN Ø22, bezel plastic, FULL GUARD, MOMENTARY, CAP COLOR Transparent GREEN, , 1NO, NON-LIGHTED
A22NN-BGM-UGA-G101-NN | 5495 | 666981 | Pushbutton A22NN Ø22, bezel plastic, FULL GUARD, MOMENTARY, CAP COLOR Transparent GREEN, , 2NO, NON-LIGHTED
A22NN-BGM-UGA-G102-NN | 5495 | 666962 | Pushbutton A22NN 22 dia., bezel plastic, full guard, momentary, cap color transparent green, 1NO1NC, non-lighted
A22NN-BGM-UGA-G111-NN | 6105 | 665090 | Pushbutton A22NN Ø22, bezel plastic, FULL GUARD, MOMENTARY, CAP COLOR Transparent GREEN, , 3NO, NON-LIGHTED
A22NN-BGM-UGA-G112-NN | 6105 | 660345 | Pushbutton A22NN Ø22, bezel plastic, FULL GUARD, MOMENTARY, CAP COLOR Transparent GREEN, , 2NO1NC, NON-LIGHTED
A22NN-BGM-UGA-G122-NN | 6105 | 666062 | Pushbutton A22NN Ø22, bezel plastic, FULL GUARD, MOMENTARY, CAP COLOR Transparent GREEN, , 1NO2NC, NON-LIGHTED
A22NN-BGM-UGA-G202-NN | 5495 | 663248 | Pushbutton A22NN Ø22, bezel plastic, FULL GUARD, MOMENTARY, CAP COLOR Transparent GREEN, , 2NC, NON-LIGHTED
A22NN-BGM-UGA-G222-NN | 6105 | 660358 | Pushbutton A22NN Ø22, bezel plastic, FULL GUARD, MOMENTARY, CAP COLOR Transparent GREEN, , 3NC, NON-LIGHTED
A22NN-BGM-URA-G002-NN | 4274 | 665091 | Pushbutton A22NN Ø22, bezel plastic, FULL GUARD, MOMENTARY, CAP COLOR Transparent RED, , 1NC, NON-LIGHTED
A22NN-BGM-URA-G100-NN | 4274 | 664134 | Pushbutton A22NN Ø22, bezel plastic, FULL GUARD, MOMENTARY, CAP COLOR Transparent RED, , 1NO, NON-LIGHTED
A22NN-BGM-URA-G101-NN | 5495 | 662250 | Pushbutton A22NN Ø22, bezel plastic, FULL GUARD, MOMENTARY, CAP COLOR Transparent RED, , 2NO, NON-LIGHTED
A22NN-BGM-URA-G102-NN | 5495 | 660643 | Pushbutton A22NN 22 dia., bezel plastic, full guard, momentary, cap color transparent red, 1NO1NC, non-lighted
A22NN-BGM-URA-G111-NN | 6105 | 662755 | Pushbutton A22NN Ø22, bezel plastic, FULL GUARD, MOMENTARY, CAP COLOR Transparent RED, , 3NO, NON-LIGHTED
A22NN-BGM-URA-G112-NN | 6105 | 665113 | Pushbutton A22NN Ø22, bezel plastic, FULL GUARD, MOMENTARY, CAP COLOR Transparent RED, , 2NO1NC, NON-LIGHTED
A22NN-BGM-URA-G122-NN | 6105 | 662910 | Pushbutton A22NN Ø22, bezel plastic, FULL GUARD, MOMENTARY, CAP COLOR Transparent RED, , 1NO2NC, NON-LIGHTED
A22NN-BGM-URA-G202-NN | 5495 | 666063 | Pushbutton A22NN Ø22, bezel plastic, FULL GUARD, MOMENTARY, CAP COLOR Transparent RED, , 2NC, NON-LIGHTED
A22NN-BGM-URA-G222-NN | 6105 | 664148 | Pushbutton A22NN Ø22, bezel plastic, FULL GUARD, MOMENTARY, CAP COLOR Transparent RED, , 3NC, NON-LIGHTED
A22NN-BGM-URA-P102-NN | 5495 | 673688 | Pushbutton A22NN Ø22, bezel plastic, FULL GUARD, MOMENTARY, CAP COLOR Transparent RED, , 1NO1NC, NON-LIGHTED, push-in terminal
A22NN-BGM-UWA-G002-NN | 4274 | 660484 | Pushbutton A22NN Ø22, bezel plastic, FULL GUARD, MOMENTARY, CAP COLOR Transparent WHITE, , 1NC, NON-LIGHTED
A22NN-BGM-UWA-G100-NN | 4274 | 665096 | Pushbutton A22NN Ø22, bezel plastic, FULL GUARD, MOMENTARY, CAP COLOR Transparent WHITE, , 1NO, NON-LIGHTED
A22NN-BGM-UWA-G101-NN | 5495 | 662249 | Pushbutton A22NN Ø22, bezel plastic, FULL GUARD, MOMENTARY, CAP COLOR Transparent WHITE, , 2NO, NON-LIGHTED
A22NN-BGM-UWA-G102-NN | 5495 | 665108 | Pushbutton A22NN Ø22, bezel plastic, FULL GUARD, MOMENTARY, CAP COLOR Transparent WHITE, , 1NO1NC, NON-LIGHTED
A22NN-BGM-UWA-G111-NN | 6105 | 660829 | Pushbutton A22NN Ø22, bezel plastic, FULL GUARD, MOMENTARY, CAP COLOR Transparent WHITE, , 3NO, NON-LIGHTED
A22NN-BGM-UWA-G112-NN | 6105 | 660356 | Pushbutton A22NN Ø22, bezel plastic, FULL GUARD, MOMENTARY, CAP COLOR Transparent WHITE, , 2NO1NC, NON-LIGHTED
A22NN-BGM-UWA-G122-NN | 6105 | 662259 | Pushbutton A22NN Ø22, bezel plastic, FULL GUARD, MOMENTARY, CAP COLOR Transparent WHITE, , 1NO2NC, NON-LIGHTED
A22NN-BGM-UWA-G202-NN | 5495 | 664154 | Pushbutton A22NN Ø22, bezel plastic, FULL GUARD, MOMENTARY, CAP COLOR Transparent WHITE, , 2NC, NON-LIGHTED
A22NN-BGM-UWA-G222-NN | 6105 | 666519 | Pushbutton A22NN Ø22, bezel plastic, FULL GUARD, MOMENTARY, CAP COLOR Transparent WHITE, , 3NC, NON-LIGHTED
A22NN-BGM-UYA-G002-NN | 4274 | 666107 | Pushbutton A22NN Ø22, bezel plastic, FULL GUARD, MOMENTARY, CAP COLOR Transparent YELLOW, , 1NC, NON-LIGHTED
A22NN-BGM-UYA-G100-NN | 4274 | 666974 | Pushbutton A22NN Ø22, bezel plastic, FULL GUARD, MOMENTARY, CAP COLOR Transparent YELLOW, , 1NO, NON-LIGHTED
A22NN-BGM-UYA-G101-NN | 5495 | 660835 | Pushbutton A22NN Ø22, bezel plastic, FULL GUARD, MOMENTARY, CAP COLOR Transparent YELLOW, , 2NO, NON-LIGHTED
A22NN-BGM-UYA-G102-NN | 5495 | 666061 | Pushbutton A22NN Ø22, bezel plastic, FULL GUARD, MOMENTARY, CAP COLOR Transparent YELLOW, , 1NO1NC, NON-LIGHTED
A22NN-BGM-UYA-G111-NN | 6105 | 662909 | Pushbutton A22NN Ø22, bezel plastic, FULL GUARD, MOMENTARY, CAP COLOR Transparent YELLOW, , 3NO, NON-LIGHTED
A22NN-BGM-UYA-G112-NN | 6105 | 663319 | Pushbutton A22NN Ø22, bezel plastic, FULL GUARD, MOMENTARY, CAP COLOR Transparent YELLOW, , 2NO1NC, NON-LIGHTED
A22NN-BGM-UYA-G122-NN | 6105 | 662263 | Pushbutton A22NN Ø22, bezel plastic, FULL GUARD, MOMENTARY, CAP COLOR Transparent YELLOW, , 1NO2NC, NON-LIGHTED
A22NN-BGM-UYA-G202-NN | 5495 | 660365 | Pushbutton A22NN Ø22, bezel plastic, FULL GUARD, MOMENTARY, CAP COLOR Transparent YELLOW, , 2NC, NON-LIGHTED
A22NN-BGM-UYA-G222-NN | 6105 | 662241 | Pushbutton A22NN Ø22, bezel plastic, FULL GUARD, MOMENTARY, CAP COLOR Transparent YELLOW, , 3NC, NON-LIGHTED
A22NN-BMA-NAA-G002-NN | 4274 | 660402 | Pushbutton A22NN Ø22, bezel plastic, MUSHROOM, Alternate, CAP COLOR Opaque BLUE, , 1NC, NON-LIGHTED
A22NN-BMA-NAA-G100-NN | 4274 | 665155 | Pushbutton A22NN Ø22, bezel plastic, MUSHROOM, Alternate, CAP COLOR Opaque BLUE, , 1NO, NON-LIGHTED
A22NN-BMA-NAA-G101-NN | 5495 | 663565 | Pushbutton A22NN Ø22, bezel plastic, MUSHROOM, Alternate, CAP COLOR Opaque BLUE, , 2NO, NON-LIGHTED
A22NN-BMA-NAA-G102-NN | 5495 | 667007 | Pushbutton A22NN Ø22, bezel plastic, MUSHROOM, Alternate, CAP COLOR Opaque BLUE, , 1NO1NC, NON-LIGHTED
A22NN-BMA-NAA-G111-NN | 6105 | 667010 | Pushbutton A22NN Ø22, bezel plastic, MUSHROOM, Alternate, CAP COLOR Opaque BLUE, , 3NO, NON-LIGHTED
A22NN-BMA-NAA-G112-NN | 6105 | 662339 | Pushbutton A22NN Ø22, bezel plastic, MUSHROOM, Alternate, CAP COLOR Opaque BLUE, , 2NO1NC, NON-LIGHTED
A22NN-BMA-NAA-G122-NN | 6105 | 666152 | Pushbutton A22NN Ø22, bezel plastic, MUSHROOM, Alternate, CAP COLOR Opaque BLUE, , 1NO2NC, NON-LIGHTED
A22NN-BMA-NAA-G202-NN | 5495 | 665141 | Pushbutton A22NN Ø22, bezel plastic, MUSHROOM, Alternate, CAP COLOR Opaque BLUE, , 2NC, NON-LIGHTED
A22NN-BMA-NAA-G222-NN | 6105 | 665288 | Pushbutton A22NN Ø22, bezel plastic, MUSHROOM, Alternate, CAP COLOR Opaque BLUE, , 3NC, NON-LIGHTED
A22NN-BMA-NBA-G002-NN | 4274 | 661320 | Pushbutton A22NN Ø22, bezel plastic, MUSHROOM, Alternate, CAP COLOR Opaque BLACK, , 1NC, NON-LIGHTED
A22NN-BMA-NBA-G100-NN | 4274 | 663311 | Pushbutton A22NN Ø22, bezel plastic, MUSHROOM, Alternate, CAP COLOR Opaque BLACK, , 1NO, NON-LIGHTED
A22NN-BMA-NBA-G101-NN | 5495 | 663335 | Pushbutton A22NN Ø22, bezel plastic, MUSHROOM, Alternate, CAP COLOR Opaque BLACK, , 2NO, NON-LIGHTED
A22NN-BMA-NBA-G102-NN | 5495 | 664230 | Pushbutton A22NN Ø22, bezel plastic, MUSHROOM, Alternate, CAP COLOR Opaque BLACK, , 1NO1NC, NON-LIGHTED
A22NN-BMA-NBA-G111-NN | 6105 | 665166 | Pushbutton A22NN Ø22, bezel plastic, MUSHROOM, Alternate, CAP COLOR Opaque BLACK, , 3NO, NON-LIGHTED
A22NN-BMA-NBA-G112-NN | 6105 | 662315 | Pushbutton A22NN Ø22, bezel plastic, MUSHROOM, Alternate, CAP COLOR Opaque BLACK, , 2NO1NC, NON-LIGHTED
A22NN-BMA-NBA-G122-NN | 6105 | 664482 | Pushbutton A22NN Ø22, bezel plastic, MUSHROOM, Alternate, CAP COLOR Opaque BLACK, , 1NO2NC, NON-LIGHTED
A22NN-BMA-NBA-G202-NN | 5495 | 661332 | Pushbutton A22NN Ø22, bezel plastic, MUSHROOM, Alternate, CAP COLOR Opaque BLACK, , 2NC, NON-LIGHTED
A22NN-BMA-NBA-G222-NN | 6105 | 665175 | Pushbutton A22NN Ø22, bezel plastic, MUSHROOM, Alternate, CAP COLOR Opaque BLACK, , 3NC, NON-LIGHTED
A22NN-BMA-NGA-G002-NN | 4274 | 665271 | Pushbutton A22NN Ø22, bezel plastic, MUSHROOM, Alternate, CAP COLOR Opaque GREEN, , 1NC, NON-LIGHTED
A22NN-BMA-NGA-G100-NN | 4274 | 665285 | Pushbutton A22NN Ø22, bezel plastic, MUSHROOM, Alternate, CAP COLOR Opaque GREEN, , 1NO, NON-LIGHTED
A22NN-BMA-NGA-G101-NN | 5495 | 660766 | Pushbutton A22NN Ø22, bezel plastic, MUSHROOM, Alternate, CAP COLOR Opaque GREEN, , 2NO, NON-LIGHTED
A22NN-BMA-NGA-G102-NN | 5495 | 661532 | Pushbutton A22NN Ø22, bezel plastic, MUSHROOM, Alternate, CAP COLOR Opaque GREEN, , 1NO1NC, NON-LIGHTED
A22NN-BMA-NGA-G111-NN | 6105 | 667251 | Pushbutton A22NN Ø22, bezel plastic, MUSHROOM, Alternate, CAP COLOR Opaque GREEN, , 3NO, NON-LIGHTED
A22NN-BMA-NGA-G112-NN | 6105 | 666239 | Pushbutton A22NN Ø22, bezel plastic, MUSHROOM, Alternate, CAP COLOR Opaque GREEN, , 2NO1NC, NON-LIGHTED
A22NN-BMA-NGA-G122-NN | 6105 | 660518 | Pushbutton A22NN Ø22, bezel plastic, MUSHROOM, Alternate, CAP COLOR Opaque GREEN, , 1NO2NC, NON-LIGHTED
A22NN-BMA-NGA-G202-NN | 5495 | 662602 | Pushbutton A22NN Ø22, bezel plastic, MUSHROOM, Alternate, CAP COLOR Opaque GREEN, , 2NC, NON-LIGHTED
A22NN-BMA-NGA-G222-NN | 6105 | 663652 | Pushbutton A22NN Ø22, bezel plastic, MUSHROOM, Alternate, CAP COLOR Opaque GREEN, , 3NC, NON-LIGHTED
A22NN-BMA-NRA-G002-NN | 4274 | 664571 | Pushbutton A22NN Ø22, bezel plastic, MUSHROOM, Alternate, CAP COLOR Opaque RED, , 1NC, NON-LIGHTED
A22NN-BMA-NRA-G100-NN | 4274 | 660519 | Pushbutton A22NN Ø22, bezel plastic, MUSHROOM, Alternate, CAP COLOR Opaque RED, , 1NO, NON-LIGHTED
A22NN-BMA-NRA-G101-NN | 5495 | 660626 | Pushbutton A22NN Ø22, bezel plastic, MUSHROOM, Alternate, CAP COLOR Opaque RED, , 2NO, NON-LIGHTED
A22NN-BMA-NRA-G102-NN | 5495 | 664410 | Pushbutton A22NN Ø22, bezel plastic, MUSHROOM, Alternate, CAP COLOR Opaque RED, , 1NO1NC, NON-LIGHTED
A22NN-BMA-NRA-G111-NN | 6105 | 665375 | Pushbutton A22NN Ø22, bezel plastic, MUSHROOM, Alternate, CAP COLOR Opaque RED, , 3NO, NON-LIGHTED
A22NN-BMA-NRA-G112-NN | 6105 | 665381 | Pushbutton A22NN Ø22, bezel plastic, MUSHROOM, Alternate, CAP COLOR Opaque RED, , 2NO1NC, NON-LIGHTED
A22NN-BMA-NRA-G122-NN | 6105 | 661537 | Pushbutton A22NN Ø22, bezel plastic, MUSHROOM, Alternate, CAP COLOR Opaque RED, , 1NO2NC, NON-LIGHTED
A22NN-BMA-NRA-G202-NN | 5495 | 663653 | Pushbutton A22NN Ø22, bezel plastic, MUSHROOM, Alternate, CAP COLOR Opaque RED, , 2NC, NON-LIGHTED
A22NN-BMA-NRA-G222-NN | 6105 | 659850 | Pushbutton A22NN Ø22, bezel plastic, MUSHROOM, Alternate, CAP COLOR Opaque RED, , 3NC, NON-LIGHTED
A22NN-BMA-NRA-P102-NN | 5495 | 673624 | Pushbutton A22NN Ø22, bezel plastic, MUSHROOM, Alternate, CAP COLOR Opaque RED, , 1NO1NC, NON-LIGHTED, push-in terminal
A22NN-BMA-NWA-G002-NN | 4274 | 661533 | Pushbutton A22NN Ø22, bezel plastic, MUSHROOM, Alternate, CAP COLOR Opaque WHITE, , 1NC, NON-LIGHTED
A22NN-BMA-NWA-G100-NN | 4274 | 661536 | Pushbutton A22NN Ø22, bezel plastic, MUSHROOM, Alternate, CAP COLOR Opaque WHITE, , 1NO, NON-LIGHTED
A22NN-BMA-NWA-G101-NN | 5495 | 665369 | Pushbutton A22NN Ø22, bezel plastic, MUSHROOM, Alternate, CAP COLOR Opaque WHITE, , 2NO, NON-LIGHTED
A22NN-BMA-NWA-G102-NN | 5495 | 663514 | Pushbutton A22NN Ø22, bezel plastic, MUSHROOM, Alternate, CAP COLOR Opaque WHITE, , 1NO1NC, NON-LIGHTED
A22NN-BMA-NWA-G111-NN | 6105 | 660392 | Pushbutton A22NN Ø22, bezel plastic, MUSHROOM, Alternate, CAP COLOR Opaque WHITE, , 3NO, NON-LIGHTED
A22NN-BMA-NWA-G112-NN | 6105 | 665287 | Pushbutton A22NN Ø22, bezel plastic, MUSHROOM, Alternate, CAP COLOR Opaque WHITE, , 2NO1NC, NON-LIGHTED
A22NN-BMA-NWA-G122-NN | 6105 | 665450 | Pushbutton A22NN Ø22, bezel plastic, MUSHROOM, Alternate, CAP COLOR Opaque WHITE, , 1NO2NC, NON-LIGHTED
A22NN-BMA-NWA-G202-NN | 5495 | 666109 | Pushbutton A22NN Ø22, bezel plastic, MUSHROOM, Alternate, CAP COLOR Opaque WHITE, , 2NC, NON-LIGHTED
A22NN-BMA-NWA-G222-NN | 6105 | 662332 | Pushbutton A22NN Ø22, bezel plastic, MUSHROOM, Alternate, CAP COLOR Opaque WHITE, , 3NC, NON-LIGHTED
A22NN-BMA-NYA-G002-NN | 4274 | 664406 | Pushbutton A22NN Ø22, bezel plastic, MUSHROOM, Alternate, CAP COLOR Opaque YELLOW, , 1NC, NON-LIGHTED
A22NN-BMA-NYA-G100-NN | 4274 | 664457 | Pushbutton A22NN Ø22, bezel plastic, MUSHROOM, Alternate, CAP COLOR Opaque YELLOW, , 1NO, NON-LIGHTED
A22NN-BMA-NYA-G101-NN | 5495 | 664405 | Pushbutton A22NN Ø22, bezel plastic, MUSHROOM, Alternate, CAP COLOR Opaque YELLOW, , 2NO, NON-LIGHTED
A22NN-BMA-NYA-G102-NN | 5495 | 665370 | Pushbutton A22NN Ø22, bezel plastic, MUSHROOM, Alternate, CAP COLOR Opaque YELLOW, , 1NO1NC, NON-LIGHTED
A22NN-BMA-NYA-G111-NN | 6105 | 663510 | Pushbutton A22NN Ø22, bezel plastic, MUSHROOM, Alternate, CAP COLOR Opaque YELLOW, , 3NO, NON-LIGHTED
A22NN-BMA-NYA-G112-NN | 6105 | 665539 | Pushbutton A22NN Ø22, bezel plastic, MUSHROOM, Alternate, CAP COLOR Opaque YELLOW, , 2NO1NC, NON-LIGHTED
A22NN-BMA-NYA-G122-NN | 6105 | 663654 | Pushbutton A22NN Ø22, bezel plastic, MUSHROOM, Alternate, CAP COLOR Opaque YELLOW, , 1NO2NC, NON-LIGHTED
A22NN-BMA-NYA-G202-NN | 5495 | 662721 | Pushbutton A22NN Ø22, bezel plastic, MUSHROOM, Alternate, CAP COLOR Opaque YELLOW, , 2NC, NON-LIGHTED
A22NN-BMA-NYA-G222-NN | 6105 | 665270 | Pushbutton A22NN Ø22, bezel plastic, MUSHROOM, Alternate, CAP COLOR Opaque YELLOW, , 3NC, NON-LIGHTED
A22NN-BMA-UAA-G002-NN | 4274 | 667031 | Pushbutton A22NN Ø22, bezel plastic, MUSHROOM, Alternate, CAP COLOR Transparent BLUE, , 1NC, NON-LIGHTED
A22NN-BMA-UAA-G100-NN | 4274 | 667030 | Pushbutton A22NN Ø22, bezel plastic, MUSHROOM, Alternate, CAP COLOR Transparent BLUE, , 1NO, NON-LIGHTED
A22NN-BMA-UAA-G101-NN | 5495 | 666249 | Pushbutton A22NN Ø22, bezel plastic, MUSHROOM, Alternate, CAP COLOR Transparent BLUE, , 2NO, NON-LIGHTED
A22NN-BMA-UAA-G102-NN | 5495 | 666120 | Pushbutton A22NN Ø22, bezel plastic, MUSHROOM, Alternate, CAP COLOR Transparent BLUE, , 1NO1NC, NON-LIGHTED
A22NN-BMA-UAA-G111-NN | 6105 | 662331 | Pushbutton A22NN Ø22, bezel plastic, MUSHROOM, Alternate, CAP COLOR Transparent BLUE, , 3NO, NON-LIGHTED
A22NN-BMA-UAA-G112-NN | 6105 | 660684 | Pushbutton A22NN Ø22, bezel plastic, MUSHROOM, Alternate, CAP COLOR Transparent BLUE, , 2NO1NC, NON-LIGHTED
A22NN-BMA-UAA-G122-NN | 6105 | 667039 | Pushbutton A22NN Ø22, bezel plastic, MUSHROOM, Alternate, CAP COLOR Transparent BLUE, , 1NO2NC, NON-LIGHTED
A22NN-BMA-UAA-G202-NN | 5495 | 667008 | Pushbutton A22NN Ø22, bezel plastic, MUSHROOM, Alternate, CAP COLOR Transparent BLUE, , 2NC, NON-LIGHTED
A22NN-BMA-UAA-G222-NN | 6105 | 666248 | Pushbutton A22NN Ø22, bezel plastic, MUSHROOM, Alternate, CAP COLOR Transparent BLUE, , 3NC, NON-LIGHTED
A22NN-BMA-UGA-G002-NN | 4274 | 664481 | Pushbutton A22NN Ø22, bezel plastic, MUSHROOM, Alternate, CAP COLOR Transparent GREEN, , 1NC, NON-LIGHTED
A22NN-BMA-UGA-G100-NN | 4274 | 667040 | Pushbutton A22NN Ø22, bezel plastic, MUSHROOM, Alternate, CAP COLOR Transparent GREEN, , 1NO, NON-LIGHTED
A22NN-BMA-UGA-G101-NN | 5495 | 663323 | Pushbutton A22NN Ø22, bezel plastic, MUSHROOM, Alternate, CAP COLOR Transparent GREEN, , 2NO, NON-LIGHTED
A22NN-BMA-UGA-G102-NN | 5495 | 660393 | Pushbutton A22NN Ø22, bezel plastic, MUSHROOM, Alternate, CAP COLOR Transparent GREEN, , 1NO1NC, NON-LIGHTED
A22NN-BMA-UGA-G111-NN | 6105 | 662305 | Pushbutton A22NN Ø22, bezel plastic, MUSHROOM, Alternate, CAP COLOR Transparent GREEN, , 3NO, NON-LIGHTED
A22NN-BMA-UGA-G112-NN | 6105 | 662303 | Pushbutton A22NN Ø22, bezel plastic, MUSHROOM, Alternate, CAP COLOR Transparent GREEN, , 2NO1NC, NON-LIGHTED
A22NN-BMA-UGA-G122-NN | 6105 | 663289 | Pushbutton A22NN Ø22, bezel plastic, MUSHROOM, Alternate, CAP COLOR Transparent GREEN, , 1NO2NC, NON-LIGHTED
A22NN-BMA-UGA-G202-NN | 5495 | 660425 | Pushbutton A22NN Ø22, bezel plastic, MUSHROOM, Alternate, CAP COLOR Transparent GREEN, , 2NC, NON-LIGHTED
A22NN-BMA-UGA-G222-NN | 6105 | 666129 | Pushbutton A22NN Ø22, bezel plastic, MUSHROOM, Alternate, CAP COLOR Transparent GREEN, , 3NC, NON-LIGHTED
A22NN-BMA-URA-G002-NN | 4274 | 667029 | Pushbutton A22NN Ø22, bezel plastic, MUSHROOM, Alternate, CAP COLOR Transparent RED, , 1NC, NON-LIGHTED
A22NN-BMA-URA-G100-NN | 4274 | 660419 | Pushbutton A22NN Ø22, bezel plastic, MUSHROOM, Alternate, CAP COLOR Transparent RED, , 1NO, NON-LIGHTED
A22NN-BMA-URA-G101-NN | 5495 | 666119 | Pushbutton A22NN Ø22, bezel plastic, MUSHROOM, Alternate, CAP COLOR Transparent RED, , 2NO, NON-LIGHTED
A22NN-BMA-URA-G102-NN | 5495 | 664204 | Pushbutton A22NN Ø22, bezel plastic, MUSHROOM, Alternate, CAP COLOR Transparent RED, , 1NO1NC, NON-LIGHTED
A22NN-BMA-URA-G111-NN | 6105 | 667019 | Pushbutton A22NN Ø22, bezel plastic, MUSHROOM, Alternate, CAP COLOR Transparent RED, , 3NO, NON-LIGHTED
A22NN-BMA-URA-G112-NN | 6105 | 661321 | Pushbutton A22NN Ø22, bezel plastic, MUSHROOM, Alternate, CAP COLOR Transparent RED, , 2NO1NC, NON-LIGHTED
A22NN-BMA-URA-G122-NN | 6105 | 664213 | Pushbutton A22NN Ø22, bezel plastic, MUSHROOM, Alternate, CAP COLOR Transparent RED, , 1NO2NC, NON-LIGHTED
A22NN-BMA-URA-G202-NN | 5495 | 664214 | Pushbutton A22NN Ø22, bezel plastic, MUSHROOM, Alternate, CAP COLOR Transparent RED, , 2NC, NON-LIGHTED
A22NN-BMA-URA-G222-NN | 6105 | 666371 | Pushbutton A22NN Ø22, bezel plastic, MUSHROOM, Alternate, CAP COLOR Transparent RED, , 3NC, NON-LIGHTED
A22NN-BMA-UWA-G002-NN | 4274 | 664203 | Pushbutton A22NN Ø22, bezel plastic, MUSHROOM, Alternate, CAP COLOR Transparent WHITE, , 1NC, NON-LIGHTED
A22NN-BMA-UWA-G100-NN | 4274 | 662316 | Pushbutton A22NN Ø22, bezel plastic, MUSHROOM, Alternate, CAP COLOR Transparent WHITE, , 1NO, NON-LIGHTED
A22NN-BMA-UWA-G101-NN | 5495 | 665449 | Pushbutton A22NN Ø22, bezel plastic, MUSHROOM, Alternate, CAP COLOR Transparent WHITE, , 2NO, NON-LIGHTED
A22NN-BMA-UWA-G102-NN | 5495 | 663435 | Pushbutton A22NN Ø22, bezel plastic, MUSHROOM, Alternate, CAP COLOR Transparent WHITE, , 1NO1NC, NON-LIGHTED
A22NN-BMA-UWA-G111-NN | 6105 | 666111 | Pushbutton A22NN Ø22, bezel plastic, MUSHROOM, Alternate, CAP COLOR Transparent WHITE, , 3NO, NON-LIGHTED
A22NN-BMA-UWA-G112-NN | 6105 | 665174 | Pushbutton A22NN Ø22, bezel plastic, MUSHROOM, Alternate, CAP COLOR Transparent WHITE, , 2NO1NC, NON-LIGHTED
A22NN-BMA-UWA-G122-NN | 6105 | 663324 | Pushbutton A22NN Ø22, bezel plastic, MUSHROOM, Alternate, CAP COLOR Transparent WHITE, , 1NO2NC, NON-LIGHTED
A22NN-BMA-UWA-G202-NN | 5495 | 663566 | Pushbutton A22NN Ø22, bezel plastic, MUSHROOM, Alternate, CAP COLOR Transparent WHITE, , 2NC, NON-LIGHTED
A22NN-BMA-UWA-G222-NN | 6105 | 664201 | Pushbutton A22NN Ø22, bezel plastic, MUSHROOM, Alternate, CAP COLOR Transparent WHITE, , 3NC, NON-LIGHTED
A22NN-BMA-UYA-G002-NN | 4274 | 663436 | Pushbutton A22NN Ø22, bezel plastic, MUSHROOM, Alternate, CAP COLOR Transparent YELLOW, , 1NC, NON-LIGHTED
A22NN-BMA-UYA-G100-NN | 4274 | 663312 | Pushbutton A22NN Ø22, bezel plastic, MUSHROOM, Alternate, CAP COLOR Transparent YELLOW, , 1NO, NON-LIGHTED
A22NN-BMA-UYA-G101-NN | 5495 | 662338 | Pushbutton A22NN Ø22, bezel plastic, MUSHROOM, Alternate, CAP COLOR Transparent YELLOW, , 2NO, NON-LIGHTED
A22NN-BMA-UYA-G102-NN | 5495 | 666138 | Pushbutton A22NN Ø22, bezel plastic, MUSHROOM, Alternate, CAP COLOR Transparent YELLOW, , 1NO1NC, NON-LIGHTED
A22NN-BMA-UYA-G111-NN | 6105 | 665156 | Pushbutton A22NN Ø22, bezel plastic, MUSHROOM, Alternate, CAP COLOR Transparent YELLOW, , 3NO, NON-LIGHTED
A22NN-BMA-UYA-G112-NN | 6105 | 667056 | Pushbutton A22NN Ø22, bezel plastic, MUSHROOM, Alternate, CAP COLOR Transparent YELLOW, , 2NO1NC, NON-LIGHTED
A22NN-BMA-UYA-G122-NN | 6105 | 665286 | Pushbutton A22NN Ø22, bezel plastic, MUSHROOM, Alternate, CAP COLOR Transparent YELLOW, , 1NO2NC, NON-LIGHTED
A22NN-BMA-UYA-G202-NN | 5495 | 665451 | Pushbutton A22NN Ø22, bezel plastic, MUSHROOM, Alternate, CAP COLOR Transparent YELLOW, , 2NC, NON-LIGHTED
A22NN-BMA-UYA-G222-NN | 6105 | 664202 | Pushbutton A22NN Ø22, bezel plastic, MUSHROOM, Alternate, CAP COLOR Transparent YELLOW, , 3NC, NON-LIGHTED
A22NN-BMM-NAA-G002-NN | 4274 | 660892 | Pushbutton A22NN Ø22, bezel plastic, MUSHROOM, MOMENTARY, CAP COLOR Opaque BLUE, , 1NC, NON-LIGHTED
A22NN-BMM-NAA-G100-NN | 4274 | 666072 | Pushbutton A22NN Ø22, bezel plastic, MUSHROOM, MOMENTARY, CAP COLOR Opaque BLUE, , 1NO, NON-LIGHTED
A22NN-BMM-NAA-G101-NN | 5495 | 664655 | Pushbutton A22NN Ø22, bezel plastic, MUSHROOM, MOMENTARY, CAP COLOR Opaque BLUE, , 2NO, NON-LIGHTED
A22NN-BMM-NAA-G102-NN | 5495 | 662266 | Pushbutton A22NN Ø22, bezel plastic, MUSHROOM, MOMENTARY, CAP COLOR Opaque BLUE, , 1NO1NC, NON-LIGHTED
A22NN-BMM-NAA-G111-NN | 6105 | 665241 | Pushbutton A22NN Ø22, bezel plastic, MUSHROOM, MOMENTARY, CAP COLOR Opaque BLUE, , 3NO, NON-LIGHTED
A22NN-BMM-NAA-G112-NN | 6105 | 665110 | Pushbutton A22NN Ø22, bezel plastic, MUSHROOM, MOMENTARY, CAP COLOR Opaque BLUE, , 2NO1NC, NON-LIGHTED
A22NN-BMM-NAA-G122-NN | 6105 | 666065 | Pushbutton A22NN Ø22, bezel plastic, MUSHROOM, MOMENTARY, CAP COLOR Opaque BLUE, , 1NO2NC, NON-LIGHTED
A22NN-BMM-NAA-G202-NN | 5495 | 660360 | Pushbutton A22NN Ø22, bezel plastic, MUSHROOM, MOMENTARY, CAP COLOR Opaque BLUE, , 2NC, NON-LIGHTED
A22NN-BMM-NAA-G222-NN | 6105 | 662265 | Pushbutton A22NN Ø22, bezel plastic, MUSHROOM, MOMENTARY, CAP COLOR Opaque BLUE, , 3NC, NON-LIGHTED
A22NN-BMM-NBA-G002-NN | 4274 | 662267 | Pushbutton A22NN Ø22, bezel plastic, MUSHROOM, MOMENTARY, CAP COLOR Opaque BLACK, , 1NC, NON-LIGHTED
A22NN-BMM-NBA-G100-NN | 4274 | 659752 | Pushbutton A22NN Ø22, bezel plastic, MUSHROOM, MOMENTARY, CAP COLOR Opaque BLACK, , 1NO, NON-LIGHTED
A22NN-BMM-NBA-G101-NN | 5495 | 661304 | Pushbutton A22NN Ø22, bezel plastic, MUSHROOM, MOMENTARY, CAP COLOR Opaque BLACK, , 2NO, NON-LIGHTED
A22NN-BMM-NBA-G102-NN | 5495 | 660891 | Pushbutton A22NN Ø22, bezel plastic, MUSHROOM, MOMENTARY, CAP COLOR Opaque BLACK, , 1NO1NC, NON-LIGHTED
A22NN-BMM-NBA-G111-NN | 6105 | 666066 | Pushbutton A22NN Ø22, bezel plastic, MUSHROOM, MOMENTARY, CAP COLOR Opaque BLACK, , 3NO, NON-LIGHTED
A22NN-BMM-NBA-G112-NN | 6105 | 661812 | Pushbutton A22NN Ø22, bezel plastic, MUSHROOM, MOMENTARY, CAP COLOR Opaque BLACK, , 2NO1NC, NON-LIGHTED
A22NN-BMM-NBA-G122-NN | 6105 | 664286 | Pushbutton A22NN Ø22, bezel plastic, MUSHROOM, MOMENTARY, CAP COLOR Opaque BLACK, , 1NO2NC, NON-LIGHTED
A22NN-BMM-NBA-G202-NN | 5495 | 661814 | Pushbutton A22NN Ø22, bezel plastic, MUSHROOM, MOMENTARY, CAP COLOR Opaque BLACK, , 2NC, NON-LIGHTED
A22NN-BMM-NBA-G222-NN | 6105 | 663774 | Pushbutton A22NN Ø22, bezel plastic, MUSHROOM, MOMENTARY, CAP COLOR Opaque BLACK, , 3NC, NON-LIGHTED
A22NN-BMM-NBA-P100-NN | 4274 | 673696 | Pushbutton A22NN Ø22, bezel plastic, MUSHROOM, MOMENTARY, CAP COLOR Opaque BLACK, , 1NO, NON-LIGHTED, push-in terminal
A22NN-BMM-NGA-G002-NN | 4274 | 662336 | Pushbutton A22NN Ø22, bezel plastic, MUSHROOM, MOMENTARY, CAP COLOR Opaque GREEN, , 1NC, NON-LIGHTED
A22NN-BMM-NGA-G100-NN | 4274 | 663697 | Pushbutton A22NN Ø22, bezel plastic, MUSHROOM, MOMENTARY, CAP COLOR Opaque GREEN, , 1NO, NON-LIGHTED
A22NN-BMM-NGA-G101-NN | 5495 | 665112 | Pushbutton A22NN Ø22, bezel plastic, MUSHROOM, MOMENTARY, CAP COLOR Opaque GREEN, , 2NO, NON-LIGHTED
A22NN-BMM-NGA-G102-NN | 5495 | 666213 | Pushbutton A22NN Ø22, bezel plastic, MUSHROOM, MOMENTARY, CAP COLOR Opaque GREEN, , 1NO1NC, NON-LIGHTED
A22NN-BMM-NGA-G111-NN | 6105 | 660644 | Pushbutton A22NN Ø22, bezel plastic, MUSHROOM, MOMENTARY, CAP COLOR Opaque GREEN, , 3NO, NON-LIGHTED
A22NN-BMM-NGA-G112-NN | 6105 | 663249 | Pushbutton A22NN Ø22, bezel plastic, MUSHROOM, MOMENTARY, CAP COLOR Opaque GREEN, , 2NO1NC, NON-LIGHTED
A22NN-BMM-NGA-G122-NN | 6105 | 661271 | Pushbutton A22NN Ø22, bezel plastic, MUSHROOM, MOMENTARY, CAP COLOR Opaque GREEN, , 1NO2NC, NON-LIGHTED
A22NN-BMM-NGA-G202-NN | 5495 | 663320 | Pushbutton A22NN Ø22, bezel plastic, MUSHROOM, MOMENTARY, CAP COLOR Opaque GREEN, , 2NC, NON-LIGHTED
A22NN-BMM-NGA-G222-NN | 6105 | 664219 | Pushbutton A22NN Ø22, bezel plastic, MUSHROOM, MOMENTARY, CAP COLOR Opaque GREEN, , 3NC, NON-LIGHTED
A22NN-BMM-NRA-G002-NN | 4274 | 663696 | Pushbutton A22NN Ø22, bezel plastic, MUSHROOM, MOMENTARY, CAP COLOR Opaque RED, , 1NC, NON-LIGHTED
A22NN-BMM-NRA-G100-NN | 4274 | 661287 | Pushbutton A22NN Ø22, bezel plastic, MUSHROOM, MOMENTARY, CAP COLOR Opaque RED, , 1NO, NON-LIGHTED
A22NN-BMM-NRA-G101-NN | 5495 | 660355 | Pushbutton A22NN Ø22, bezel plastic, MUSHROOM, MOMENTARY, CAP COLOR Opaque RED, , 2NO, NON-LIGHTED
A22NN-BMM-NRA-G102-NN | 5495 | 660346 | Pushbutton A22NN Ø22, bezel plastic, MUSHROOM, MOMENTARY, CAP COLOR Opaque RED, , 1NO1NC, NON-LIGHTED
A22NN-BMM-NRA-G111-NN | 6105 | 662275 | Pushbutton A22NN Ø22, bezel plastic, MUSHROOM, MOMENTARY, CAP COLOR Opaque RED, , 3NO, NON-LIGHTED
A22NN-BMM-NRA-G112-NN | 6105 | 660343 | Pushbutton A22NN Ø22, bezel plastic, MUSHROOM, MOMENTARY, CAP COLOR Opaque RED, , 2NO1NC, NON-LIGHTED
A22NN-BMM-NRA-G122-NN | 6105 | 661270 | Pushbutton A22NN Ø22, bezel plastic, MUSHROOM, MOMENTARY, CAP COLOR Opaque RED, , 1NO2NC, NON-LIGHTED
A22NN-BMM-NRA-G202-NN | 5495 | 666059 | Pushbutton A22NN Ø22, bezel plastic, MUSHROOM, MOMENTARY, CAP COLOR Opaque RED, , 2NC, NON-LIGHTED
A22NN-BMM-NRA-G222-NN | 6105 | 664149 | Pushbutton A22NN Ø22, bezel plastic, MUSHROOM, MOMENTARY, CAP COLOR Opaque RED, , 3NC, NON-LIGHTED
A22NN-BMM-NWA-G002-NN | 4274 | 666976 | Pushbutton A22NN Ø22, bezel plastic, MUSHROOM, MOMENTARY, CAP COLOR Opaque WHITE, , 1NC, NON-LIGHTED
A22NN-BMM-NWA-G100-NN | 4274 | 665095 | Pushbutton A22NN Ø22, bezel plastic, MUSHROOM, MOMENTARY, CAP COLOR Opaque WHITE, , 1NO, NON-LIGHTED
A22NN-BMM-NWA-G101-NN | 5495 | 661303 | Pushbutton A22NN Ø22, bezel plastic, MUSHROOM, MOMENTARY, CAP COLOR Opaque WHITE, , 2NO, NON-LIGHTED
A22NN-BMM-NWA-G102-NN | 5495 | 663260 | Pushbutton A22NN Ø22, bezel plastic, MUSHROOM, MOMENTARY, CAP COLOR Opaque WHITE, , 1NO1NC, NON-LIGHTED
A22NN-BMM-NWA-G111-NN | 6105 | 666069 | Pushbutton A22NN Ø22, bezel plastic, MUSHROOM, MOMENTARY, CAP COLOR Opaque WHITE, , 3NO, NON-LIGHTED
A22NN-BMM-NWA-G112-NN | 6105 | 664150 | Pushbutton A22NN Ø22, bezel plastic, MUSHROOM, MOMENTARY, CAP COLOR Opaque WHITE, , 2NO1NC, NON-LIGHTED
A22NN-BMM-NWA-G122-NN | 6105 | 662274 | Pushbutton A22NN Ø22, bezel plastic, MUSHROOM, MOMENTARY, CAP COLOR Opaque WHITE, , 1NO2NC, NON-LIGHTED
A22NN-BMM-NWA-G202-NN | 5495 | 664151 | Pushbutton A22NN Ø22, bezel plastic, MUSHROOM, MOMENTARY, CAP COLOR Opaque WHITE, , 2NC, NON-LIGHTED
A22NN-BMM-NWA-G222-NN | 6105 | 660390 | Pushbutton A22NN Ø22, bezel plastic, MUSHROOM, MOMENTARY, CAP COLOR Opaque WHITE, , 3NC, NON-LIGHTED
A22NN-BMM-NYA-G002-NN | 4274 | 662251 | Pushbutton A22NN Ø22, bezel plastic, MUSHROOM, MOMENTARY, CAP COLOR Opaque YELLOW, , 1NC, NON-LIGHTED
A22NN-BMM-NYA-G100-NN | 4274 | 666057 | Pushbutton A22NN Ø22, bezel plastic, MUSHROOM, MOMENTARY, CAP COLOR Opaque YELLOW, , 1NO, NON-LIGHTED
A22NN-BMM-NYA-G101-NN | 5495 | 662247 | Pushbutton A22NN Ø22, bezel plastic, MUSHROOM, MOMENTARY, CAP COLOR Opaque YELLOW, , 2NO, NON-LIGHTED
A22NN-BMM-NYA-G102-NN | 5495 | 664610 | Pushbutton A22NN Ø22, bezel plastic, MUSHROOM, MOMENTARY, CAP COLOR Opaque YELLOW, , 1NO1NC, NON-LIGHTED
A22NN-BMM-NYA-G111-NN | 6105 | 662767 | Pushbutton A22NN Ø22, bezel plastic, MUSHROOM, MOMENTARY, CAP COLOR Opaque YELLOW, , 3NO, NON-LIGHTED
A22NN-BMM-NYA-G112-NN | 6105 | 666979 | Pushbutton A22NN Ø22, bezel plastic, MUSHROOM, MOMENTARY, CAP COLOR Opaque YELLOW, , 2NO1NC, NON-LIGHTED
A22NN-BMM-NYA-G122-NN | 6105 | 666064 | Pushbutton A22NN Ø22, bezel plastic, MUSHROOM, MOMENTARY, CAP COLOR Opaque YELLOW, , 1NO2NC, NON-LIGHTED
A22NN-BMM-NYA-G202-NN | 5495 | 667266 | Pushbutton A22NN Ø22, bezel plastic, MUSHROOM, MOMENTARY, CAP COLOR Opaque YELLOW, , 2NC, NON-LIGHTED
A22NN-BMM-NYA-G222-NN | 6105 | 661748 | Pushbutton A22NN Ø22, bezel plastic, MUSHROOM, MOMENTARY, CAP COLOR Opaque YELLOW, , 3NC, NON-LIGHTED
A22NN-BMM-UAA-G002-NN | 4274 | 666071 | Pushbutton A22NN Ø22, bezel plastic, MUSHROOM, MOMENTARY, CAP COLOR Transparent BLUE, , 1NC, NON-LIGHTED
A22NN-BMM-UAA-G100-NN | 4274 | 666214 | Pushbutton A22NN Ø22, bezel plastic, MUSHROOM, MOMENTARY, CAP COLOR Transparent BLUE, , 1NO, NON-LIGHTED
A22NN-BMM-UAA-G101-NN | 5495 | 666567 | Pushbutton A22NN Ø22, bezel plastic, MUSHROOM, MOMENTARY, CAP COLOR Transparent BLUE, , 2NO, NON-LIGHTED
A22NN-BMM-UAA-G102-NN | 5495 | 659751 | Pushbutton A22NN Ø22, bezel plastic, MUSHROOM, MOMENTARY, CAP COLOR Transparent BLUE, , 1NO1NC, NON-LIGHTED
A22NN-BMM-UAA-G111-NN | 6105 | 659961 | Pushbutton A22NN Ø22, bezel plastic, MUSHROOM, MOMENTARY, CAP COLOR Transparent BLUE, , 3NO, NON-LIGHTED
A22NN-BMM-UAA-G112-NN | 6105 | 661288 | Pushbutton A22NN Ø22, bezel plastic, MUSHROOM, MOMENTARY, CAP COLOR Transparent BLUE, , 2NO1NC, NON-LIGHTED
A22NN-BMM-UAA-G122-NN | 6105 | 666220 | Pushbutton A22NN Ø22, bezel plastic, MUSHROOM, MOMENTARY, CAP COLOR Transparent BLUE, , 1NO2NC, NON-LIGHTED
A22NN-BMM-UAA-G202-NN | 5495 | 663773 | Pushbutton A22NN Ø22, bezel plastic, MUSHROOM, MOMENTARY, CAP COLOR Transparent BLUE, , 2NC, NON-LIGHTED
A22NN-BMM-UAA-G222-NN | 6105 | 661619 | Pushbutton A22NN Ø22, bezel plastic, MUSHROOM, MOMENTARY, CAP COLOR Transparent BLUE, , 3NC, NON-LIGHTED
A22NN-BMM-UGA-G002-NN | 4274 | 660486 | Pushbutton A22NN Ø22, bezel plastic, MUSHROOM, MOMENTARY, CAP COLOR Transparent GREEN, , 1NC, NON-LIGHTED
A22NN-BMM-UGA-G100-NN | 4274 | 663288 | Pushbutton A22NN Ø22, bezel plastic, MUSHROOM, MOMENTARY, CAP COLOR Transparent GREEN, , 1NO, NON-LIGHTED
A22NN-BMM-UGA-G101-NN | 5495 | 661404 | Pushbutton A22NN Ø22, bezel plastic, MUSHROOM, MOMENTARY, CAP COLOR Transparent GREEN, , 2NO, NON-LIGHTED
A22NN-BMM-UGA-G102-NN | 5495 | 662420 | Pushbutton A22NN Ø22, bezel plastic, MUSHROOM, MOMENTARY, CAP COLOR Transparent GREEN, , 1NO1NC, NON-LIGHTED
A22NN-BMM-UGA-G111-NN | 6105 | 662418 | Pushbutton A22NN Ø22, bezel plastic, MUSHROOM, MOMENTARY, CAP COLOR Transparent GREEN, , 3NO, NON-LIGHTED
A22NN-BMM-UGA-G112-NN | 6105 | 666108 | Pushbutton A22NN Ø22, bezel plastic, MUSHROOM, MOMENTARY, CAP COLOR Transparent GREEN, , 2NO1NC, NON-LIGHTED
A22NN-BMM-UGA-G122-NN | 6105 | 666566 | Pushbutton A22NN Ø22, bezel plastic, MUSHROOM, MOMENTARY, CAP COLOR Transparent GREEN, , 1NO2NC, NON-LIGHTED
A22NN-BMM-UGA-G202-NN | 5495 | 666219 | Pushbutton A22NN Ø22, bezel plastic, MUSHROOM, MOMENTARY, CAP COLOR Transparent GREEN, , 2NC, NON-LIGHTED
A22NN-BMM-UGA-G222-NN | 6105 | 661418 | Pushbutton A22NN Ø22, bezel plastic, MUSHROOM, MOMENTARY, CAP COLOR Transparent GREEN, , 3NC, NON-LIGHTED
A22NN-BMM-URA-G002-NN | 4274 | 664190 | Pushbutton A22NN Ø22, bezel plastic, MUSHROOM, MOMENTARY, CAP COLOR Transparent RED, , 1NC, NON-LIGHTED
A22NN-BMM-URA-G100-NN | 4274 | 660364 | Pushbutton A22NN Ø22, bezel plastic, MUSHROOM, MOMENTARY, CAP COLOR Transparent RED, , 1NO, NON-LIGHTED
A22NN-BMM-URA-G101-NN | 5495 | 662271 | Pushbutton A22NN Ø22, bezel plastic, MUSHROOM, MOMENTARY, CAP COLOR Transparent RED, , 2NO, NON-LIGHTED
A22NN-BMM-URA-G102-NN | 5495 | 662419 | Pushbutton A22NN Ø22, bezel plastic, MUSHROOM, MOMENTARY, CAP COLOR Transparent RED, , 1NO1NC, NON-LIGHTED
A22NN-BMM-URA-G111-NN | 6105 | 666070 | Pushbutton A22NN Ø22, bezel plastic, MUSHROOM, MOMENTARY, CAP COLOR Transparent RED, , 3NO, NON-LIGHTED
A22NN-BMM-URA-G112-NN | 6105 | 661813 | Pushbutton A22NN Ø22, bezel plastic, MUSHROOM, MOMENTARY, CAP COLOR Transparent RED, , 2NO1NC, NON-LIGHTED
A22NN-BMM-URA-G122-NN | 6105 | 662417 | Pushbutton A22NN Ø22, bezel plastic, MUSHROOM, MOMENTARY, CAP COLOR Transparent RED, , 1NO2NC, NON-LIGHTED
A22NN-BMM-URA-G202-NN | 5495 | 667124 | Pushbutton A22NN Ø22, bezel plastic, MUSHROOM, MOMENTARY, CAP COLOR Transparent RED, , 2NC, NON-LIGHTED
A22NN-BMM-URA-G222-NN | 6105 | 664300 | Pushbutton A22NN Ø22, bezel plastic, MUSHROOM, MOMENTARY, CAP COLOR Transparent RED, , 3NC, NON-LIGHTED
A22NN-BMM-UWA-G002-NN | 4274 | 662272 | Pushbutton A22NN Ø22, bezel plastic, MUSHROOM, MOMENTARY, CAP COLOR Transparent WHITE, , 1NC, NON-LIGHTED
A22NN-BMM-UWA-G100-NN | 4274 | 666215 | Pushbutton A22NN Ø22, bezel plastic, MUSHROOM, MOMENTARY, CAP COLOR Transparent WHITE, , 1NO, NON-LIGHTED
A22NN-BMM-UWA-G101-NN | 5495 | 666982 | Pushbutton A22NN Ø22, bezel plastic, MUSHROOM, MOMENTARY, CAP COLOR Transparent WHITE, , 2NO, NON-LIGHTED
A22NN-BMM-UWA-G102-NN | 5495 | 665242 | Pushbutton A22NN Ø22, bezel plastic, MUSHROOM, MOMENTARY, CAP COLOR Transparent WHITE, , 1NO1NC, NON-LIGHTED
A22NN-BMM-UWA-G111-NN | 6105 | 661811 | Pushbutton A22NN Ø22, bezel plastic, MUSHROOM, MOMENTARY, CAP COLOR Transparent WHITE, , 3NO, NON-LIGHTED
A22NN-BMM-UWA-G112-NN | 6105 | 662408 | Pushbutton A22NN Ø22, bezel plastic, MUSHROOM, MOMENTARY, CAP COLOR Transparent WHITE, , 2NO1NC, NON-LIGHTED
A22NN-BMM-UWA-G122-NN | 6105 | 664657 | Pushbutton A22NN Ø22, bezel plastic, MUSHROOM, MOMENTARY, CAP COLOR Transparent WHITE, , 1NO2NC, NON-LIGHTED
A22NN-BMM-UWA-G202-NN | 5495 | 660496 | Pushbutton A22NN Ø22, bezel plastic, MUSHROOM, MOMENTARY, CAP COLOR Transparent WHITE, , 2NC, NON-LIGHTED
A22NN-BMM-UWA-G222-NN | 6105 | 663263 | Pushbutton A22NN Ø22, bezel plastic, MUSHROOM, MOMENTARY, CAP COLOR Transparent WHITE, , 3NC, NON-LIGHTED
A22NN-BMM-UYA-G002-NN | 4274 | 664299 | Pushbutton A22NN Ø22, bezel plastic, MUSHROOM, MOMENTARY, CAP COLOR Transparent YELLOW, , 1NC, NON-LIGHTED
A22NN-BMM-UYA-G100-NN | 4274 | 664656 | Pushbutton A22NN Ø22, bezel plastic, MUSHROOM, MOMENTARY, CAP COLOR Transparent YELLOW, , 1NO, NON-LIGHTED
A22NN-BMM-UYA-G101-NN | 5495 | 662416 | Pushbutton A22NN Ø22, bezel plastic, MUSHROOM, MOMENTARY, CAP COLOR Transparent YELLOW, , 2NO, NON-LIGHTED
A22NN-BMM-UYA-G102-NN | 5495 | 666221 | Pushbutton A22NN Ø22, bezel plastic, MUSHROOM, MOMENTARY, CAP COLOR Transparent YELLOW, , 1NO1NC, NON-LIGHTED
A22NN-BMM-UYA-G111-NN | 6105 | 664287 | Pushbutton A22NN Ø22, bezel plastic, MUSHROOM, MOMENTARY, CAP COLOR Transparent YELLOW, , 3NO, NON-LIGHTED
A22NN-BMM-UYA-G112-NN | 6105 | 664155 | Pushbutton A22NN Ø22, bezel plastic, MUSHROOM, MOMENTARY, CAP COLOR Transparent YELLOW, , 2NO1NC, NON-LIGHTED
A22NN-BMM-UYA-G122-NN | 6105 | 666980 | Pushbutton A22NN Ø22, bezel plastic, MUSHROOM, MOMENTARY, CAP COLOR Transparent YELLOW, , 1NO2NC, NON-LIGHTED
A22NN-BMM-UYA-G202-NN | 5495 | 662273 | Pushbutton A22NN Ø22, bezel plastic, MUSHROOM, MOMENTARY, CAP COLOR Transparent YELLOW, , 2NC, NON-LIGHTED
A22NN-BMM-UYA-G222-NN | 6105 | 662820 | Pushbutton A22NN Ø22, bezel plastic, MUSHROOM, MOMENTARY, CAP COLOR Transparent YELLOW, , 3NC, NON-LIGHTED
A22NN-BNA-NAA-G002-NN | 4274 | 662512 | Pushbutton A22NN Ø22, bezel plastic, FLAT, Alternate, CAP COLOR Opaque BLUE, , 1NC, NON-LIGHTED
A22NN-BNA-NAA-G100-NN | 4274 | 666283 | Pushbutton A22NN Ø22, bezel plastic, FLAT, Alternate, CAP COLOR Opaque BLUE, , 1NO, NON-LIGHTED
A22NN-BNA-NAA-G101-NN | 5495 | 660581 | Pushbutton A22NN Ø22, bezel plastic, FLAT, Alternate, CAP COLOR Opaque BLUE, , 2NO, NON-LIGHTED
A22NN-BNA-NAA-G102-NN | 5495 | 661396 | Pushbutton A22NN Ø22, bezel plastic, FLAT, Alternate, CAP COLOR Opaque BLUE, , 1NO1NC, NON-LIGHTED
A22NN-BNA-NAA-G111-NN | 6105 | 663384 | Pushbutton A22NN Ø22, bezel plastic, FLAT, Alternate, CAP COLOR Opaque BLUE, , 3NO, NON-LIGHTED
A22NN-BNA-NAA-G112-NN | 6105 | 662402 | Pushbutton A22NN Ø22, bezel plastic, FLAT, Alternate, CAP COLOR Opaque BLUE, , 2NO1NC, NON-LIGHTED
A22NN-BNA-NAA-G122-NN | 6105 | 664282 | Pushbutton A22NN Ø22, bezel plastic, FLAT, Alternate, CAP COLOR Opaque BLUE, , 1NO2NC, NON-LIGHTED
A22NN-BNA-NAA-G202-NN | 5495 | 667213 | Pushbutton A22NN Ø22, bezel plastic, FLAT, Alternate, CAP COLOR Opaque BLUE, , 2NC, NON-LIGHTED
A22NN-BNA-NAA-G222-NN | 6105 | 663385 | Pushbutton A22NN Ø22, bezel plastic, FLAT, Alternate, CAP COLOR Opaque BLUE, , 3NC, NON-LIGHTED
A22NN-BNA-NBA-G002-NN | 4274 | 664384 | Pushbutton A22NN Ø22, bezel plastic, FLAT, Alternate, CAP COLOR Opaque BLACK, , 1NC, NON-LIGHTED
A22NN-BNA-NBA-G100-NN | 4274 | 664382 | Pushbutton A22NN Ø22, bezel plastic, FLAT, Alternate, CAP COLOR Opaque BLACK, , 1NO, NON-LIGHTED
A22NN-BNA-NBA-G101-NN | 5495 | 662513 | Pushbutton A22NN Ø22, bezel plastic, FLAT, Alternate, CAP COLOR Opaque BLACK, , 2NO, NON-LIGHTED
A22NN-BNA-NBA-G102-NN | 5495 | 667214 | Pushbutton A22NN 22 dia., bezel plastic, flat, alternate, cap color opaque black, 1NO1NC, non-lighted
A22NN-BNA-NBA-G111-NN | 6105 | 661407 | Pushbutton A22NN Ø22, bezel plastic, FLAT, Alternate, CAP COLOR Opaque BLACK, , 3NO, NON-LIGHTED
A22NN-BNA-NBA-G112-NN | 6105 | 667116 | Pushbutton A22NN Ø22, bezel plastic, FLAT, Alternate, CAP COLOR Opaque BLACK, , 2NO1NC, NON-LIGHTED
A22NN-BNA-NBA-G122-NN | 6105 | 661506 | Pushbutton A22NN Ø22, bezel plastic, FLAT, Alternate, CAP COLOR Opaque BLACK, , 1NO2NC, NON-LIGHTED
A22NN-BNA-NBA-G202-NN | 5495 | 665334 | Pushbutton A22NN Ø22, bezel plastic, FLAT, Alternate, CAP COLOR Opaque BLACK, , 2NC, NON-LIGHTED
A22NN-BNA-NBA-G222-NN | 6105 | 661408 | Pushbutton A22NN Ø22, bezel plastic, FLAT, Alternate, CAP COLOR Opaque BLACK, , 3NC, NON-LIGHTED
A22NN-BNA-NGA-G002-NN | 4274 | 663482 | Pushbutton A22NN Ø22, bezel plastic, FLAT, Alternate, CAP COLOR Opaque GREEN, , 1NC, NON-LIGHTED
A22NN-BNA-NGA-G100-NN | 4274 | 660582 | Pushbutton A22NN Ø22, bezel plastic, FLAT, Alternate, CAP COLOR Opaque GREEN, , 1NO, NON-LIGHTED
A22NN-BNA-NGA-G101-NN | 5495 | 667209 | Pushbutton A22NN Ø22, bezel plastic, FLAT, Alternate, CAP COLOR Opaque GREEN, , 2NO, NON-LIGHTED
A22NN-BNA-NGA-G102-NN | 5495 | 664373 | Pushbutton A22NN 22 dia., bezel plastic, flat, alternate, cap color opaque green, 1NO1NC, non-lighted
A22NN-BNA-NGA-G111-NN | 6105 | 665235 | Pushbutton A22NN Ø22, bezel plastic, FLAT, Alternate, CAP COLOR Opaque GREEN, , 3NO, NON-LIGHTED
A22NN-BNA-NGA-G112-NN | 6105 | 662503 | Pushbutton A22NN Ø22, bezel plastic, FLAT, Alternate, CAP COLOR Opaque GREEN, , 2NO1NC, NON-LIGHTED
A22NN-BNA-NGA-G122-NN | 6105 | 667109 | Pushbutton A22NN Ø22, bezel plastic, FLAT, Alternate, CAP COLOR Opaque GREEN, , 1NO2NC, NON-LIGHTED
A22NN-BNA-NGA-G202-NN | 5495 | 664379 | Pushbutton A22NN Ø22, bezel plastic, FLAT, Alternate, CAP COLOR Opaque GREEN, , 2NC, NON-LIGHTED
A22NN-BNA-NGA-G222-NN | 6105 | 661499 | Pushbutton A22NN Ø22, bezel plastic, FLAT, Alternate, CAP COLOR Opaque GREEN, , 3NC, NON-LIGHTED
A22NN-BNA-NGA-P102-NN | 5505 | 674953 | Pushbutton A22NN Ø22, bezel plastic, FLAT, Alternate, CAP COLOR Opaque GREEN, , 1NO1NC, NON-LIGHTED, push-in terminal
A22NN-BNA-NRA-G002-NN | 4274 | 664098 | Pushbutton A22NN Ø22, bezel plastic, FLAT, Alternate, CAP COLOR Opaque RED, , 1NC, NON-LIGHTED
A22NN-BNA-NRA-G100-NN | 4274 | 660303 | Pushbutton A22NN Ø22, bezel plastic, FLAT, Alternate, CAP COLOR Opaque RED, , 1NO, NON-LIGHTED
A22NN-BNA-NRA-G101-NN | 5495 | 660297 | Pushbutton A22NN Ø22, bezel plastic, FLAT, Alternate, CAP COLOR Opaque RED, , 2NO, NON-LIGHTED
A22NN-BNA-NRA-G102-NN | 5495 | 666920 | Pushbutton A22NN 22 dia., bezel plastic, flat, alternate, cap color opaque red, 1NO1NC, non-lighted
A22NN-BNA-NRA-G111-NN | 6105 | 663693 | Pushbutton A22NN Ø22, bezel plastic, FLAT, Alternate, CAP COLOR Opaque RED, , 3NO, NON-LIGHTED
A22NN-BNA-NRA-G112-NN | 6105 | 665574 | Pushbutton A22NN Ø22, bezel plastic, FLAT, Alternate, CAP COLOR Opaque RED, , 2NO1NC, NON-LIGHTED
A22NN-BNA-NRA-G122-NN | 6105 | 661236 | Pushbutton A22NN Ø22, bezel plastic, FLAT, Alternate, CAP COLOR Opaque RED, , 1NO2NC, NON-LIGHTED
A22NN-BNA-NRA-G202-NN | 5495 | 666255 | Pushbutton A22NN Ø22, bezel plastic, FLAT, Alternate, CAP COLOR Opaque RED, , 2NC, NON-LIGHTED
A22NN-BNA-NRA-G222-NN | 6105 | 667202 | Pushbutton A22NN Ø22, bezel plastic, FLAT, Alternate, CAP COLOR Opaque RED, , 3NC, NON-LIGHTED
A22NN-BNA-NRA-P102-NN | 5505 | 674952 | Pushbutton A22NN Ø22, bezel plastic, FLAT, Alternate, CAP COLOR Opaque RED, , 1NO1NC, NON-LIGHTED, push-in terminal
A22NN-BNA-NWA-G002-NN | 4274 | 661500 | Pushbutton A22NN Ø22, bezel plastic, FLAT, Alternate, CAP COLOR Opaque WHITE, , 1NC, NON-LIGHTED
A22NN-BNA-NWA-G100-NN | 4274 | 664381 | Pushbutton A22NN Ø22, bezel plastic, FLAT, Alternate, CAP COLOR Opaque WHITE, , 1NO, NON-LIGHTED
A22NN-BNA-NWA-G101-NN | 5495 | 665336 | Pushbutton A22NN Ø22, bezel plastic, FLAT, Alternate, CAP COLOR Opaque WHITE, , 2NO, NON-LIGHTED
A22NN-BNA-NWA-G102-NN | 5495 | 660587 | Pushbutton A22NN Ø22, bezel plastic, FLAT, Alternate, CAP COLOR Opaque WHITE, , 1NO1NC, NON-LIGHTED
A22NN-BNA-NWA-G111-NN | 6105 | 665333 | Pushbutton A22NN Ø22, bezel plastic, FLAT, Alternate, CAP COLOR Opaque WHITE, , 3NO, NON-LIGHTED
A22NN-BNA-NWA-G112-NN | 6105 | 662505 | Pushbutton A22NN Ø22, bezel plastic, FLAT, Alternate, CAP COLOR Opaque WHITE, , 2NO1NC, NON-LIGHTED
A22NN-BNA-NWA-G122-NN | 6105 | 663483 | Pushbutton A22NN Ø22, bezel plastic, FLAT, Alternate, CAP COLOR Opaque WHITE, , 1NO2NC, NON-LIGHTED
A22NN-BNA-NWA-G202-NN | 5495 | 663484 | Pushbutton A22NN Ø22, bezel plastic, FLAT, Alternate, CAP COLOR Opaque WHITE, , 2NC, NON-LIGHTED
A22NN-BNA-NWA-G222-NN | 6105 | 664378 | Pushbutton A22NN Ø22, bezel plastic, FLAT, Alternate, CAP COLOR Opaque WHITE, , 3NC, NON-LIGHTED
A22NN-BNA-NYA-G002-NN | 4274 | 660478 | Pushbutton A22NN Ø22, bezel plastic, FLAT, Alternate, CAP COLOR Opaque YELLOW, , 1NC, NON-LIGHTED
A22NN-BNA-NYA-G100-NN | 4274 | 667203 | Pushbutton A22NN Ø22, bezel plastic, FLAT, Alternate, CAP COLOR Opaque YELLOW, , 1NO, NON-LIGHTED
A22NN-BNA-NYA-G101-NN | 5495 | 661498 | Pushbutton A22NN Ø22, bezel plastic, FLAT, Alternate, CAP COLOR Opaque YELLOW, , 2NO, NON-LIGHTED
A22NN-BNA-NYA-G102-NN | 5495 | 662506 | Pushbutton A22NN Ø22, bezel plastic, FLAT, Alternate, CAP COLOR Opaque YELLOW, , 1NO1NC, NON-LIGHTED
A22NN-BNA-NYA-G111-NN | 6105 | 662401 | Pushbutton A22NN Ø22, bezel plastic, FLAT, Alternate, CAP COLOR Opaque YELLOW, , 3NO, NON-LIGHTED
A22NN-BNA-NYA-G112-NN | 6105 | 664380 | Pushbutton A22NN Ø22, bezel plastic, FLAT, Alternate, CAP COLOR Opaque YELLOW, , 2NO1NC, NON-LIGHTED
A22NN-BNA-NYA-G122-NN | 6105 | 666286 | Pushbutton A22NN Ø22, bezel plastic, FLAT, Alternate, CAP COLOR Opaque YELLOW, , 1NO2NC, NON-LIGHTED
A22NN-BNA-NYA-G202-NN | 5495 | 666285 | Pushbutton A22NN Ø22, bezel plastic, FLAT, Alternate, CAP COLOR Opaque YELLOW, , 2NC, NON-LIGHTED
A22NN-BNA-NYA-G222-NN | 6105 | 665329 | Pushbutton A22NN Ø22, bezel plastic, FLAT, Alternate, CAP COLOR Opaque YELLOW, , 3NC, NON-LIGHTED
A22NN-BNA-UAA-G002-NN | 4274 | 662520 | Pushbutton A22NN Ø22, bezel plastic, FLAT, Alternate, CAP COLOR Transparent BLUE, , 1NC, NON-LIGHTED
A22NN-BNA-UAA-G100-NN | 4274 | 660489 | Pushbutton A22NN Ø22, bezel plastic, FLAT, Alternate, CAP COLOR Transparent BLUE, , 1NO, NON-LIGHTED
A22NN-BNA-UAA-G101-NN | 5495 | 665351 | Pushbutton A22NN Ø22, bezel plastic, FLAT, Alternate, CAP COLOR Transparent BLUE, , 2NO, NON-LIGHTED
A22NN-BNA-UAA-G102-NN | 5495 | 662525 | Pushbutton A22NN Ø22, bezel plastic, FLAT, Alternate, CAP COLOR Transparent BLUE, , 1NO1NC, NON-LIGHTED
A22NN-BNA-UAA-G111-NN | 6105 | 662527 | Pushbutton A22NN Ø22, bezel plastic, FLAT, Alternate, CAP COLOR Transparent BLUE, , 3NO, NON-LIGHTED
A22NN-BNA-UAA-G112-NN | 6105 | 665341 | Pushbutton A22NN Ø22, bezel plastic, FLAT, Alternate, CAP COLOR Transparent BLUE, , 2NO1NC, NON-LIGHTED
A22NN-BNA-UAA-G122-NN | 6105 | 662404 | Pushbutton A22NN Ø22, bezel plastic, FLAT, Alternate, CAP COLOR Transparent BLUE, , 1NO2NC, NON-LIGHTED
A22NN-BNA-UAA-G202-NN | 5495 | 663394 | Pushbutton A22NN Ø22, bezel plastic, FLAT, Alternate, CAP COLOR Transparent BLUE, , 2NC, NON-LIGHTED
A22NN-BNA-UAA-G222-NN | 6105 | 664288 | Pushbutton A22NN Ø22, bezel plastic, FLAT, Alternate, CAP COLOR Transparent BLUE, , 3NC, NON-LIGHTED
A22NN-BNA-UGA-G002-NN | 4274 | 660592 | Pushbutton A22NN Ø22, bezel plastic, FLAT, Alternate, CAP COLOR Transparent GREEN, , 1NC, NON-LIGHTED
A22NN-BNA-UGA-G100-NN | 4274 | 666207 | Pushbutton A22NN Ø22, bezel plastic, FLAT, Alternate, CAP COLOR Transparent GREEN, , 1NO, NON-LIGHTED
A22NN-BNA-UGA-G101-NN | 5495 | 665236 | Pushbutton A22NN Ø22, bezel plastic, FLAT, Alternate, CAP COLOR Transparent GREEN, , 2NO, NON-LIGHTED
A22NN-BNA-UGA-G102-NN | 5495 | 661507 | Pushbutton A22NN 22 dia., bezel plastic, flat, alternate, cap color transparent green, 1NO1NC, non-lighted
A22NN-BNA-UGA-G111-NN | 6105 | 665342 | Pushbutton A22NN Ø22, bezel plastic, FLAT, Alternate, CAP COLOR Transparent GREEN, , 3NO, NON-LIGHTED
A22NN-BNA-UGA-G112-NN | 6105 | 663395 | Pushbutton A22NN Ø22, bezel plastic, FLAT, Alternate, CAP COLOR Transparent GREEN, , 2NO1NC, NON-LIGHTED
A22NN-BNA-UGA-G122-NN | 6105 | 666298 | Pushbutton A22NN Ø22, bezel plastic, FLAT, Alternate, CAP COLOR Transparent GREEN, , 1NO2NC, NON-LIGHTED
A22NN-BNA-UGA-G202-NN | 5495 | 660597 | Pushbutton A22NN Ø22, bezel plastic, FLAT, Alternate, CAP COLOR Transparent GREEN, , 2NC, NON-LIGHTED
A22NN-BNA-UGA-G222-NN | 6105 | 667115 | Pushbutton A22NN Ø22, bezel plastic, FLAT, Alternate, CAP COLOR Transparent GREEN, , 3NC, NON-LIGHTED
A22NN-BNA-UGA-P111-NN | 6105 | 673663 | Pushbutton A22NN Ø22, bezel plastic, FLAT, Alternate, CAP COLOR Transparent GREEN, , 3NO, NON-LIGHTED, push-in terminal
A22NN-BNA-URA-G002-NN | 4274 | 666296 | Pushbutton A22NN Ø22, bezel plastic, FLAT, Alternate, CAP COLOR Transparent RED, , 1NC, NON-LIGHTED
A22NN-BNA-URA-G100-NN | 4274 | 663393 | Pushbutton A22NN Ø22, bezel plastic, FLAT, Alternate, CAP COLOR Transparent RED, , 1NO, NON-LIGHTED
A22NN-BNA-URA-G101-NN | 5495 | 661515 | Pushbutton A22NN Ø22, bezel plastic, FLAT, Alternate, CAP COLOR Transparent RED, , 2NO, NON-LIGHTED
A22NN-BNA-URA-G102-NN | 5495 | 661510 | Pushbutton A22NN 22 dia., bezel plastic, flat, alternate, cap color transparent red, 1NO1NC, non-lighted
A22NN-BNA-URA-G111-NN | 6105 | 661405 | Pushbutton A22NN Ø22, bezel plastic, FLAT, Alternate, CAP COLOR Transparent RED, , 3NO, NON-LIGHTED
A22NN-BNA-URA-G112-NN | 6105 | 667224 | Pushbutton A22NN Ø22, bezel plastic, FLAT, Alternate, CAP COLOR Transparent RED, , 2NO1NC, NON-LIGHTED
A22NN-BNA-URA-G122-NN | 6105 | 662524 | Pushbutton A22NN Ø22, bezel plastic, FLAT, Alternate, CAP COLOR Transparent RED, , 1NO2NC, NON-LIGHTED
A22NN-BNA-URA-G202-NN | 5495 | 667223 | Pushbutton A22NN Ø22, bezel plastic, FLAT, Alternate, CAP COLOR Transparent RED, , 2NC, NON-LIGHTED
A22NN-BNA-URA-G222-NN | 6105 | 664389 | Pushbutton A22NN Ø22, bezel plastic, FLAT, Alternate, CAP COLOR Transparent RED, , 3NC, NON-LIGHTED
A22NN-BNA-URA-P111-NN | 6105 | 673644 | Pushbutton A22NN Ø22, bezel plastic, FLAT, Alternate, CAP COLOR Transparent RED, , 3NO, NON-LIGHTED, push-in terminal
A22NN-BNA-UWA-G002-NN | 4274 | 666292 | Pushbutton A22NN Ø22, bezel plastic, FLAT, Alternate, CAP COLOR Transparent WHITE, , 1NC, NON-LIGHTED
A22NN-BNA-UWA-G100-NN | 4274 | 661406 | Pushbutton A22NN Ø22, bezel plastic, FLAT, Alternate, CAP COLOR Transparent WHITE, , 1NO, NON-LIGHTED
A22NN-BNA-UWA-G101-NN | 5495 | 662515 | Pushbutton A22NN Ø22, bezel plastic, FLAT, Alternate, CAP COLOR Transparent WHITE, , 2NO, NON-LIGHTED
A22NN-BNA-UWA-G102-NN | 5495 | 665340 | Pushbutton A22NN Ø22, bezel plastic, FLAT, Alternate, CAP COLOR Transparent WHITE, , 1NO1NC, NON-LIGHTED
A22NN-BNA-UWA-G111-NN | 6105 | 665243 | Pushbutton A22NN Ø22, bezel plastic, FLAT, Alternate, CAP COLOR Transparent WHITE, , 3NO, NON-LIGHTED
A22NN-BNA-UWA-G112-NN | 6105 | 660488 | Pushbutton A22NN Ø22, bezel plastic, FLAT, Alternate, CAP COLOR Transparent WHITE, , 2NO1NC, NON-LIGHTED
A22NN-BNA-UWA-G122-NN | 6105 | 667220 | Pushbutton A22NN Ø22, bezel plastic, FLAT, Alternate, CAP COLOR Transparent WHITE, , 1NO2NC, NON-LIGHTED
A22NN-BNA-UWA-G202-NN | 5495 | 660487 | Pushbutton A22NN Ø22, bezel plastic, FLAT, Alternate, CAP COLOR Transparent WHITE, , 2NC, NON-LIGHTED
A22NN-BNA-UWA-G222-NN | 6105 | 662526 | Pushbutton A22NN Ø22, bezel plastic, FLAT, Alternate, CAP COLOR Transparent WHITE, , 3NC, NON-LIGHTED
A22NN-BNA-UYA-G002-NN | 4274 | 661511 | Pushbutton A22NN Ø22, bezel plastic, FLAT, Alternate, CAP COLOR Transparent YELLOW, , 1NC, NON-LIGHTED
A22NN-BNA-UYA-G100-NN | 4274 | 661512 | Pushbutton A22NN Ø22, bezel plastic, FLAT, Alternate, CAP COLOR Transparent YELLOW, , 1NO, NON-LIGHTED
A22NN-BNA-UYA-G101-NN | 5495 | 662403 | Pushbutton A22NN Ø22, bezel plastic, FLAT, Alternate, CAP COLOR Transparent YELLOW, , 2NO, NON-LIGHTED
A22NN-BNA-UYA-G102-NN | 5495 | 663392 | Pushbutton A22NN Ø22, bezel plastic, FLAT, Alternate, CAP COLOR Transparent YELLOW, , 1NO1NC, NON-LIGHTED
A22NN-BNA-UYA-G111-NN | 6105 | 664388 | Pushbutton A22NN Ø22, bezel plastic, FLAT, Alternate, CAP COLOR Transparent YELLOW, , 3NO, NON-LIGHTED
A22NN-BNA-UYA-G112-NN | 6105 | 664283 | Pushbutton A22NN Ø22, bezel plastic, FLAT, Alternate, CAP COLOR Transparent YELLOW, , 2NO1NC, NON-LIGHTED
A22NN-BNA-UYA-G122-NN | 6105 | 667222 | Pushbutton A22NN Ø22, bezel plastic, FLAT, Alternate, CAP COLOR Transparent YELLOW, , 1NO2NC, NON-LIGHTED
A22NN-BNA-UYA-G202-NN | 5495 | 662409 | Pushbutton A22NN Ø22, bezel plastic, FLAT, Alternate, CAP COLOR Transparent YELLOW, , 2NC, NON-LIGHTED
A22NN-BNA-UYA-G222-NN | 6105 | 661516 | Pushbutton A22NN Ø22, bezel plastic, FLAT, Alternate, CAP COLOR Transparent YELLOW, , 3NC, NON-LIGHTED
A22NN-BNM-NAA-G002-NN | 4274 | 664451 | Pushbutton A22NN Ø22, bezel plastic, FLAT, MOMENTARY, CAP COLOR Opaque BLUE, , 1NC, NON-LIGHTED
A22NN-BNM-NAA-G100-NN | 4274 | 662240 | Pushbutton A22NN Ø22, bezel plastic, FLAT, MOMENTARY, CAP COLOR Opaque BLUE, , 1NO, NON-LIGHTED
A22NN-BNM-NAA-G101-NN | 5495 | 659715 | Pushbutton A22NN Ø22, bezel plastic, FLAT, MOMENTARY, CAP COLOR Opaque BLUE, , 2NO, NON-LIGHTED
A22NN-BNM-NAA-G102-NN | 5495 | 665407 | Pushbutton A22NN Ø22, bezel plastic, FLAT, MOMENTARY, CAP COLOR Opaque BLUE, , 1NO1NC, NON-LIGHTED
A22NN-BNM-NAA-G111-NN | 6105 | 665703 | Pushbutton A22NN Ø22, bezel plastic, FLAT, MOMENTARY, CAP COLOR Opaque BLUE, , 3NO, NON-LIGHTED
A22NN-BNM-NAA-G112-NN | 6105 | 662244 | Pushbutton A22NN Ø22, bezel plastic, FLAT, MOMENTARY, CAP COLOR Opaque BLUE, , 2NO1NC, NON-LIGHTED
A22NN-BNM-NAA-G122-NN | 6105 | 660338 | Pushbutton A22NN Ø22, bezel plastic, FLAT, MOMENTARY, CAP COLOR Opaque BLUE, , 1NO2NC, NON-LIGHTED
A22NN-BNM-NAA-G202-NN | 5495 | 666043 | Pushbutton A22NN Ø22, bezel plastic, FLAT, MOMENTARY, CAP COLOR Opaque BLUE, , 2NC, NON-LIGHTED
A22NN-BNM-NAA-G222-NN | 6105 | 660666 | Pushbutton A22NN Ø22, bezel plastic, FLAT, MOMENTARY, CAP COLOR Opaque BLUE, , 3NC, NON-LIGHTED
A22NN-BNM-NAA-P100-NN | 4280 | 674053 | Pushbutton A22NN Ø22, bezel plastic, FLAT, MOMENTARY, CAP COLOR Opaque BLUE, 1NO, NON-LIGHTED, push-in terminal
A22NN-BNM-NAA-P101-NN | 5495 | 673673 | Pushbutton A22NN Ø22, bezel plastic, FLAT, MOMENTARY, CAP COLOR Opaque BLUE, , 2NO, NON-LIGHTED, push-in terminal
A22NN-BNM-NBA-G002-NN | 4274 | 666953 | Pushbutton A22NN Ø22, bezel plastic, FLAT, MOMENTARY, CAP COLOR Opaque BLACK, , 1NC, NON-LIGHTED
A22NN-BNM-NBA-G100-NN | 4274 | 660026 | Pushbutton A22NN Ø22, bezel plastic, FLAT, MOMENTARY, CAP COLOR Opaque BLACK, , 1NO, NON-LIGHTED
A22NN-BNM-NBA-G101-NN | 5495 | 666357 | Pushbutton A22NN Ø22, bezel plastic, FLAT, MOMENTARY, CAP COLOR Opaque BLACK, , 2NO, NON-LIGHTED
A22NN-BNM-NBA-G102-NN | 5495 | 665089 | Pushbutton A22NN 22 dia., bezel plastic, flat, momentary, cap color opaque black, 1NO1NC, non-lighted
A22NN-BNM-NBA-G111-NN | 6105 | 665704 | Pushbutton A22NN Ø22, bezel plastic, FLAT, MOMENTARY, CAP COLOR Opaque BLACK, , 3NO, NON-LIGHTED
A22NN-BNM-NBA-G112-NN | 6105 | 660951 | Pushbutton A22NN Ø22, bezel plastic, FLAT, MOMENTARY, CAP COLOR Opaque BLACK, , 2NO1NC, NON-LIGHTED
A22NN-BNM-NBA-G122-NN | 6105 | 663828 | Pushbutton A22NN Ø22, bezel plastic, FLAT, MOMENTARY, CAP COLOR Opaque BLACK, , 1NO2NC, NON-LIGHTED
A22NN-BNM-NBA-G202-NN | 5495 | 661268 | Pushbutton A22NN Ø22, bezel plastic, FLAT, MOMENTARY, CAP COLOR Opaque BLACK, , 2NC, NON-LIGHTED
A22NN-BNM-NBA-G222-NN | 6105 | 666355 | Pushbutton A22NN Ø22, bezel plastic, FLAT, MOMENTARY, CAP COLOR Opaque BLACK, , 3NC, NON-LIGHTED
A22NN-BNM-NBA-P100-NN | 4274 | 673637 | Pushbutton A22NN Ø22, bezel plastic, FLAT, MOMENTARY, CAP COLOR Opaque BLACK, , 1NO, NON-LIGHTED, push-in terminal
A22NN-BNM-NBA-P102-NN | 5495 | 673626 | Pushbutton A22NN Ø22, bezel plastic, FLAT, MOMENTARY, CAP COLOR Opaque BLACK, , 1NO1NC, NON-LIGHTED, push-in terminal
A22NN-BNM-NGA-G002-NN | 4274 | 664450 | Pushbutton A22NN Ø22, bezel plastic, FLAT, MOMENTARY, CAP COLOR Opaque GREEN, , 1NC, NON-LIGHTED
A22NN-BNM-NGA-G100-NN | 4274 | 660948 | Pushbutton A22NN Ø22, bezel plastic, FLAT, MOMENTARY, CAP COLOR Opaque GREEN, , 1NO, NON-LIGHTED
A22NN-BNM-NGA-G101-NN | 5495 | 662597 | Pushbutton A22NN Ø22, bezel plastic, FLAT, MOMENTARY, CAP COLOR Opaque GREEN, , 2NO, NON-LIGHTED
A22NN-BNM-NGA-G102-NN | 5495 | 665410 | Pushbutton A22NN 22 dia., bezel plastic, flat, momentary, cap color opaque green, 1NO1NC, non-lighted
A22NN-BNM-NGA-G111-NN | 6105 | 660667 | Pushbutton A22NN Ø22, bezel plastic, FLAT, MOMENTARY, CAP COLOR Opaque GREEN, , 3NO, NON-LIGHTED
A22NN-BNM-NGA-G112-NN | 6105 | 660668 | Pushbutton A22NN Ø22, bezel plastic, FLAT, MOMENTARY, CAP COLOR Opaque GREEN, , 2NO1NC, NON-LIGHTED
A22NN-BNM-NGA-G122-NN | 6105 | 665093 | Pushbutton A22NN Ø22, bezel plastic, FLAT, MOMENTARY, CAP COLOR Opaque GREEN, , 1NO2NC, NON-LIGHTED
A22NN-BNM-NGA-G202-NN | 5495 | 660664 | Pushbutton A22NN Ø22, bezel plastic, FLAT, MOMENTARY, CAP COLOR Opaque GREEN, , 2NC, NON-LIGHTED
A22NN-BNM-NGA-G222-NN | 6105 | 660339 | Pushbutton A22NN Ø22, bezel plastic, FLAT, MOMENTARY, CAP COLOR Opaque GREEN, , 3NC, NON-LIGHTED
A22NN-BNM-NGA-P100-NN | 4274 | 673620 | Pushbutton A22NN Ø22, bezel plastic, FLAT, MOMENTARY, CAP COLOR Opaque GREEN, , 1NO, NON-LIGHTED, push-in terminal
A22NN-BNM-NGA-P102-NN | 5495 | 673662 | Pushbutton A22NN Ø22, bezel plastic, FLAT, MOMENTARY, CAP COLOR Opaque GREEN, , 1NO1NC, NON-LIGHTED, push-in terminal
A22NN-BNM-NRA-G002-NN | 4274 | 664447 | Pushbutton A22NN 22 dia., bezel plastic, flat, momentary, cap color opaque red, 1NC, non-lighted
A22NN-BNM-NRA-G100-NN | 4274 | 666359 | Pushbutton A22NN 22 dia., bezel plastic, flat, momentary, cap color opaque red, 1NO, non-lighted
A22NN-BNM-NRA-G101-NN | 5495 | 660670 | Pushbutton A22NN Ø22, bezel plastic, FLAT, MOMENTARY, CAP COLOR Opaque RED, , 2NO, NON-LIGHTED
A22NN-BNM-NRA-G102-NN | 5495 | 666358 | Pushbutton A22NN 22 dia., bezel plastic, flat, momentary, cap color opaque red, 1NO1NC, non-lighted
A22NN-BNM-NRA-G111-NN | 6105 | 660671 | Pushbutton A22NN Ø22, bezel plastic, FLAT, MOMENTARY, CAP COLOR Opaque RED, , 3NO, NON-LIGHTED
A22NN-BNM-NRA-G112-NN | 6105 | 660947 | Pushbutton A22NN Ø22, bezel plastic, FLAT, MOMENTARY, CAP COLOR Opaque RED, , 2NO1NC, NON-LIGHTED
A22NN-BNM-NRA-G122-NN | 6105 | 662897 | Pushbutton A22NN Ø22, bezel plastic, FLAT, MOMENTARY, CAP COLOR Opaque RED, , 1NO2NC, NON-LIGHTED
A22NN-BNM-NRA-G202-NN | 5495 | 661574 | Pushbutton A22NN Ø22, bezel plastic, FLAT, MOMENTARY, CAP COLOR Opaque RED, , 2NC, NON-LIGHTED
A22NN-BNM-NRA-G222-NN | 6105 | 665409 | Pushbutton A22NN Ø22, bezel plastic, FLAT, MOMENTARY, CAP COLOR Opaque RED, , 3NC, NON-LIGHTED
A22NN-BNM-NRA-P002-NN | 4280 | 674052 | Pushbutton A22NN Ø22, bezel plastic, FLAT, MOMENTARY, CAP COLOR Opaque RED, 1NC, NON-LIGHTED, push-termonal
A22NN-BNM-NRA-P100-NN | 4274 | 673640 | Pushbutton A22NN Ø22, bezel plastic, FLAT, MOMENTARY, CAP COLOR Opaque RED, , 1NO, NON-LIGHTED, push-in terminal
A22NN-BNM-NRA-P102-NN | 5495 | 673671 | Pushbutton A22NN Ø22, bezel plastic, FLAT, MOMENTARY, CAP COLOR Opaque RED, , 1NO1NC, NON-LIGHTED, push-in terminal
A22NN-BNM-NWA-G002-NN | 4274 | 666957 | Pushbutton A22NN Ø22, bezel plastic, FLAT, MOMENTARY, CAP COLOR Opaque WHITE, , 1NC, NON-LIGHTED
A22NN-BNM-NWA-G100-NN | 4274 | 661576 | Pushbutton A22NN Ø22, bezel plastic, FLAT, MOMENTARY, CAP COLOR Opaque WHITE, , 1NO, NON-LIGHTED
A22NN-BNM-NWA-G101-NN | 5495 | 666960 | Pushbutton A22NN Ø22, bezel plastic, FLAT, MOMENTARY, CAP COLOR Opaque WHITE, , 2NO, NON-LIGHTED
A22NN-BNM-NWA-G102-NN | 5495 | 665092 | Pushbutton A22NN Ø22, bezel plastic, FLAT, MOMENTARY, CAP COLOR Opaque WHITE, , 1NO1NC, NON-LIGHTED
A22NN-BNM-NWA-G111-NN | 6105 | 662243 | Pushbutton A22NN Ø22, bezel plastic, FLAT, MOMENTARY, CAP COLOR Opaque WHITE, , 3NO, NON-LIGHTED
A22NN-BNM-NWA-G112-NN | 6105 | 661272 | Pushbutton A22NN Ø22, bezel plastic, FLAT, MOMENTARY, CAP COLOR Opaque WHITE, , 2NO1NC, NON-LIGHTED
A22NN-BNM-NWA-G122-NN | 6105 | 663539 | Pushbutton A22NN Ø22, bezel plastic, FLAT, MOMENTARY, CAP COLOR Opaque WHITE, , 1NO2NC, NON-LIGHTED
A22NN-BNM-NWA-G202-NN | 5495 | 666961 | Pushbutton A22NN Ø22, bezel plastic, FLAT, MOMENTARY, CAP COLOR Opaque WHITE, , 2NC, NON-LIGHTED
A22NN-BNM-NWA-G222-NN | 6105 | 660949 | Pushbutton A22NN Ø22, bezel plastic, FLAT, MOMENTARY, CAP COLOR Opaque WHITE, , 3NC, NON-LIGHTED
A22NN-BNM-NWA-P100-NN | 4274 | 673681 | Pushbutton A22NN Ø22, bezel plastic, FLAT, MOMENTARY, CAP COLOR Opaque WHITE, , 1NO, NON-LIGHTED, push-in terminal
A22NN-BNM-NYA-G002-NN | 4274 | 661899 | Pushbutton A22NN Ø22, bezel plastic, FLAT, MOMENTARY, CAP COLOR Opaque YELLOW, , 1NC, NON-LIGHTED
A22NN-BNM-NYA-G100-NN | 4274 | 664446 | Pushbutton A22NN Ø22, bezel plastic, FLAT, MOMENTARY, CAP COLOR Opaque YELLOW, , 1NO, NON-LIGHTED
A22NN-BNM-NYA-G101-NN | 5495 | 666042 | Pushbutton A22NN Ø22, bezel plastic, FLAT, MOMENTARY, CAP COLOR Opaque YELLOW, , 2NO, NON-LIGHTED
A22NN-BNM-NYA-G102-NN | 5495 | 664453 | Pushbutton A22NN Ø22, bezel plastic, FLAT, MOMENTARY, CAP COLOR Opaque YELLOW, , 1NO1NC, NON-LIGHTED
A22NN-BNM-NYA-G111-NN | 6105 | 661575 | Pushbutton A22NN Ø22, bezel plastic, FLAT, MOMENTARY, CAP COLOR Opaque YELLOW, , 3NO, NON-LIGHTED
A22NN-BNM-NYA-G112-NN | 6105 | 665087 | Pushbutton A22NN Ø22, bezel plastic, FLAT, MOMENTARY, CAP COLOR Opaque YELLOW, , 2NO1NC, NON-LIGHTED
A22NN-BNM-NYA-G122-NN | 6105 | 661898 | Pushbutton A22NN Ø22, bezel plastic, FLAT, MOMENTARY, CAP COLOR Opaque YELLOW, , 1NO2NC, NON-LIGHTED
A22NN-BNM-NYA-G202-NN | 5495 | 662596 | Pushbutton A22NN Ø22, bezel plastic, FLAT, MOMENTARY, CAP COLOR Opaque YELLOW, , 2NC, NON-LIGHTED
A22NN-BNM-NYA-G222-NN | 6105 | 666356 | Pushbutton A22NN Ø22, bezel plastic, FLAT, MOMENTARY, CAP COLOR Opaque YELLOW, , 3NC, NON-LIGHTED
A22NN-BNM-NYA-P100-NN | 4274 | 673617 | Pushbutton A22NN Ø22, bezel plastic, FLAT, MOMENTARY, CAP COLOR Opaque YELLOW, , 1NO, NON-LIGHTED, push-in terminal
A22NN-BNM-UAA-G002-NN | 4274 | 666983 | Pushbutton A22NN Ø22, bezel plastic, FLAT, MOMENTARY, CAP COLOR Transparent BLUE, , 1NC, NON-LIGHTED
A22NN-BNM-UAA-G100-NN | 4274 | 666046 | Pushbutton A22NN Ø22, bezel plastic, FLAT, MOMENTARY, CAP COLOR Transparent BLUE, , 1NO, NON-LIGHTED
A22NN-BNM-UAA-G101-NN | 5495 | 664139 | Pushbutton A22NN Ø22, bezel plastic, FLAT, MOMENTARY, CAP COLOR Transparent BLUE, , 2NO, NON-LIGHTED
A22NN-BNM-UAA-G102-NN | 5495 | 665101 | Pushbutton A22NN Ø22, bezel plastic, FLAT, MOMENTARY, CAP COLOR Transparent BLUE, , 1NO1NC, NON-LIGHTED
A22NN-BNM-UAA-G111-NN | 6105 | 661278 | Pushbutton A22NN Ø22, bezel plastic, FLAT, MOMENTARY, CAP COLOR Transparent BLUE, , 3NO, NON-LIGHTED
A22NN-BNM-UAA-G112-NN | 6105 | 666966 | Pushbutton A22NN Ø22, bezel plastic, FLAT, MOMENTARY, CAP COLOR Transparent BLUE, , 2NO1NC, NON-LIGHTED
A22NN-BNM-UAA-G122-NN | 6105 | 666053 | Pushbutton A22NN Ø22, bezel plastic, FLAT, MOMENTARY, CAP COLOR Transparent BLUE, , 1NO2NC, NON-LIGHTED
A22NN-BNM-UAA-G202-NN | 5495 | 661281 | Pushbutton A22NN Ø22, bezel plastic, FLAT, MOMENTARY, CAP COLOR Transparent BLUE, , 2NC, NON-LIGHTED
A22NN-BNM-UAA-G222-NN | 6105 | 666075 | Pushbutton A22NN Ø22, bezel plastic, FLAT, MOMENTARY, CAP COLOR Transparent BLUE, , 3NC, NON-LIGHTED
A22NN-BNM-UGA-G002-NN | 4274 | 665088 | Pushbutton A22NN Ø22, bezel plastic, FLAT, MOMENTARY, CAP COLOR Transparent GREEN, , 1NC, NON-LIGHTED
A22NN-BNM-UGA-G100-NN | 4274 | 660340 | Pushbutton A22NN Ø22, bezel plastic, FLAT, MOMENTARY, CAP COLOR Transparent GREEN, , 1NO, NON-LIGHTED
A22NN-BNM-UGA-G101-NN | 5495 | 661267 | Pushbutton A22NN Ø22, bezel plastic, FLAT, MOMENTARY, CAP COLOR Transparent GREEN, , 2NO, NON-LIGHTED
A22NN-BNM-UGA-G102-NN | 5495 | 666956 | Pushbutton A22NN 22 dia., bezel plastic, flat, momentary, cap color transparent green, 1NO1NC, non-lighted
A22NN-BNM-UGA-G111-NN | 6105 | 663243 | Pushbutton A22NN Ø22, bezel plastic, FLAT, MOMENTARY, CAP COLOR Transparent GREEN, , 3NO, NON-LIGHTED
A22NN-BNM-UGA-G112-NN | 6105 | 663246 | Pushbutton A22NN Ø22, bezel plastic, FLAT, MOMENTARY, CAP COLOR Transparent GREEN, , 2NO1NC, NON-LIGHTED
A22NN-BNM-UGA-G122-NN | 6105 | 665406 | Pushbutton A22NN Ø22, bezel plastic, FLAT, MOMENTARY, CAP COLOR Transparent GREEN, , 1NO2NC, NON-LIGHTED
A22NN-BNM-UGA-G202-NN | 5495 | 662242 | Pushbutton A22NN Ø22, bezel plastic, FLAT, MOMENTARY, CAP COLOR Transparent GREEN, , 2NC, NON-LIGHTED
A22NN-BNM-UGA-G222-NN | 6105 | 666040 | Pushbutton A22NN Ø22, bezel plastic, FLAT, MOMENTARY, CAP COLOR Transparent GREEN, , 3NC, NON-LIGHTED
A22NN-BNM-UGA-P102-NN | 5495 | 673679 | Pushbutton A22NN Ø22, bezel plastic, FLAT, MOMENTARY, CAP COLOR Transparent GREEN, , 1NO1NC, NON-LIGHTED, push-in terminal
A22NN-BNM-URA-G002-NN | 4274 | 663827 | Pushbutton A22NN Ø22, bezel plastic, FLAT, MOMENTARY, CAP COLOR Transparent RED, , 1NC, NON-LIGHTED
A22NN-BNM-URA-G100-NN | 4274 | 660665 | Pushbutton A22NN Ø22, bezel plastic, FLAT, MOMENTARY, CAP COLOR Transparent RED, , 1NO, NON-LIGHTED
A22NN-BNM-URA-G101-NN | 5495 | 666041 | Pushbutton A22NN Ø22, bezel plastic, FLAT, MOMENTARY, CAP COLOR Transparent RED, , 2NO, NON-LIGHTED
A22NN-BNM-URA-G102-NN | 5495 | 660669 | Pushbutton A22NN 22 dia., bezel plastic, flat, momentary, cap color transparent red, 1NO1NC, non-lighted
A22NN-BNM-URA-G111-NN | 6105 | 660950 | Pushbutton A22NN Ø22, bezel plastic, FLAT, MOMENTARY, CAP COLOR Transparent RED, , 3NO, NON-LIGHTED
A22NN-BNM-URA-G112-NN | 6105 | 662856 | Pushbutton A22NN Ø22, bezel plastic, FLAT, MOMENTARY, CAP COLOR Transparent RED, , 2NO1NC, NON-LIGHTED
A22NN-BNM-URA-G122-NN | 6105 | 665413 | Pushbutton A22NN Ø22, bezel plastic, FLAT, MOMENTARY, CAP COLOR Transparent RED, , 1NO2NC, NON-LIGHTED
A22NN-BNM-URA-G202-NN | 5495 | 664449 | Pushbutton A22NN Ø22, bezel plastic, FLAT, MOMENTARY, CAP COLOR Transparent RED, , 2NC, NON-LIGHTED
A22NN-BNM-URA-G222-NN | 6105 | 666044 | Pushbutton A22NN Ø22, bezel plastic, FLAT, MOMENTARY, CAP COLOR Transparent RED, , 3NC, NON-LIGHTED
A22NN-BNM-URA-P102-NN | 5495 | 673629 | Pushbutton A22NN Ø22, bezel plastic, FLAT, MOMENTARY, CAP COLOR Transparent RED, , 1NO1NC, NON-LIGHTED, push-in terminal
A22NN-BNM-UWA-G002-NN | 4274 | 666954 | Pushbutton A22NN Ø22, bezel plastic, FLAT, MOMENTARY, CAP COLOR Transparent WHITE, , 1NC, NON-LIGHTED
A22NN-BNM-UWA-G100-NN | 4274 | 659716 | Pushbutton A22NN Ø22, bezel plastic, FLAT, MOMENTARY, CAP COLOR Transparent WHITE, , 1NO, NON-LIGHTED
A22NN-BNM-UWA-G101-NN | 5495 | 663244 | Pushbutton A22NN Ø22, bezel plastic, FLAT, MOMENTARY, CAP COLOR Transparent WHITE, , 2NO, NON-LIGHTED
A22NN-BNM-UWA-G102-NN | 5495 | 662898 | Pushbutton A22NN Ø22, bezel plastic, FLAT, MOMENTARY, CAP COLOR Transparent WHITE, , 1NO1NC, NON-LIGHTED
A22NN-BNM-UWA-G111-NN | 6105 | 665099 | Pushbutton A22NN Ø22, bezel plastic, FLAT, MOMENTARY, CAP COLOR Transparent WHITE, , 3NO, NON-LIGHTED
A22NN-BNM-UWA-G112-NN | 6105 | 666045 | Pushbutton A22NN Ø22, bezel plastic, FLAT, MOMENTARY, CAP COLOR Transparent WHITE, , 2NO1NC, NON-LIGHTED
A22NN-BNM-UWA-G122-NN | 6105 | 660350 | Pushbutton A22NN Ø22, bezel plastic, FLAT, MOMENTARY, CAP COLOR Transparent WHITE, , 1NO2NC, NON-LIGHTED
A22NN-BNM-UWA-G202-NN | 5495 | 666052 | Pushbutton A22NN Ø22, bezel plastic, FLAT, MOMENTARY, CAP COLOR Transparent WHITE, , 2NC, NON-LIGHTED
A22NN-BNM-UWA-G222-NN | 6105 | 666977 | Pushbutton A22NN Ø22, bezel plastic, FLAT, MOMENTARY, CAP COLOR Transparent WHITE, , 3NC, NON-LIGHTED
A22NN-BNM-UYA-G002-NN | 4274 | 665408 | Pushbutton A22NN Ø22, bezel plastic, FLAT, MOMENTARY, CAP COLOR Transparent YELLOW, , 1NC, NON-LIGHTED
A22NN-BNM-UYA-G100-NN | 4274 | 664723 | Pushbutton A22NN Ø22, bezel plastic, FLAT, MOMENTARY, CAP COLOR Transparent YELLOW, , 1NO, NON-LIGHTED
A22NN-BNM-UYA-G101-NN | 5495 | 666958 | Pushbutton A22NN Ø22, bezel plastic, FLAT, MOMENTARY, CAP COLOR Transparent YELLOW, , 2NO, NON-LIGHTED
A22NN-BNM-UYA-G102-NN | 5495 | 663829 | Pushbutton A22NN Ø22, bezel plastic, FLAT, MOMENTARY, CAP COLOR Transparent YELLOW, , 1NO1NC, NON-LIGHTED
A22NN-BNM-UYA-G111-NN | 6105 | 663538 | Pushbutton A22NN Ø22, bezel plastic, FLAT, MOMENTARY, CAP COLOR Transparent YELLOW, , 3NO, NON-LIGHTED
A22NN-BNM-UYA-G112-NN | 6105 | 661573 | Pushbutton A22NN Ø22, bezel plastic, FLAT, MOMENTARY, CAP COLOR Transparent YELLOW, , 2NO1NC, NON-LIGHTED
A22NN-BNM-UYA-G122-NN | 6105 | 661900 | Pushbutton A22NN Ø22, bezel plastic, FLAT, MOMENTARY, CAP COLOR Transparent YELLOW, , 1NO2NC, NON-LIGHTED
A22NN-BNM-UYA-G202-NN | 5495 | 664448 | Pushbutton A22NN Ø22, bezel plastic, FLAT, MOMENTARY, CAP COLOR Transparent YELLOW, , 2NC, NON-LIGHTED
A22NN-BNM-UYA-G222-NN | 6105 | 666959 | Pushbutton A22NN Ø22, bezel plastic, FLAT, MOMENTARY, CAP COLOR Transparent YELLOW, , 3NC, NON-LIGHTED
A22NN-BPA-NAA-G002-NN | 4274 | 659803 | Pushbutton A22NN Ø22, bezel plastic, PROJECTED, Alternate, CAP COLOR Opaque BLUE, , 1NC, NON-LIGHTED
A22NN-BPA-NAA-G100-NN | 4274 | 660499 | Pushbutton A22NN Ø22, bezel plastic, PROJECTED, Alternate, CAP COLOR Opaque BLUE, , 1NO, NON-LIGHTED
A22NN-BPA-NAA-G101-NN | 5495 | 661526 | Pushbutton A22NN Ø22, bezel plastic, PROJECTED, Alternate, CAP COLOR Opaque BLUE, , 2NO, NON-LIGHTED
A22NN-BPA-NAA-G102-NN | 5495 | 660613 | Pushbutton A22NN Ø22, bezel plastic, PROJECTED, Alternate, CAP COLOR Opaque BLUE, , 1NO1NC, NON-LIGHTED
A22NN-BPA-NAA-G111-NN | 6105 | 667247 | Pushbutton A22NN Ø22, bezel plastic, PROJECTED, Alternate, CAP COLOR Opaque BLUE, , 3NO, NON-LIGHTED
A22NN-BPA-NAA-G112-NN | 6105 | 661423 | Pushbutton A22NN Ø22, bezel plastic, PROJECTED, Alternate, CAP COLOR Opaque BLUE, , 2NO1NC, NON-LIGHTED
A22NN-BPA-NAA-G122-NN | 6105 | 663506 | Pushbutton A22NN Ø22, bezel plastic, PROJECTED, Alternate, CAP COLOR Opaque BLUE, , 1NO2NC, NON-LIGHTED
A22NN-BPA-NAA-G202-NN | 5495 | 661518 | Pushbutton A22NN Ø22, bezel plastic, PROJECTED, Alternate, CAP COLOR Opaque BLUE, , 2NC, NON-LIGHTED
A22NN-BPA-NAA-G222-NN | 6105 | 662543 | Pushbutton A22NN Ø22, bezel plastic, PROJECTED, Alternate, CAP COLOR Opaque BLUE, , 3NC, NON-LIGHTED
A22NN-BPA-NBA-G002-NN | 4274 | 662598 | Pushbutton A22NN Ø22, bezel plastic, PROJECTED, Alternate, CAP COLOR Opaque BLACK, , 1NC, NON-LIGHTED
A22NN-BPA-NBA-G100-NN | 4274 | 664404 | Pushbutton A22NN Ø22, bezel plastic, PROJECTED, Alternate, CAP COLOR Opaque BLACK, , 1NO, NON-LIGHTED
A22NN-BPA-NBA-G101-NN | 5495 | 663503 | Pushbutton A22NN Ø22, bezel plastic, PROJECTED, Alternate, CAP COLOR Opaque BLACK, , 2NO, NON-LIGHTED
A22NN-BPA-NBA-G102-NN | 5495 | 661519 | Pushbutton A22NN 22 dia., bezel plastic, projected, alternate, cap color opaque black, 1NO1NC, non-lighted
A22NN-BPA-NBA-G111-NN | 6105 | 666306 | Pushbutton A22NN Ø22, bezel plastic, PROJECTED, Alternate, CAP COLOR Opaque BLACK, , 3NO, NON-LIGHTED
A22NN-BPA-NBA-G112-NN | 6105 | 661420 | Pushbutton A22NN Ø22, bezel plastic, PROJECTED, Alternate, CAP COLOR Opaque BLACK, , 2NO1NC, NON-LIGHTED
A22NN-BPA-NBA-G122-NN | 6105 | 659802 | Pushbutton A22NN Ø22, bezel plastic, PROJECTED, Alternate, CAP COLOR Opaque BLACK, , 1NO2NC, NON-LIGHTED
A22NN-BPA-NBA-G202-NN | 5495 | 660614 | Pushbutton A22NN Ø22, bezel plastic, PROJECTED, Alternate, CAP COLOR Opaque BLACK, , 2NC, NON-LIGHTED
A22NN-BPA-NBA-G222-NN | 6105 | 660607 | Pushbutton A22NN Ø22, bezel plastic, PROJECTED, Alternate, CAP COLOR Opaque BLACK, , 3NC, NON-LIGHTED
A22NN-BPA-NGA-G002-NN | 4274 | 661419 | Pushbutton A22NN Ø22, bezel plastic, PROJECTED, Alternate, CAP COLOR Opaque GREEN, , 1NC, NON-LIGHTED
A22NN-BPA-NGA-G100-NN | 4274 | 665253 | Pushbutton A22NN Ø22, bezel plastic, PROJECTED, Alternate, CAP COLOR Opaque GREEN, , 1NO, NON-LIGHTED
A22NN-BPA-NGA-G101-NN | 5495 | 667243 | Pushbutton A22NN Ø22, bezel plastic, PROJECTED, Alternate, CAP COLOR Opaque GREEN, , 2NO, NON-LIGHTED
A22NN-BPA-NGA-G102-NN | 5495 | 661520 | Pushbutton A22NN 22 dia., bezel plastic, projected, alternate, cap color opaque green, 1NO1NC, non-lighted
A22NN-BPA-NGA-G111-NN | 6105 | 667246 | Pushbutton A22NN Ø22, bezel plastic, PROJECTED, Alternate, CAP COLOR Opaque GREEN, , 3NO, NON-LIGHTED
A22NN-BPA-NGA-G112-NN | 6105 | 661422 | Pushbutton A22NN Ø22, bezel plastic, PROJECTED, Alternate, CAP COLOR Opaque GREEN, , 2NO1NC, NON-LIGHTED
A22NN-BPA-NGA-G122-NN | 6105 | 666060 | Pushbutton A22NN Ø22, bezel plastic, PROJECTED, Alternate, CAP COLOR Opaque GREEN, , 1NO2NC, NON-LIGHTED
A22NN-BPA-NGA-G202-NN | 5495 | 662676 | Pushbutton A22NN Ø22, bezel plastic, PROJECTED, Alternate, CAP COLOR Opaque GREEN, , 2NC, NON-LIGHTED
A22NN-BPA-NGA-G222-NN | 6105 | 662421 | Pushbutton A22NN Ø22, bezel plastic, PROJECTED, Alternate, CAP COLOR Opaque GREEN, , 3NC, NON-LIGHTED
A22NN-BPA-NRA-G002-NN | 4274 | 660601 | Pushbutton A22NN Ø22, bezel plastic, PROJECTED, Alternate, CAP COLOR Opaque RED, , 1NC, NON-LIGHTED
A22NN-BPA-NRA-G100-NN | 4274 | 666297 | Pushbutton A22NN Ø22, bezel plastic, PROJECTED, Alternate, CAP COLOR Opaque RED, , 1NO, NON-LIGHTED
A22NN-BPA-NRA-G101-NN | 5495 | 667126 | Pushbutton A22NN Ø22, bezel plastic, PROJECTED, Alternate, CAP COLOR Opaque RED, , 2NO, NON-LIGHTED
A22NN-BPA-NRA-G102-NN | 5495 | 667221 | Pushbutton A22NN 22 dia., bezel plastic, projected, alternate, cap color opaque red, 1NO1NC, non-lighted
A22NN-BPA-NRA-G111-NN | 6105 | 662544 | Pushbutton A22NN Ø22, bezel plastic, PROJECTED, Alternate, CAP COLOR Opaque RED, , 3NO, NON-LIGHTED
A22NN-BPA-NRA-G112-NN | 6105 | 663507 | Pushbutton A22NN Ø22, bezel plastic, PROJECTED, Alternate, CAP COLOR Opaque RED, , 2NO1NC, NON-LIGHTED
A22NN-BPA-NRA-G122-NN | 6105 | 665363 | Pushbutton A22NN Ø22, bezel plastic, PROJECTED, Alternate, CAP COLOR Opaque RED, , 1NO2NC, NON-LIGHTED
A22NN-BPA-NRA-G202-NN | 5495 | 667244 | Pushbutton A22NN Ø22, bezel plastic, PROJECTED, Alternate, CAP COLOR Opaque RED, , 2NC, NON-LIGHTED
A22NN-BPA-NRA-G222-NN | 6105 | 662536 | Pushbutton A22NN Ø22, bezel plastic, PROJECTED, Alternate, CAP COLOR Opaque RED, , 3NC, NON-LIGHTED
A22NN-BPA-NWA-G002-NN | 4274 | 660608 | Pushbutton A22NN Ø22, bezel plastic, PROJECTED, Alternate, CAP COLOR Opaque WHITE, , 1NC, NON-LIGHTED
A22NN-BPA-NWA-G100-NN | 4274 | 666222 | Pushbutton A22NN Ø22, bezel plastic, PROJECTED, Alternate, CAP COLOR Opaque WHITE, , 1NO, NON-LIGHTED
A22NN-BPA-NWA-G101-NN | 5495 | 660606 | Pushbutton A22NN Ø22, bezel plastic, PROJECTED, Alternate, CAP COLOR Opaque WHITE, , 2NO, NON-LIGHTED
A22NN-BPA-NWA-G102-NN | 5495 | 667249 | Pushbutton A22NN Ø22, bezel plastic, PROJECTED, Alternate, CAP COLOR Opaque WHITE, , 1NO1NC, NON-LIGHTED
A22NN-BPA-NWA-G111-NN | 6105 | 662537 | Pushbutton A22NN Ø22, bezel plastic, PROJECTED, Alternate, CAP COLOR Opaque WHITE, , 3NO, NON-LIGHTED
A22NN-BPA-NWA-G112-NN | 6105 | 666311 | Pushbutton A22NN Ø22, bezel plastic, PROJECTED, Alternate, CAP COLOR Opaque WHITE, , 2NO1NC, NON-LIGHTED
A22NN-BPA-NWA-G122-NN | 6105 | 666310 | Pushbutton A22NN Ø22, bezel plastic, PROJECTED, Alternate, CAP COLOR Opaque WHITE, , 1NO2NC, NON-LIGHTED
A22NN-BPA-NWA-G202-NN | 5495 | 660359 | Pushbutton A22NN Ø22, bezel plastic, PROJECTED, Alternate, CAP COLOR Opaque WHITE, , 2NC, NON-LIGHTED
A22NN-BPA-NWA-G222-NN | 6105 | 663508 | Pushbutton A22NN Ø22, bezel plastic, PROJECTED, Alternate, CAP COLOR Opaque WHITE, , 3NC, NON-LIGHTED
A22NN-BPA-NYA-G002-NN | 4274 | 662538 | Pushbutton A22NN Ø22, bezel plastic, PROJECTED, Alternate, CAP COLOR Opaque YELLOW, , 1NC, NON-LIGHTED
A22NN-BPA-NYA-G100-NN | 4274 | 664400 | Pushbutton A22NN Ø22, bezel plastic, PROJECTED, Alternate, CAP COLOR Opaque YELLOW, , 1NO, NON-LIGHTED
A22NN-BPA-NYA-G101-NN | 5495 | 667250 | Pushbutton A22NN Ø22, bezel plastic, PROJECTED, Alternate, CAP COLOR Opaque YELLOW, , 2NO, NON-LIGHTED
A22NN-BPA-NYA-G102-NN | 5495 | 662422 | Pushbutton A22NN Ø22, bezel plastic, PROJECTED, Alternate, CAP COLOR Opaque YELLOW, , 1NO1NC, NON-LIGHTED
A22NN-BPA-NYA-G111-NN | 6105 | 661527 | Pushbutton A22NN Ø22, bezel plastic, PROJECTED, Alternate, CAP COLOR Opaque YELLOW, , 3NO, NON-LIGHTED
A22NN-BPA-NYA-G112-NN | 6105 | 664529 | Pushbutton A22NN Ø22, bezel plastic, PROJECTED, Alternate, CAP COLOR Opaque YELLOW, , 2NO1NC, NON-LIGHTED
A22NN-BPA-NYA-G122-NN | 6105 | 661421 | Pushbutton A22NN Ø22, bezel plastic, PROJECTED, Alternate, CAP COLOR Opaque YELLOW, , 1NO2NC, NON-LIGHTED
A22NN-BPA-NYA-G202-NN | 5495 | 667242 | Pushbutton A22NN Ø22, bezel plastic, PROJECTED, Alternate, CAP COLOR Opaque YELLOW, , 2NC, NON-LIGHTED
A22NN-BPA-NYA-G222-NN | 6105 | 662262 | Pushbutton A22NN Ø22, bezel plastic, PROJECTED, Alternate, CAP COLOR Opaque YELLOW, , 3NC, NON-LIGHTED
A22NN-BPA-UAA-G002-NN | 4274 | 664330 | Pushbutton A22NN Ø22, bezel plastic, PROJECTED, Alternate, CAP COLOR Transparent BLUE, , 1NC, NON-LIGHTED
A22NN-BPA-UAA-G100-NN | 4274 | 660742 | Pushbutton A22NN Ø22, bezel plastic, PROJECTED, Alternate, CAP COLOR Transparent BLUE, , 1NO, NON-LIGHTED
A22NN-BPA-UAA-G101-NN | 5495 | 663166 | Pushbutton A22NN Ø22, bezel plastic, PROJECTED, Alternate, CAP COLOR Transparent BLUE, , 2NO, NON-LIGHTED
A22NN-BPA-UAA-G102-NN | 5495 | 662680 | Pushbutton A22NN Ø22, bezel plastic, PROJECTED, Alternate, CAP COLOR Transparent BLUE, , 1NO1NC, NON-LIGHTED
A22NN-BPA-UAA-G111-NN | 6105 | 663165 | Pushbutton A22NN Ø22, bezel plastic, PROJECTED, Alternate, CAP COLOR Transparent BLUE, , 3NO, NON-LIGHTED
A22NN-BPA-UAA-G112-NN | 6105 | 660572 | Pushbutton A22NN Ø22, bezel plastic, PROJECTED, Alternate, CAP COLOR Transparent BLUE, , 2NO1NC, NON-LIGHTED
A22NN-BPA-UAA-G122-NN | 6105 | 660763 | Pushbutton A22NN Ø22, bezel plastic, PROJECTED, Alternate, CAP COLOR Transparent BLUE, , 1NO2NC, NON-LIGHTED
A22NN-BPA-UAA-G202-NN | 5495 | 663631 | Pushbutton A22NN Ø22, bezel plastic, PROJECTED, Alternate, CAP COLOR Transparent BLUE, , 2NC, NON-LIGHTED
A22NN-BPA-UAA-G222-NN | 6105 | 659828 | Pushbutton A22NN Ø22, bezel plastic, PROJECTED, Alternate, CAP COLOR Transparent BLUE, , 3NC, NON-LIGHTED
A22NN-BPA-UGA-G002-NN | 4274 | 666223 | Pushbutton A22NN Ø22, bezel plastic, PROJECTED, Alternate, CAP COLOR Transparent GREEN, , 1NC, NON-LIGHTED
A22NN-BPA-UGA-G100-NN | 4274 | 665412 | Pushbutton A22NN Ø22, bezel plastic, PROJECTED, Alternate, CAP COLOR Transparent GREEN, , 1NO, NON-LIGHTED
A22NN-BPA-UGA-G101-NN | 5495 | 667238 | Pushbutton A22NN Ø22, bezel plastic, PROJECTED, Alternate, CAP COLOR Transparent GREEN, , 2NO, NON-LIGHTED
A22NN-BPA-UGA-G102-NN | 5495 | 665411 | Pushbutton A22NN 22 dia., bezel plastic, projected, alternate, cap color transparent green, 1NO1NC, non-lighted
A22NN-BPA-UGA-G111-NN | 6105 | 665086 | Pushbutton A22NN Ø22, bezel plastic, PROJECTED, Alternate, CAP COLOR Transparent GREEN, , 3NO, NON-LIGHTED
A22NN-BPA-UGA-G112-NN | 6105 | 662155 | Pushbutton A22NN Ø22, bezel plastic, PROJECTED, Alternate, CAP COLOR Transparent GREEN, , 2NO1NC, NON-LIGHTED
A22NN-BPA-UGA-G122-NN | 6105 | 663164 | Pushbutton A22NN Ø22, bezel plastic, PROJECTED, Alternate, CAP COLOR Transparent GREEN, , 1NO2NC, NON-LIGHTED
A22NN-BPA-UGA-G202-NN | 5495 | 662535 | Pushbutton A22NN Ø22, bezel plastic, PROJECTED, Alternate, CAP COLOR Transparent GREEN, , 2NC, NON-LIGHTED
A22NN-BPA-UGA-G222-NN | 6105 | 664062 | Pushbutton A22NN Ø22, bezel plastic, PROJECTED, Alternate, CAP COLOR Transparent GREEN, , 3NC, NON-LIGHTED
A22NN-BPA-URA-G002-NN | 4274 | 660500 | Pushbutton A22NN Ø22, bezel plastic, PROJECTED, Alternate, CAP COLOR Transparent RED, , 1NC, NON-LIGHTED
A22NN-BPA-URA-G100-NN | 4274 | 665360 | Pushbutton A22NN Ø22, bezel plastic, PROJECTED, Alternate, CAP COLOR Transparent RED, , 1NO, NON-LIGHTED
A22NN-BPA-URA-G101-NN | 5495 | 667127 | Pushbutton A22NN Ø22, bezel plastic, PROJECTED, Alternate, CAP COLOR Transparent RED, , 2NO, NON-LIGHTED
A22NN-BPA-URA-G102-NN | 5495 | 660673 | Pushbutton A22NN 22 dia., bezel plastic, projected, alternate, cap color transparent red, 1NO1NC, non-lighted
A22NN-BPA-URA-G111-NN | 6105 | 665254 | Pushbutton A22NN Ø22, bezel plastic, PROJECTED, Alternate, CAP COLOR Transparent RED, , 3NO, NON-LIGHTED
A22NN-BPA-URA-G112-NN | 6105 | 660672 | Pushbutton A22NN Ø22, bezel plastic, PROJECTED, Alternate, CAP COLOR Transparent RED, , 2NO1NC, NON-LIGHTED
A22NN-BPA-URA-G122-NN | 6105 | 667245 | Pushbutton A22NN Ø22, bezel plastic, PROJECTED, Alternate, CAP COLOR Transparent RED, , 1NO2NC, NON-LIGHTED
A22NN-BPA-URA-G202-NN | 5495 | 665255 | Pushbutton A22NN Ø22, bezel plastic, PROJECTED, Alternate, CAP COLOR Transparent RED, , 2NC, NON-LIGHTED
A22NN-BPA-URA-G222-NN | 6105 | 662548 | Pushbutton A22NN Ø22, bezel plastic, PROJECTED, Alternate, CAP COLOR Transparent RED, , 3NC, NON-LIGHTED
A22NN-BPA-UWA-G002-NN | 4274 | 660337 | Pushbutton A22NN Ø22, bezel plastic, PROJECTED, Alternate, CAP COLOR Transparent WHITE, , 1NC, NON-LIGHTED
A22NN-BPA-UWA-G100-NN | 4274 | 664133 | Pushbutton A22NN Ø22, bezel plastic, PROJECTED, Alternate, CAP COLOR Transparent WHITE, , 1NO, NON-LIGHTED
A22NN-BPA-UWA-G101-NN | 5495 | 663610 | Pushbutton A22NN Ø22, bezel plastic, PROJECTED, Alternate, CAP COLOR Transparent WHITE, , 2NO, NON-LIGHTED
A22NN-BPA-UWA-G102-NN | 5495 | 663427 | Pushbutton A22NN Ø22, bezel plastic, PROJECTED, Alternate, CAP COLOR Transparent WHITE, , 1NO1NC, NON-LIGHTED
A22NN-BPA-UWA-G111-NN | 6105 | 666231 | Pushbutton A22NN Ø22, bezel plastic, PROJECTED, Alternate, CAP COLOR Transparent WHITE, , 3NO, NON-LIGHTED
A22NN-BPA-UWA-G112-NN | 6105 | 662154 | Pushbutton A22NN Ø22, bezel plastic, PROJECTED, Alternate, CAP COLOR Transparent WHITE, , 2NO1NC, NON-LIGHTED
A22NN-BPA-UWA-G122-NN | 6105 | 665269 | Pushbutton A22NN Ø22, bezel plastic, PROJECTED, Alternate, CAP COLOR Transparent WHITE, , 1NO2NC, NON-LIGHTED
A22NN-BPA-UWA-G202-NN | 5495 | 661194 | Pushbutton A22NN Ø22, bezel plastic, PROJECTED, Alternate, CAP COLOR Transparent WHITE, , 2NC, NON-LIGHTED
A22NN-BPA-UWA-G222-NN | 6105 | 666439 | Pushbutton A22NN Ø22, bezel plastic, PROJECTED, Alternate, CAP COLOR Transparent WHITE, , 3NC, NON-LIGHTED
A22NN-BPA-UYA-G002-NN | 4274 | 665958 | Pushbutton A22NN Ø22, bezel plastic, PROJECTED, Alternate, CAP COLOR Transparent YELLOW, , 1NC, NON-LIGHTED
A22NN-BPA-UYA-G100-NN | 4274 | 665505 | Pushbutton A22NN Ø22, bezel plastic, PROJECTED, Alternate, CAP COLOR Transparent YELLOW, , 1NO, NON-LIGHTED
A22NN-BPA-UYA-G101-NN | 5495 | 659804 | Pushbutton A22NN Ø22, bezel plastic, PROJECTED, Alternate, CAP COLOR Transparent YELLOW, , 2NO, NON-LIGHTED
A22NN-BPA-UYA-G102-NN | 5495 | 660741 | Pushbutton A22NN Ø22, bezel plastic, PROJECTED, Alternate, CAP COLOR Transparent YELLOW, , 1NO1NC, NON-LIGHTED
A22NN-BPA-UYA-G111-NN | 6105 | 665959 | Pushbutton A22NN Ø22, bezel plastic, PROJECTED, Alternate, CAP COLOR Transparent YELLOW, , 3NO, NON-LIGHTED
A22NN-BPA-UYA-G112-NN | 6105 | 666952 | Pushbutton A22NN Ø22, bezel plastic, PROJECTED, Alternate, CAP COLOR Transparent YELLOW, , 2NO1NC, NON-LIGHTED
A22NN-BPA-UYA-G122-NN | 6105 | 665085 | Pushbutton A22NN Ø22, bezel plastic, PROJECTED, Alternate, CAP COLOR Transparent YELLOW, , 1NO2NC, NON-LIGHTED
A22NN-BPA-UYA-G202-NN | 5495 | 664061 | Pushbutton A22NN Ø22, bezel plastic, PROJECTED, Alternate, CAP COLOR Transparent YELLOW, , 2NC, NON-LIGHTED
A22NN-BPA-UYA-G222-NN | 6105 | 665084 | Pushbutton A22NN Ø22, bezel plastic, PROJECTED, Alternate, CAP COLOR Transparent YELLOW, , 3NC, NON-LIGHTED
A22NN-BPM-NAA-G002-NN | 4274 | 666055 | Pushbutton A22NN Ø22, bezel plastic, PROJECTED, MOMENTARY, CAP COLOR Opaque BLUE, , 1NC, NON-LIGHTED
A22NN-BPM-NAA-G100-NN | 4274 | 666106 | Pushbutton A22NN Ø22, bezel plastic, PROJECTED, MOMENTARY, CAP COLOR Opaque BLUE, , 1NO, NON-LIGHTED
A22NN-BPM-NAA-G101-NN | 5495 | 661282 | Pushbutton A22NN Ø22, bezel plastic, PROJECTED, MOMENTARY, CAP COLOR Opaque BLUE, , 2NO, NON-LIGHTED
A22NN-BPM-NAA-G102-NN | 5495 | 662863 | Pushbutton A22NN Ø22, bezel plastic, PROJECTED, MOMENTARY, CAP COLOR Opaque BLUE, , 1NO1NC, NON-LIGHTED
A22NN-BPM-NAA-G111-NN | 6105 | 663255 | Pushbutton A22NN Ø22, bezel plastic, PROJECTED, MOMENTARY, CAP COLOR Opaque BLUE, , 3NO, NON-LIGHTED
A22NN-BPM-NAA-G112-NN | 6105 | 666610 | Pushbutton A22NN Ø22, bezel plastic, PROJECTED, MOMENTARY, CAP COLOR Opaque BLUE, , 2NO1NC, NON-LIGHTED
A22NN-BPM-NAA-G122-NN | 6105 | 663265 | Pushbutton A22NN Ø22, bezel plastic, PROJECTED, MOMENTARY, CAP COLOR Opaque BLUE, , 1NO2NC, NON-LIGHTED
A22NN-BPM-NAA-G202-NN | 5495 | 665094 | Pushbutton A22NN Ø22, bezel plastic, PROJECTED, MOMENTARY, CAP COLOR Opaque BLUE, , 2NC, NON-LIGHTED
A22NN-BPM-NAA-G222-NN | 6105 | 666607 | Pushbutton A22NN Ø22, bezel plastic, PROJECTED, MOMENTARY, CAP COLOR Opaque BLUE, , 3NC, NON-LIGHTED
A22NN-BPM-NBA-G002-NN | 4274 | 665111 | Pushbutton A22NN Ø22, bezel plastic, PROJECTED, MOMENTARY, CAP COLOR Opaque BLACK, , 1NC, NON-LIGHTED
A22NN-BPM-NBA-G100-NN | 4274 | 665104 | Pushbutton A22NN Ø22, bezel plastic, PROJECTED, MOMENTARY, CAP COLOR Opaque BLACK, , 1NO, NON-LIGHTED
A22NN-BPM-NBA-G101-NN | 5495 | 660354 | Pushbutton A22NN Ø22, bezel plastic, PROJECTED, MOMENTARY, CAP COLOR Opaque BLACK, , 2NO, NON-LIGHTED
A22NN-BPM-NBA-G102-NN | 5495 | 662860 | Pushbutton A22NN 22 dia., bezel plastic, projected, momentary, cap color opaque black, 1NO1NC, non-lighted
A22NN-BPM-NBA-G111-NN | 6105 | 662857 | Pushbutton A22NN Ø22, bezel plastic, PROJECTED, MOMENTARY, CAP COLOR Opaque BLACK, , 3NO, NON-LIGHTED
A22NN-BPM-NBA-G112-NN | 6105 | 664144 | Pushbutton A22NN Ø22, bezel plastic, PROJECTED, MOMENTARY, CAP COLOR Opaque BLACK, , 2NO1NC, NON-LIGHTED
A22NN-BPM-NBA-G122-NN | 6105 | 666076 | Pushbutton A22NN Ø22, bezel plastic, PROJECTED, MOMENTARY, CAP COLOR Opaque BLACK, , 1NO2NC, NON-LIGHTED
A22NN-BPM-NBA-G202-NN | 5495 | 660911 | Pushbutton A22NN Ø22, bezel plastic, PROJECTED, MOMENTARY, CAP COLOR Opaque BLACK, , 2NC, NON-LIGHTED
A22NN-BPM-NBA-G222-NN | 6105 | 665668 | Pushbutton A22NN Ø22, bezel plastic, PROJECTED, MOMENTARY, CAP COLOR Opaque BLACK, , 3NC, NON-LIGHTED
A22NN-BPM-NGA-G002-NN | 4274 | 665102 | Pushbutton A22NN Ø22, bezel plastic, PROJECTED, MOMENTARY, CAP COLOR Opaque GREEN, , 1NC, NON-LIGHTED
A22NN-BPM-NGA-G100-NN | 4274 | 664138 | Pushbutton A22NN Ø22, bezel plastic, PROJECTED, MOMENTARY, CAP COLOR Opaque GREEN, , 1NO, NON-LIGHTED
A22NN-BPM-NGA-G101-NN | 5495 | 665098 | Pushbutton A22NN Ø22, bezel plastic, PROJECTED, MOMENTARY, CAP COLOR Opaque GREEN, , 2NO, NON-LIGHTED
A22NN-BPM-NGA-G102-NN | 5495 | 666969 | Pushbutton A22NN 22 dia., bezel plastic, projected, momentary, cap color opaque green, 1NO1NC, non-lighted
A22NN-BPM-NGA-G111-NN | 6105 | 663245 | Pushbutton A22NN Ø22, bezel plastic, PROJECTED, MOMENTARY, CAP COLOR Opaque GREEN, , 3NO, NON-LIGHTED
A22NN-BPM-NGA-G112-NN | 6105 | 666965 | Pushbutton A22NN Ø22, bezel plastic, PROJECTED, MOMENTARY, CAP COLOR Opaque GREEN, , 2NO1NC, NON-LIGHTED
A22NN-BPM-NGA-G122-NN | 6105 | 661274 | Pushbutton A22NN Ø22, bezel plastic, PROJECTED, MOMENTARY, CAP COLOR Opaque GREEN, , 1NO2NC, NON-LIGHTED
A22NN-BPM-NGA-G202-NN | 5495 | 661279 | Pushbutton A22NN Ø22, bezel plastic, PROJECTED, MOMENTARY, CAP COLOR Opaque GREEN, , 2NC, NON-LIGHTED
A22NN-BPM-NGA-G222-NN | 6105 | 660347 | Pushbutton A22NN Ø22, bezel plastic, PROJECTED, MOMENTARY, CAP COLOR Opaque GREEN, , 3NC, NON-LIGHTED
A22NN-BPM-NRA-G002-NN | 4274 | 661277 | Pushbutton A22NN Ø22, bezel plastic, PROJECTED, MOMENTARY, CAP COLOR Opaque RED, , 1NC, NON-LIGHTED
A22NN-BPM-NRA-G100-NN | 4274 | 661273 | Pushbutton A22NN Ø22, bezel plastic, PROJECTED, MOMENTARY, CAP COLOR Opaque RED, , 1NO, NON-LIGHTED
A22NN-BPM-NRA-G101-NN | 5495 | 662245 | Pushbutton A22NN Ø22, bezel plastic, PROJECTED, MOMENTARY, CAP COLOR Opaque RED, , 2NO, NON-LIGHTED
A22NN-BPM-NRA-G102-NN | 5495 | 666048 | Pushbutton A22NN 22 dia., bezel plastic, projected, momentary, cap color opaque red, 1NO1NC, non-lighted
A22NN-BPM-NRA-G111-NN | 6105 | 666955 | Pushbutton A22NN Ø22, bezel plastic, PROJECTED, MOMENTARY, CAP COLOR Opaque RED, , 3NO, NON-LIGHTED
A22NN-BPM-NRA-G112-NN | 6105 | 664135 | Pushbutton A22NN Ø22, bezel plastic, PROJECTED, MOMENTARY, CAP COLOR Opaque RED, , 2NO1NC, NON-LIGHTED
A22NN-BPM-NRA-G122-NN | 6105 | 666978 | Pushbutton A22NN Ø22, bezel plastic, PROJECTED, MOMENTARY, CAP COLOR Opaque RED, , 1NO2NC, NON-LIGHTED
A22NN-BPM-NRA-G202-NN | 5495 | 663253 | Pushbutton A22NN Ø22, bezel plastic, PROJECTED, MOMENTARY, CAP COLOR Opaque RED, , 2NC, NON-LIGHTED
A22NN-BPM-NRA-G222-NN | 6105 | 660342 | Pushbutton A22NN Ø22, bezel plastic, PROJECTED, MOMENTARY, CAP COLOR Opaque RED, , 3NC, NON-LIGHTED
A22NN-BPM-NWA-G002-NN | 4274 | 666073 | Pushbutton A22NN Ø22, bezel plastic, PROJECTED, MOMENTARY, CAP COLOR Opaque WHITE, , 1NC, NON-LIGHTED
A22NN-BPM-NWA-G100-NN | 4274 | 666054 | Pushbutton A22NN Ø22, bezel plastic, PROJECTED, MOMENTARY, CAP COLOR Opaque WHITE, , 1NO, NON-LIGHTED
A22NN-BPM-NWA-G101-NN | 5495 | 666051 | Pushbutton A22NN Ø22, bezel plastic, PROJECTED, MOMENTARY, CAP COLOR Opaque WHITE, , 2NO, NON-LIGHTED
A22NN-BPM-NWA-G102-NN | 5495 | 659995 | Pushbutton A22NN Ø22, bezel plastic, PROJECTED, MOMENTARY, CAP COLOR Opaque WHITE, , 1NO1NC, NON-LIGHTED
A22NN-BPM-NWA-G111-NN | 6105 | 662253 | Pushbutton A22NN Ø22, bezel plastic, PROJECTED, MOMENTARY, CAP COLOR Opaque WHITE, , 3NO, NON-LIGHTED
A22NN-BPM-NWA-G112-NN | 6105 | 662279 | Pushbutton A22NN Ø22, bezel plastic, PROJECTED, MOMENTARY, CAP COLOR Opaque WHITE, , 2NO1NC, NON-LIGHTED
A22NN-BPM-NWA-G122-NN | 6105 | 665100 | Pushbutton A22NN Ø22, bezel plastic, PROJECTED, MOMENTARY, CAP COLOR Opaque WHITE, , 1NO2NC, NON-LIGHTED
A22NN-BPM-NWA-G202-NN | 5495 | 663247 | Pushbutton A22NN Ø22, bezel plastic, PROJECTED, MOMENTARY, CAP COLOR Opaque WHITE, , 2NC, NON-LIGHTED
A22NN-BPM-NWA-G222-NN | 6105 | 662861 | Pushbutton A22NN Ø22, bezel plastic, PROJECTED, MOMENTARY, CAP COLOR Opaque WHITE, , 3NC, NON-LIGHTED
A22NN-BPM-NYA-G002-NN | 4274 | 660351 | Pushbutton A22NN Ø22, bezel plastic, PROJECTED, MOMENTARY, CAP COLOR Opaque YELLOW, , 1NC, NON-LIGHTED
A22NN-BPM-NYA-G100-NN | 4274 | 663261 | Pushbutton A22NN Ø22, bezel plastic, PROJECTED, MOMENTARY, CAP COLOR Opaque YELLOW, , 1NO, NON-LIGHTED
A22NN-BPM-NYA-G101-NN | 5495 | 666074 | Pushbutton A22NN Ø22, bezel plastic, PROJECTED, MOMENTARY, CAP COLOR Opaque YELLOW, , 2NO, NON-LIGHTED
A22NN-BPM-NYA-G102-NN | 5495 | 662246 | Pushbutton A22NN Ø22, bezel plastic, PROJECTED, MOMENTARY, CAP COLOR Opaque YELLOW, , 1NO1NC, NON-LIGHTED
A22NN-BPM-NYA-G111-NN | 6105 | 666067 | Pushbutton A22NN Ø22, bezel plastic, PROJECTED, MOMENTARY, CAP COLOR Opaque YELLOW, , 3NO, NON-LIGHTED
A22NN-BPM-NYA-G112-NN | 6105 | 661289 | Pushbutton A22NN Ø22, bezel plastic, PROJECTED, MOMENTARY, CAP COLOR Opaque YELLOW, , 2NO1NC, NON-LIGHTED
A22NN-BPM-NYA-G122-NN | 6105 | 661275 | Pushbutton A22NN Ø22, bezel plastic, PROJECTED, MOMENTARY, CAP COLOR Opaque YELLOW, , 1NO2NC, NON-LIGHTED
A22NN-BPM-NYA-G202-NN | 5495 | 664140 | Pushbutton A22NN Ø22, bezel plastic, PROJECTED, MOMENTARY, CAP COLOR Opaque YELLOW, , 2NC, NON-LIGHTED
A22NN-BPM-NYA-G222-NN | 6105 | 666968 | Pushbutton A22NN Ø22, bezel plastic, PROJECTED, MOMENTARY, CAP COLOR Opaque YELLOW, , 3NC, NON-LIGHTED
A22NN-BPM-UAA-G002-NN | 4274 | 662864 | Pushbutton A22NN Ø22, bezel plastic, PROJECTED, MOMENTARY, CAP COLOR Transparent BLUE, , 1NC, NON-LIGHTED
A22NN-BPM-UAA-G100-NN | 4274 | 666049 | Pushbutton A22NN Ø22, bezel plastic, PROJECTED, MOMENTARY, CAP COLOR Transparent BLUE, , 1NO, NON-LIGHTED
A22NN-BPM-UAA-G101-NN | 5495 | 666606 | Pushbutton A22NN Ø22, bezel plastic, PROJECTED, MOMENTARY, CAP COLOR Transparent BLUE, , 2NO, NON-LIGHTED
A22NN-BPM-UAA-G102-NN | 5495 | 664690 | Pushbutton A22NN Ø22, bezel plastic, PROJECTED, MOMENTARY, CAP COLOR Transparent BLUE, , 1NO1NC, NON-LIGHTED
A22NN-BPM-UAA-G111-NN | 6105 | 662277 | Pushbutton A22NN Ø22, bezel plastic, PROJECTED, MOMENTARY, CAP COLOR Transparent BLUE, , 3NO, NON-LIGHTED
A22NN-BPM-UAA-G112-NN | 6105 | 660352 | Pushbutton A22NN Ø22, bezel plastic, PROJECTED, MOMENTARY, CAP COLOR Transparent BLUE, , 2NO1NC, NON-LIGHTED
A22NN-BPM-UAA-G122-NN | 6105 | 666058 | Pushbutton A22NN Ø22, bezel plastic, PROJECTED, MOMENTARY, CAP COLOR Transparent BLUE, , 1NO2NC, NON-LIGHTED
A22NN-BPM-UAA-G202-NN | 5495 | 666078 | Pushbutton A22NN Ø22, bezel plastic, PROJECTED, MOMENTARY, CAP COLOR Transparent BLUE, , 2NC, NON-LIGHTED
A22NN-BPM-UAA-G222-NN | 6105 | 661860 | Pushbutton A22NN Ø22, bezel plastic, PROJECTED, MOMENTARY, CAP COLOR Transparent BLUE, , 3NC, NON-LIGHTED
A22NN-BPM-UGA-G002-NN | 4274 | 663250 | Pushbutton A22NN Ø22, bezel plastic, PROJECTED, MOMENTARY, CAP COLOR Transparent GREEN, , 1NC, NON-LIGHTED
A22NN-BPM-UGA-G100-NN | 4274 | 664697 | Pushbutton A22NN Ø22, bezel plastic, PROJECTED, MOMENTARY, CAP COLOR Transparent GREEN, , 1NO, NON-LIGHTED
A22NN-BPM-UGA-G101-NN | 5495 | 661864 | Pushbutton A22NN Ø22, bezel plastic, PROJECTED, MOMENTARY, CAP COLOR Transparent GREEN, , 2NO, NON-LIGHTED
A22NN-BPM-UGA-G102-NN | 5495 | 662278 | Pushbutton A22NN 22 dia., bezel plastic, projected, momentary, cap color transparent green, 1NO1NC, non-lighted
A22NN-BPM-UGA-G111-NN | 6105 | 666973 | Pushbutton A22NN Ø22, bezel plastic, PROJECTED, MOMENTARY, CAP COLOR Transparent GREEN, , 3NO, NON-LIGHTED
A22NN-BPM-UGA-G112-NN | 6105 | 663257 | Pushbutton A22NN Ø22, bezel plastic, PROJECTED, MOMENTARY, CAP COLOR Transparent GREEN, , 2NO1NC, NON-LIGHTED
A22NN-BPM-UGA-G122-NN | 6105 | 663262 | Pushbutton A22NN Ø22, bezel plastic, PROJECTED, MOMENTARY, CAP COLOR Transparent GREEN, , 1NO2NC, NON-LIGHTED
A22NN-BPM-UGA-G202-NN | 5495 | 662260 | Pushbutton A22NN Ø22, bezel plastic, PROJECTED, MOMENTARY, CAP COLOR Transparent GREEN, , 2NC, NON-LIGHTED
A22NN-BPM-UGA-G222-NN | 6105 | 666972 | Pushbutton A22NN Ø22, bezel plastic, PROJECTED, MOMENTARY, CAP COLOR Transparent GREEN, , 3NC, NON-LIGHTED
A22NN-BPM-URA-G002-NN | 4274 | 665105 | Pushbutton A22NN Ø22, bezel plastic, PROJECTED, MOMENTARY, CAP COLOR Transparent RED, , 1NC, NON-LIGHTED
A22NN-BPM-URA-G100-NN | 4274 | 665106 | Pushbutton A22NN Ø22, bezel plastic, PROJECTED, MOMENTARY, CAP COLOR Transparent RED, , 1NO, NON-LIGHTED
A22NN-BPM-URA-G101-NN | 5495 | 665114 | Pushbutton A22NN Ø22, bezel plastic, PROJECTED, MOMENTARY, CAP COLOR Transparent RED, , 2NO, NON-LIGHTED
A22NN-BPM-URA-G102-NN | 5495 | 660349 | Pushbutton A22NN 22 dia., bezel plastic, projected, momentary, cap color transparent red, 1NO1NC, non-lighted
A22NN-BPM-URA-G111-NN | 6105 | 663258 | Pushbutton A22NN Ø22, bezel plastic, PROJECTED, MOMENTARY, CAP COLOR Transparent RED, , 3NO, NON-LIGHTED
A22NN-BPM-URA-G112-NN | 6105 | 663252 | Pushbutton A22NN Ø22, bezel plastic, PROJECTED, MOMENTARY, CAP COLOR Transparent RED, , 2NO1NC, NON-LIGHTED
A22NN-BPM-URA-G122-NN | 6105 | 659996 | Pushbutton A22NN Ø22, bezel plastic, PROJECTED, MOMENTARY, CAP COLOR Transparent RED, , 1NO2NC, NON-LIGHTED
A22NN-BPM-URA-G202-NN | 5495 | 661309 | Pushbutton A22NN Ø22, bezel plastic, PROJECTED, MOMENTARY, CAP COLOR Transparent RED, , 2NC, NON-LIGHTED
A22NN-BPM-URA-G222-NN | 6105 | 661554 | Pushbutton A22NN Ø22, bezel plastic, PROJECTED, MOMENTARY, CAP COLOR Transparent RED, , 3NC, NON-LIGHTED
A22NN-BPM-UWA-G002-NN | 4274 | 666964 | Pushbutton A22NN Ø22, bezel plastic, PROJECTED, MOMENTARY, CAP COLOR Transparent WHITE, , 1NC, NON-LIGHTED
A22NN-BPM-UWA-G100-NN | 4274 | 664146 | Pushbutton A22NN Ø22, bezel plastic, PROJECTED, MOMENTARY, CAP COLOR Transparent WHITE, , 1NO, NON-LIGHTED
A22NN-BPM-UWA-G101-NN | 5495 | 663251 | Pushbutton A22NN Ø22, bezel plastic, PROJECTED, MOMENTARY, CAP COLOR Transparent WHITE, , 2NO, NON-LIGHTED
A22NN-BPM-UWA-G102-NN | 5495 | 660363 | Pushbutton A22NN Ø22, bezel plastic, PROJECTED, MOMENTARY, CAP COLOR Transparent WHITE, , 1NO1NC, NON-LIGHTED
A22NN-BPM-UWA-G111-NN | 6105 | 662858 | Pushbutton A22NN Ø22, bezel plastic, PROJECTED, MOMENTARY, CAP COLOR Transparent WHITE, , 3NO, NON-LIGHTED
A22NN-BPM-UWA-G112-NN | 6105 | 664137 | Pushbutton A22NN Ø22, bezel plastic, PROJECTED, MOMENTARY, CAP COLOR Transparent WHITE, , 2NO1NC, NON-LIGHTED
A22NN-BPM-UWA-G122-NN | 6105 | 664142 | Pushbutton A22NN Ø22, bezel plastic, PROJECTED, MOMENTARY, CAP COLOR Transparent WHITE, , 1NO2NC, NON-LIGHTED
A22NN-BPM-UWA-G202-NN | 5495 | 661290 | Pushbutton A22NN Ø22, bezel plastic, PROJECTED, MOMENTARY, CAP COLOR Transparent WHITE, , 2NC, NON-LIGHTED
A22NN-BPM-UWA-G222-NN | 6105 | 666971 | Pushbutton A22NN Ø22, bezel plastic, PROJECTED, MOMENTARY, CAP COLOR Transparent WHITE, , 3NC, NON-LIGHTED
A22NN-BPM-UYA-G002-NN | 4274 | 662768 | Pushbutton A22NN Ø22, bezel plastic, PROJECTED, MOMENTARY, CAP COLOR Transparent YELLOW, , 1NC, NON-LIGHTED
A22NN-BPM-UYA-G100-NN | 4274 | 662255 | Pushbutton A22NN Ø22, bezel plastic, PROJECTED, MOMENTARY, CAP COLOR Transparent YELLOW, , 1NO, NON-LIGHTED
A22NN-BPM-UYA-G101-NN | 5495 | 661865 | Pushbutton A22NN Ø22, bezel plastic, PROJECTED, MOMENTARY, CAP COLOR Transparent YELLOW, , 2NO, NON-LIGHTED
A22NN-BPM-UYA-G102-NN | 5495 | 664147 | Pushbutton A22NN Ø22, bezel plastic, PROJECTED, MOMENTARY, CAP COLOR Transparent YELLOW, , 1NO1NC, NON-LIGHTED
A22NN-BPM-UYA-G111-NN | 6105 | 666984 | Pushbutton A22NN Ø22, bezel plastic, PROJECTED, MOMENTARY, CAP COLOR Transparent YELLOW, , 3NO, NON-LIGHTED
A22NN-BPM-UYA-G112-NN | 6105 | 666963 | Pushbutton A22NN Ø22, bezel plastic, PROJECTED, MOMENTARY, CAP COLOR Transparent YELLOW, , 2NO1NC, NON-LIGHTED
A22NN-BPM-UYA-G122-NN | 6105 | 666970 | Pushbutton A22NN Ø22, bezel plastic, PROJECTED, MOMENTARY, CAP COLOR Transparent YELLOW, , 1NO2NC, NON-LIGHTED
A22NN-BPM-UYA-G202-NN | 5495 | 662252 | Pushbutton A22NN Ø22, bezel plastic, PROJECTED, MOMENTARY, CAP COLOR Transparent YELLOW, , 2NC, NON-LIGHTED
A22NN-BPM-UYA-G222-NN | 6105 | 664152 | Pushbutton A22NN Ø22, bezel plastic, PROJECTED, MOMENTARY, CAP COLOR Transparent YELLOW, , 3NC, NON-LIGHTED
A22NN-MGA-NAA-G002-NN | 4882 | 667261 | Pushbutton A22NN Ø22, bezel brushed metal, FULL GUARD, Alternate, CAP COLOR Opaque BLUE, , 1NC, NON-LIGHTED
A22NN-MGA-NAA-G100-NN | 4882 | 666448 | Pushbutton A22NN Ø22, bezel brushed metal, FULL GUARD, Alternate, CAP COLOR Opaque BLUE, , 1NO, NON-LIGHTED
A22NN-MGA-NAA-G101-NN | 6105 | 666913 | Pushbutton A22NN Ø22, bezel brushed metal, FULL GUARD, Alternate, CAP COLOR Opaque BLUE, , 2NO, NON-LIGHTED
A22NN-MGA-NAA-G102-NN | 6105 | 666917 | Pushbutton A22NN Ø22, bezel brushed metal, FULL GUARD, Alternate, CAP COLOR Opaque BLUE, , 1NO1NC, NON-LIGHTED
A22NN-MGA-NAA-G111-NN | 6725 | 661544 | Pushbutton A22NN Ø22, bezel brushed metal, FULL GUARD, Alternate, CAP COLOR Opaque BLUE, , 3NO, NON-LIGHTED
A22NN-MGA-NAA-G112-NN | 6725 | 661242 | Pushbutton A22NN Ø22, bezel brushed metal, FULL GUARD, Alternate, CAP COLOR Opaque BLUE, , 2NO1NC, NON-LIGHTED
A22NN-MGA-NAA-G122-NN | 6105 | 666011 | Pushbutton A22NN Ø22, bezel brushed metal, FULL GUARD, Alternate, CAP COLOR Opaque BLUE, , 1NO2NC, NON-LIGHTED
A22NN-MGA-NAA-G202-NN | 6105 | 661244 | Pushbutton A22NN Ø22, bezel brushed metal, FULL GUARD, Alternate, CAP COLOR Opaque BLUE, , 2NC, NON-LIGHTED
A22NN-MGA-NAA-G222-NN | 6725 | 662573 | Pushbutton A22NN Ø22, bezel brushed metal, FULL GUARD, Alternate, CAP COLOR Opaque BLUE, , 3NC, NON-LIGHTED
A22NN-MGA-NBA-G002-NN | 4882 | 663524 | Pushbutton A22NN Ø22, bezel brushed metal, FULL GUARD, Alternate, CAP COLOR Opaque BLACK, , 1NC, NON-LIGHTED
A22NN-MGA-NBA-G100-NN | 4882 | 661550 | Pushbutton A22NN Ø22, bezel brushed metal, FULL GUARD, Alternate, CAP COLOR Opaque BLACK, , 1NO, NON-LIGHTED
A22NN-MGA-NBA-G101-NN | 6105 | 662565 | Pushbutton A22NN Ø22, bezel brushed metal, FULL GUARD, Alternate, CAP COLOR Opaque BLACK, , 2NO, NON-LIGHTED
A22NN-MGA-NBA-G102-NN | 6105 | 660636 | Pushbutton A22NN Ø22, bezel brushed metal, FULL GUARD, Alternate, CAP COLOR Opaque BLACK, , 1NO1NC, NON-LIGHTED
A22NN-MGA-NBA-G111-NN | 6725 | 665520 | Pushbutton A22NN Ø22, bezel brushed metal, FULL GUARD, Alternate, CAP COLOR Opaque BLACK, , 3NO, NON-LIGHTED
A22NN-MGA-NBA-G112-NN | 6725 | 661238 | Pushbutton A22NN Ø22, bezel brushed metal, FULL GUARD, Alternate, CAP COLOR Opaque BLACK, , 2NO1NC, NON-LIGHTED
A22NN-MGA-NBA-G122-NN | 6105 | 661543 | Pushbutton A22NN Ø22, bezel brushed metal, FULL GUARD, Alternate, CAP COLOR Opaque BLACK, , 1NO2NC, NON-LIGHTED
A22NN-MGA-NBA-G202-NN | 6105 | 662206 | Pushbutton A22NN Ø22, bezel brushed metal, FULL GUARD, Alternate, CAP COLOR Opaque BLACK, , 2NC, NON-LIGHTED
A22NN-MGA-NBA-G222-NN | 6725 | 662194 | Pushbutton A22NN Ø22, bezel brushed metal, FULL GUARD, Alternate, CAP COLOR Opaque BLACK, , 3NC, NON-LIGHTED
A22NN-MGA-NGA-G002-NN | 4882 | 665988 | Pushbutton A22NN Ø22, bezel brushed metal, FULL GUARD, Alternate, CAP COLOR Opaque GREEN, , 1NC, NON-LIGHTED
A22NN-MGA-NGA-G100-NN | 4882 | 666435 | Pushbutton A22NN Ø22, bezel brushed metal, FULL GUARD, Alternate, CAP COLOR Opaque GREEN, , 1NO, NON-LIGHTED
A22NN-MGA-NGA-G101-NN | 6105 | 660279 | Pushbutton A22NN Ø22, bezel brushed metal, FULL GUARD, Alternate, CAP COLOR Opaque GREEN, , 2NO, NON-LIGHTED
A22NN-MGA-NGA-G102-NN | 6105 | 659798 | Pushbutton A22NN Ø22, bezel brushed metal, FULL GUARD, Alternate, CAP COLOR Opaque GREEN, , 1NO1NC, NON-LIGHTED
A22NN-MGA-NGA-G111-NN | 6725 | 663192 | Pushbutton A22NN Ø22, bezel brushed metal, FULL GUARD, Alternate, CAP COLOR Opaque GREEN, , 3NO, NON-LIGHTED
A22NN-MGA-NGA-G112-NN | 6725 | 663198 | Pushbutton A22NN Ø22, bezel brushed metal, FULL GUARD, Alternate, CAP COLOR Opaque GREEN, , 2NO1NC, NON-LIGHTED
A22NN-MGA-NGA-G122-NN | 6105 | 663189 | Pushbutton A22NN Ø22, bezel brushed metal, FULL GUARD, Alternate, CAP COLOR Opaque GREEN, , 1NO2NC, NON-LIGHTED
A22NN-MGA-NGA-G202-NN | 6105 | 664093 | Pushbutton A22NN Ø22, bezel brushed metal, FULL GUARD, Alternate, CAP COLOR Opaque GREEN, , 2NC, NON-LIGHTED
A22NN-MGA-NGA-G222-NN | 6725 | 667082 | Pushbutton A22NN Ø22, bezel brushed metal, FULL GUARD, Alternate, CAP COLOR Opaque GREEN, , 3NC, NON-LIGHTED
A22NN-MGA-NRA-G002-NN | 4882 | 666434 | Pushbutton A22NN Ø22, bezel brushed metal, FULL GUARD, Alternate, CAP COLOR Opaque RED, , 1NC, NON-LIGHTED
A22NN-MGA-NRA-G100-NN | 4882 | 666901 | Pushbutton A22NN Ø22, bezel brushed metal, FULL GUARD, Alternate, CAP COLOR Opaque RED, , 1NO, NON-LIGHTED
A22NN-MGA-NRA-G101-NN | 6105 | 660452 | Pushbutton A22NN Ø22, bezel brushed metal, FULL GUARD, Alternate, CAP COLOR Opaque RED, , 2NO, NON-LIGHTED
A22NN-MGA-NRA-G102-NN | 6105 | 662182 | Pushbutton A22NN Ø22, bezel brushed metal, FULL GUARD, Alternate, CAP COLOR Opaque RED, , 1NO1NC, NON-LIGHTED
A22NN-MGA-NRA-G111-NN | 6725 | 665033 | Pushbutton A22NN Ø22, bezel brushed metal, FULL GUARD, Alternate, CAP COLOR Opaque RED, , 3NO, NON-LIGHTED
A22NN-MGA-NRA-G112-NN | 6725 | 660736 | Pushbutton A22NN Ø22, bezel brushed metal, FULL GUARD, Alternate, CAP COLOR Opaque RED, , 2NO1NC, NON-LIGHTED
A22NN-MGA-NRA-G122-NN | 6105 | 666153 | Pushbutton A22NN Ø22, bezel brushed metal, FULL GUARD, Alternate, CAP COLOR Opaque RED, , 1NO2NC, NON-LIGHTED
A22NN-MGA-NRA-G202-NN | 6105 | 666895 | Pushbutton A22NN Ø22, bezel brushed metal, FULL GUARD, Alternate, CAP COLOR Opaque RED, , 2NC, NON-LIGHTED
A22NN-MGA-NRA-G222-NN | 6725 | 665040 | Pushbutton A22NN Ø22, bezel brushed metal, FULL GUARD, Alternate, CAP COLOR Opaque RED, , 3NC, NON-LIGHTED
A22NN-MGA-NWA-G002-NN | 4882 | 662568 | Pushbutton A22NN Ø22, bezel brushed metal, FULL GUARD, Alternate, CAP COLOR Opaque WHITE, , 1NC, NON-LIGHTED
A22NN-MGA-NWA-G100-NN | 4882 | 660639 | Pushbutton A22NN Ø22, bezel brushed metal, FULL GUARD, Alternate, CAP COLOR Opaque WHITE, , 1NO, NON-LIGHTED
A22NN-MGA-NWA-G101-NN | 6105 | 665390 | Pushbutton A22NN Ø22, bezel brushed metal, FULL GUARD, Alternate, CAP COLOR Opaque WHITE, , 2NO, NON-LIGHTED
A22NN-MGA-NWA-G102-NN | 6105 | 661237 | Pushbutton A22NN Ø22, bezel brushed metal, FULL GUARD, Alternate, CAP COLOR Opaque WHITE, , 1NO1NC, NON-LIGHTED
A22NN-MGA-NWA-G111-NN | 6725 | 666915 | Pushbutton A22NN Ø22, bezel brushed metal, FULL GUARD, Alternate, CAP COLOR Opaque WHITE, , 3NO, NON-LIGHTED
A22NN-MGA-NWA-G112-NN | 6725 | 662563 | Pushbutton A22NN Ø22, bezel brushed metal, FULL GUARD, Alternate, CAP COLOR Opaque WHITE, , 2NO1NC, NON-LIGHTED
A22NN-MGA-NWA-G122-NN | 6105 | 662195 | Pushbutton A22NN Ø22, bezel brushed metal, FULL GUARD, Alternate, CAP COLOR Opaque WHITE, , 1NO2NC, NON-LIGHTED
A22NN-MGA-NWA-G202-NN | 6105 | 667260 | Pushbutton A22NN Ø22, bezel brushed metal, FULL GUARD, Alternate, CAP COLOR Opaque WHITE, , 2NC, NON-LIGHTED
A22NN-MGA-NWA-G222-NN | 6725 | 666323 | Pushbutton A22NN Ø22, bezel brushed metal, FULL GUARD, Alternate, CAP COLOR Opaque WHITE, , 3NC, NON-LIGHTED
A22NN-MGA-NYA-G002-NN | 4882 | 660286 | Pushbutton A22NN Ø22, bezel brushed metal, FULL GUARD, Alternate, CAP COLOR Opaque YELLOW, , 1NC, NON-LIGHTED
A22NN-MGA-NYA-G100-NN | 4882 | 660441 | Pushbutton A22NN Ø22, bezel brushed metal, FULL GUARD, Alternate, CAP COLOR Opaque YELLOW, , 1NO, NON-LIGHTED
A22NN-MGA-NYA-G101-NN | 6105 | 660442 | Pushbutton A22NN Ø22, bezel brushed metal, FULL GUARD, Alternate, CAP COLOR Opaque YELLOW, , 2NO, NON-LIGHTED
A22NN-MGA-NYA-G102-NN | 6105 | 667071 | Pushbutton A22NN Ø22, bezel brushed metal, FULL GUARD, Alternate, CAP COLOR Opaque YELLOW, , 1NO1NC, NON-LIGHTED
A22NN-MGA-NYA-G111-NN | 6725 | 663519 | Pushbutton A22NN Ø22, bezel brushed metal, FULL GUARD, Alternate, CAP COLOR Opaque YELLOW, , 3NO, NON-LIGHTED
A22NN-MGA-NYA-G112-NN | 6725 | 660758 | Pushbutton A22NN Ø22, bezel brushed metal, FULL GUARD, Alternate, CAP COLOR Opaque YELLOW, , 2NO1NC, NON-LIGHTED
A22NN-MGA-NYA-G122-NN | 6105 | 666449 | Pushbutton A22NN Ø22, bezel brushed metal, FULL GUARD, Alternate, CAP COLOR Opaque YELLOW, , 1NO2NC, NON-LIGHTED
A22NN-MGA-NYA-G202-NN | 6105 | 666328 | Pushbutton A22NN Ø22, bezel brushed metal, FULL GUARD, Alternate, CAP COLOR Opaque YELLOW, , 2NC, NON-LIGHTED
A22NN-MGA-NYA-G222-NN | 6725 | 664540 | Pushbutton A22NN Ø22, bezel brushed metal, FULL GUARD, Alternate, CAP COLOR Opaque YELLOW, , 3NC, NON-LIGHTED
A22NN-MGA-UAA-G002-NN | 4882 | 665383 | Pushbutton A22NN Ø22, bezel brushed metal, FULL GUARD, Alternate, CAP COLOR Transparent BLUE, , 1NC, NON-LIGHTED
A22NN-MGA-UAA-G100-NN | 4882 | 660638 | Pushbutton A22NN Ø22, bezel brushed metal, FULL GUARD, Alternate, CAP COLOR Transparent BLUE, , 1NO, NON-LIGHTED
A22NN-MGA-UAA-G101-NN | 6105 | 662569 | Pushbutton A22NN Ø22, bezel brushed metal, FULL GUARD, Alternate, CAP COLOR Transparent BLUE, , 2NO, NON-LIGHTED
A22NN-MGA-UAA-G102-NN | 6105 | 660311 | Pushbutton A22NN Ø22, bezel brushed metal, FULL GUARD, Alternate, CAP COLOR Transparent BLUE, , 1NO1NC, NON-LIGHTED
A22NN-MGA-UAA-G111-NN | 6725 | 661548 | Pushbutton A22NN Ø22, bezel brushed metal, FULL GUARD, Alternate, CAP COLOR Transparent BLUE, , 3NO, NON-LIGHTED
A22NN-MGA-UAA-G112-NN | 6725 | 664420 | Pushbutton A22NN Ø22, bezel brushed metal, FULL GUARD, Alternate, CAP COLOR Transparent BLUE, , 2NO1NC, NON-LIGHTED
A22NN-MGA-UAA-G122-NN | 6105 | 660751 | Pushbutton A22NN Ø22, bezel brushed metal, FULL GUARD, Alternate, CAP COLOR Transparent BLUE, , 1NO2NC, NON-LIGHTED
A22NN-MGA-UAA-G202-NN | 6105 | 660756 | Pushbutton A22NN Ø22, bezel brushed metal, FULL GUARD, Alternate, CAP COLOR Transparent BLUE, , 2NC, NON-LIGHTED
A22NN-MGA-UAA-G222-NN | 6725 | 665391 | Pushbutton A22NN Ø22, bezel brushed metal, FULL GUARD, Alternate, CAP COLOR Transparent BLUE, , 3NC, NON-LIGHTED
A22NN-MGA-UGA-G002-NN | 4882 | 665392 | Pushbutton A22NN Ø22, bezel brushed metal, FULL GUARD, Alternate, CAP COLOR Transparent GREEN, , 1NC, NON-LIGHTED
A22NN-MGA-UGA-G100-NN | 4882 | 666326 | Pushbutton A22NN Ø22, bezel brushed metal, FULL GUARD, Alternate, CAP COLOR Transparent GREEN, , 1NO, NON-LIGHTED
A22NN-MGA-UGA-G101-NN | 6105 | 665045 | Pushbutton A22NN Ø22, bezel brushed metal, FULL GUARD, Alternate, CAP COLOR Transparent GREEN, , 2NO, NON-LIGHTED
A22NN-MGA-UGA-G102-NN | 6105 | 662572 | Pushbutton A22NN Ø22, bezel brushed metal, FULL GUARD, Alternate, CAP COLOR Transparent GREEN, , 1NO1NC, NON-LIGHTED
A22NN-MGA-UGA-G111-NN | 6725 | 660641 | Pushbutton A22NN Ø22, bezel brushed metal, FULL GUARD, Alternate, CAP COLOR Transparent GREEN, , 3NO, NON-LIGHTED
A22NN-MGA-UGA-G112-NN | 6725 | 660305 | Pushbutton A22NN Ø22, bezel brushed metal, FULL GUARD, Alternate, CAP COLOR Transparent GREEN, , 2NO1NC, NON-LIGHTED
A22NN-MGA-UGA-G122-NN | 6105 | 665052 | Pushbutton A22NN Ø22, bezel brushed metal, FULL GUARD, Alternate, CAP COLOR Transparent GREEN, , 1NO2NC, NON-LIGHTED
A22NN-MGA-UGA-G202-NN | 6105 | 661547 | Pushbutton A22NN Ø22, bezel brushed metal, FULL GUARD, Alternate, CAP COLOR Transparent GREEN, , 2NC, NON-LIGHTED
A22NN-MGA-UGA-G222-NN | 6725 | 665057 | Pushbutton A22NN Ø22, bezel brushed metal, FULL GUARD, Alternate, CAP COLOR Transparent GREEN, , 3NC, NON-LIGHTED
A22NN-MGA-URA-G002-NN | 4882 | 660752 | Pushbutton A22NN Ø22, bezel brushed metal, FULL GUARD, Alternate, CAP COLOR Transparent RED, , 1NC, NON-LIGHTED
A22NN-MGA-URA-G100-NN | 4882 | 665041 | Pushbutton A22NN Ø22, bezel brushed metal, FULL GUARD, Alternate, CAP COLOR Transparent RED, , 1NO, NON-LIGHTED
A22NN-MGA-URA-G101-NN | 6105 | 665053 | Pushbutton A22NN Ø22, bezel brushed metal, FULL GUARD, Alternate, CAP COLOR Transparent RED, , 2NO, NON-LIGHTED
A22NN-MGA-URA-G102-NN | 6105 | 666329 | Pushbutton A22NN Ø22, bezel brushed metal, FULL GUARD, Alternate, CAP COLOR Transparent RED, , 1NO1NC, NON-LIGHTED
A22NN-MGA-URA-G111-NN | 6725 | 666324 | Pushbutton A22NN Ø22, bezel brushed metal, FULL GUARD, Alternate, CAP COLOR Transparent RED, , 3NO, NON-LIGHTED
A22NN-MGA-URA-G112-NN | 6725 | 665054 | Pushbutton A22NN Ø22, bezel brushed metal, FULL GUARD, Alternate, CAP COLOR Transparent RED, , 2NO1NC, NON-LIGHTED
A22NN-MGA-URA-G122-NN | 6105 | 659815 | Pushbutton A22NN Ø22, bezel brushed metal, FULL GUARD, Alternate, CAP COLOR Transparent RED, , 1NO2NC, NON-LIGHTED
A22NN-MGA-URA-G202-NN | 6105 | 663523 | Pushbutton A22NN Ø22, bezel brushed metal, FULL GUARD, Alternate, CAP COLOR Transparent RED, , 2NC, NON-LIGHTED
A22NN-MGA-URA-G222-NN | 6725 | 663211 | Pushbutton A22NN Ø22, bezel brushed metal, FULL GUARD, Alternate, CAP COLOR Transparent RED, , 3NC, NON-LIGHTED
A22NN-MGA-UWA-G002-NN | 4882 | 661545 | Pushbutton A22NN Ø22, bezel brushed metal, FULL GUARD, Alternate, CAP COLOR Transparent WHITE, , 1NC, NON-LIGHTED
A22NN-MGA-UWA-G100-NN | 4882 | 663624 | Pushbutton A22NN Ø22, bezel brushed metal, FULL GUARD, Alternate, CAP COLOR Transparent WHITE, , 1NO, NON-LIGHTED
A22NN-MGA-UWA-G101-NN | 6105 | 665389 | Pushbutton A22NN Ø22, bezel brushed metal, FULL GUARD, Alternate, CAP COLOR Transparent WHITE, , 2NO, NON-LIGHTED
A22NN-MGA-UWA-G102-NN | 6105 | 661546 | Pushbutton A22NN Ø22, bezel brushed metal, FULL GUARD, Alternate, CAP COLOR Transparent WHITE, , 1NO1NC, NON-LIGHTED
A22NN-MGA-UWA-G111-NN | 6725 | 665387 | Pushbutton A22NN Ø22, bezel brushed metal, FULL GUARD, Alternate, CAP COLOR Transparent WHITE, , 3NO, NON-LIGHTED
A22NN-MGA-UWA-G112-NN | 6725 | 664422 | Pushbutton A22NN Ø22, bezel brushed metal, FULL GUARD, Alternate, CAP COLOR Transparent WHITE, , 2NO1NC, NON-LIGHTED
A22NN-MGA-UWA-G122-NN | 6105 | 665046 | Pushbutton A22NN Ø22, bezel brushed metal, FULL GUARD, Alternate, CAP COLOR Transparent WHITE, , 1NO2NC, NON-LIGHTED
A22NN-MGA-UWA-G202-NN | 6105 | 662207 | Pushbutton A22NN Ø22, bezel brushed metal, FULL GUARD, Alternate, CAP COLOR Transparent WHITE, , 2NC, NON-LIGHTED
A22NN-MGA-UWA-G222-NN | 6725 | 664107 | Pushbutton A22NN Ø22, bezel brushed metal, FULL GUARD, Alternate, CAP COLOR Transparent WHITE, , 3NC, NON-LIGHTED
A22NN-MGA-UYA-G002-NN | 4882 | 664105 | Pushbutton A22NN Ø22, bezel brushed metal, FULL GUARD, Alternate, CAP COLOR Transparent YELLOW, , 1NC, NON-LIGHTED
A22NN-MGA-UYA-G100-NN | 4882 | 666327 | Pushbutton A22NN Ø22, bezel brushed metal, FULL GUARD, Alternate, CAP COLOR Transparent YELLOW, , 1NO, NON-LIGHTED
A22NN-MGA-UYA-G101-NN | 6105 | 667264 | Pushbutton A22NN Ø22, bezel brushed metal, FULL GUARD, Alternate, CAP COLOR Transparent YELLOW, , 2NO, NON-LIGHTED
A22NN-MGA-UYA-G102-NN | 6105 | 662571 | Pushbutton A22NN Ø22, bezel brushed metal, FULL GUARD, Alternate, CAP COLOR Transparent YELLOW, , 1NO1NC, NON-LIGHTED
A22NN-MGA-UYA-G111-NN | 6725 | 666010 | Pushbutton A22NN Ø22, bezel brushed metal, FULL GUARD, Alternate, CAP COLOR Transparent YELLOW, , 3NO, NON-LIGHTED
A22NN-MGA-UYA-G112-NN | 6725 | 663621 | Pushbutton A22NN Ø22, bezel brushed metal, FULL GUARD, Alternate, CAP COLOR Transparent YELLOW, , 2NO1NC, NON-LIGHTED
A22NN-MGA-UYA-G122-NN | 6105 | 662566 | Pushbutton A22NN Ø22, bezel brushed metal, FULL GUARD, Alternate, CAP COLOR Transparent YELLOW, , 1NO2NC, NON-LIGHTED
A22NN-MGA-UYA-G202-NN | 6105 | 660757 | Pushbutton A22NN Ø22, bezel brushed metal, FULL GUARD, Alternate, CAP COLOR Transparent YELLOW, , 2NC, NON-LIGHTED
A22NN-MGA-UYA-G222-NN | 6725 | 665521 | Pushbutton A22NN Ø22, bezel brushed metal, FULL GUARD, Alternate, CAP COLOR Transparent YELLOW, , 3NC, NON-LIGHTED
A22NN-MGM-NAA-G002-NN | 4882 | 660740 | Pushbutton A22NN Ø22, bezel brushed metal, FULL GUARD, MOMENTARY, CAP COLOR Opaque BLUE, , 1NC, NON-LIGHTED
A22NN-MGM-NAA-G100-NN | 4882 | 662687 | Pushbutton A22NN Ø22, bezel brushed metal, FULL GUARD, MOMENTARY, CAP COLOR Opaque BLUE, , 1NO, NON-LIGHTED
A22NN-MGM-NAA-G101-NN | 5495 | 666428 | Pushbutton A22NN Ø22, bezel brushed metal, FULL GUARD, MOMENTARY, CAP COLOR Opaque BLUE, , 2NO, NON-LIGHTED
A22NN-MGM-NAA-G102-NN | 5495 | 666097 | Pushbutton A22NN Ø22, bezel brushed metal, FULL GUARD, MOMENTARY, CAP COLOR Opaque BLUE, , 1NO1NC, NON-LIGHTED
A22NN-MGM-NAA-G111-NN | 6105 | 661660 | Pushbutton A22NN Ø22, bezel brushed metal, FULL GUARD, MOMENTARY, CAP COLOR Opaque BLUE, , 3NO, NON-LIGHTED
A22NN-MGM-NAA-G112-NN | 6105 | 665501 | Pushbutton A22NN Ø22, bezel brushed metal, FULL GUARD, MOMENTARY, CAP COLOR Opaque BLUE, , 2NO1NC, NON-LIGHTED
A22NN-MGM-NAA-G122-NN | 6105 | 664508 | Pushbutton A22NN Ø22, bezel brushed metal, FULL GUARD, MOMENTARY, CAP COLOR Opaque BLUE, , 1NO2NC, NON-LIGHTED
A22NN-MGM-NAA-G202-NN | 5495 | 661674 | Pushbutton A22NN Ø22, bezel brushed metal, FULL GUARD, MOMENTARY, CAP COLOR Opaque BLUE, , 2NC, NON-LIGHTED
A22NN-MGM-NAA-G222-NN | 6105 | 664171 | Pushbutton A22NN Ø22, bezel brushed metal, FULL GUARD, MOMENTARY, CAP COLOR Opaque BLUE, , 3NC, NON-LIGHTED
A22NN-MGM-NBA-G002-NN | 4882 | 662670 | Pushbutton A22NN Ø22, bezel brushed metal, FULL GUARD, MOMENTARY, CAP COLOR Opaque BLACK, , 1NC, NON-LIGHTED
A22NN-MGM-NBA-G100-NN | 4882 | 663594 | Pushbutton A22NN Ø22, bezel brushed metal, FULL GUARD, MOMENTARY, CAP COLOR Opaque BLACK, , 1NO, NON-LIGHTED
A22NN-MGM-NBA-G101-NN | 5495 | 660379 | Pushbutton A22NN Ø22, bezel brushed metal, FULL GUARD, MOMENTARY, CAP COLOR Opaque BLACK, , 2NO, NON-LIGHTED
A22NN-MGM-NBA-G102-NN | 5495 | 661673 | Pushbutton A22NN Ø22, bezel brushed metal, FULL GUARD, MOMENTARY, CAP COLOR Opaque BLACK, , 1NO1NC, NON-LIGHTED
A22NN-MGM-NBA-G111-NN | 6105 | 664169 | Pushbutton A22NN Ø22, bezel brushed metal, FULL GUARD, MOMENTARY, CAP COLOR Opaque BLACK, , 3NO, NON-LIGHTED
A22NN-MGM-NBA-G112-NN | 6105 | 665495 | Pushbutton A22NN Ø22, bezel brushed metal, FULL GUARD, MOMENTARY, CAP COLOR Opaque BLACK, , 2NO1NC, NON-LIGHTED
A22NN-MGM-NBA-G122-NN | 6105 | 662664 | Pushbutton A22NN Ø22, bezel brushed metal, FULL GUARD, MOMENTARY, CAP COLOR Opaque BLACK, , 1NO2NC, NON-LIGHTED
A22NN-MGM-NBA-G202-NN | 5495 | 661661 | Pushbutton A22NN Ø22, bezel brushed metal, FULL GUARD, MOMENTARY, CAP COLOR Opaque BLACK, , 2NC, NON-LIGHTED
A22NN-MGM-NBA-G222-NN | 6105 | 665489 | Pushbutton A22NN Ø22, bezel brushed metal, FULL GUARD, MOMENTARY, CAP COLOR Opaque BLACK, , 3NC, NON-LIGHTED
A22NN-MGM-NBA-P102-NN | 5495 | 673677 | Pushbutton A22NN Ø22, bezel brushed metal, FULL GUARD, MOMENTARY, CAP COLOR Opaque BLACK, , 1NO1NC, NON-LIGHTED, push-in terminal
A22NN-MGM-NGA-G002-NN | 4882 | 661662 | Pushbutton A22NN Ø22, bezel brushed metal, FULL GUARD, MOMENTARY, CAP COLOR Opaque GREEN, , 1NC, NON-LIGHTED
A22NN-MGM-NGA-G100-NN | 4882 | 664168 | Pushbutton A22NN Ø22, bezel brushed metal, FULL GUARD, MOMENTARY, CAP COLOR Opaque GREEN, , 1NO, NON-LIGHTED
A22NN-MGM-NGA-G101-NN | 5495 | 661653 | Pushbutton A22NN Ø22, bezel brushed metal, FULL GUARD, MOMENTARY, CAP COLOR Opaque GREEN, , 2NO, NON-LIGHTED
A22NN-MGM-NGA-G102-NN | 5495 | 661663 | Pushbutton A22NN Ø22, bezel brushed metal, FULL GUARD, MOMENTARY, CAP COLOR Opaque GREEN, , 1NO1NC, NON-LIGHTED
A22NN-MGM-NGA-G111-NN | 6105 | 666995 | Pushbutton A22NN Ø22, bezel brushed metal, FULL GUARD, MOMENTARY, CAP COLOR Opaque GREEN, , 3NO, NON-LIGHTED
A22NN-MGM-NGA-G112-NN | 6105 | 660380 | Pushbutton A22NN Ø22, bezel brushed metal, FULL GUARD, MOMENTARY, CAP COLOR Opaque GREEN, , 2NO1NC, NON-LIGHTED
A22NN-MGM-NGA-G122-NN | 6105 | 664675 | Pushbutton A22NN Ø22, bezel brushed metal, FULL GUARD, MOMENTARY, CAP COLOR Opaque GREEN, , 1NO2NC, NON-LIGHTED
A22NN-MGM-NGA-G202-NN | 5495 | 663643 | Pushbutton A22NN Ø22, bezel brushed metal, FULL GUARD, MOMENTARY, CAP COLOR Opaque GREEN, , 2NC, NON-LIGHTED
A22NN-MGM-NGA-G222-NN | 6105 | 661654 | Pushbutton A22NN Ø22, bezel brushed metal, FULL GUARD, MOMENTARY, CAP COLOR Opaque GREEN, , 3NC, NON-LIGHTED
A22NN-MGM-NRA-G002-NN | 4882 | 663642 | Pushbutton A22NN Ø22, bezel brushed metal, FULL GUARD, MOMENTARY, CAP COLOR Opaque RED, , 1NC, NON-LIGHTED
A22NN-MGM-NRA-G100-NN | 4882 | 664514 | Pushbutton A22NN Ø22, bezel brushed metal, FULL GUARD, MOMENTARY, CAP COLOR Opaque RED, , 1NO, NON-LIGHTED
A22NN-MGM-NRA-G101-NN | 5495 | 665503 | Pushbutton A22NN Ø22, bezel brushed metal, FULL GUARD, MOMENTARY, CAP COLOR Opaque RED, , 2NO, NON-LIGHTED
A22NN-MGM-NRA-G102-NN | 5495 | 665519 | Pushbutton A22NN Ø22, bezel brushed metal, FULL GUARD, MOMENTARY, CAP COLOR Opaque RED, , 1NO1NC, NON-LIGHTED
A22NN-MGM-NRA-G111-NN | 6105 | 664167 | Pushbutton A22NN Ø22, bezel brushed metal, FULL GUARD, MOMENTARY, CAP COLOR Opaque RED, , 3NO, NON-LIGHTED
A22NN-MGM-NRA-G112-NN | 6105 | 662291 | Pushbutton A22NN Ø22, bezel brushed metal, FULL GUARD, MOMENTARY, CAP COLOR Opaque RED, , 2NO1NC, NON-LIGHTED
A22NN-MGM-NRA-G122-NN | 6105 | 662679 | Pushbutton A22NN Ø22, bezel brushed metal, FULL GUARD, MOMENTARY, CAP COLOR Opaque RED, , 1NO2NC, NON-LIGHTED
A22NN-MGM-NRA-G202-NN | 5495 | 661687 | Pushbutton A22NN Ø22, bezel brushed metal, FULL GUARD, MOMENTARY, CAP COLOR Opaque RED, , 2NC, NON-LIGHTED
A22NN-MGM-NRA-G222-NN | 6105 | 666098 | Pushbutton A22NN Ø22, bezel brushed metal, FULL GUARD, MOMENTARY, CAP COLOR Opaque RED, , 3NC, NON-LIGHTED
A22NN-MGM-NWA-G002-NN | 4882 | 662288 | Pushbutton A22NN Ø22, bezel brushed metal, FULL GUARD, MOMENTARY, CAP COLOR Opaque WHITE, , 1NC, NON-LIGHTED
A22NN-MGM-NWA-G100-NN | 4882 | 663270 | Pushbutton A22NN Ø22, bezel brushed metal, FULL GUARD, MOMENTARY, CAP COLOR Opaque WHITE, , 1NO, NON-LIGHTED
A22NN-MGM-NWA-G101-NN | 5495 | 662292 | Pushbutton A22NN Ø22, bezel brushed metal, FULL GUARD, MOMENTARY, CAP COLOR Opaque WHITE, , 2NO, NON-LIGHTED
A22NN-MGM-NWA-G102-NN | 5495 | 665504 | Pushbutton A22NN Ø22, bezel brushed metal, FULL GUARD, MOMENTARY, CAP COLOR Opaque WHITE, , 1NO1NC, NON-LIGHTED
A22NN-MGM-NWA-G111-NN | 6105 | 666590 | Pushbutton A22NN Ø22, bezel brushed metal, FULL GUARD, MOMENTARY, CAP COLOR Opaque WHITE, , 3NO, NON-LIGHTED
A22NN-MGM-NWA-G112-NN | 6105 | 665124 | Pushbutton A22NN Ø22, bezel brushed metal, FULL GUARD, MOMENTARY, CAP COLOR Opaque WHITE, , 2NO1NC, NON-LIGHTED
A22NN-MGM-NWA-G122-NN | 6105 | 659800 | Pushbutton A22NN Ø22, bezel brushed metal, FULL GUARD, MOMENTARY, CAP COLOR Opaque WHITE, , 1NO2NC, NON-LIGHTED
A22NN-MGM-NWA-G202-NN | 5495 | 662293 | Pushbutton A22NN Ø22, bezel brushed metal, FULL GUARD, MOMENTARY, CAP COLOR Opaque WHITE, , 2NC, NON-LIGHTED
A22NN-MGM-NWA-G222-NN | 6105 | 664537 | Pushbutton A22NN Ø22, bezel brushed metal, FULL GUARD, MOMENTARY, CAP COLOR Opaque WHITE, , 3NC, NON-LIGHTED
A22NN-MGM-NYA-G002-NN | 4882 | 660739 | Pushbutton A22NN Ø22, bezel brushed metal, FULL GUARD, MOMENTARY, CAP COLOR Opaque YELLOW, , 1NC, NON-LIGHTED
A22NN-MGM-NYA-G100-NN | 4882 | 666427 | Pushbutton A22NN Ø22, bezel brushed metal, FULL GUARD, MOMENTARY, CAP COLOR Opaque YELLOW, , 1NO, NON-LIGHTED
A22NN-MGM-NYA-G101-NN | 5495 | 666994 | Pushbutton A22NN Ø22, bezel brushed metal, FULL GUARD, MOMENTARY, CAP COLOR Opaque YELLOW, , 2NO, NON-LIGHTED
A22NN-MGM-NYA-G102-NN | 5495 | 666446 | Pushbutton A22NN Ø22, bezel brushed metal, FULL GUARD, MOMENTARY, CAP COLOR Opaque YELLOW, , 1NO1NC, NON-LIGHTED
A22NN-MGM-NYA-G111-NN | 6105 | 666091 | Pushbutton A22NN Ø22, bezel brushed metal, FULL GUARD, MOMENTARY, CAP COLOR Opaque YELLOW, , 3NO, NON-LIGHTED
A22NN-MGM-NYA-G112-NN | 6105 | 660898 | Pushbutton A22NN Ø22, bezel brushed metal, FULL GUARD, MOMENTARY, CAP COLOR Opaque YELLOW, , 2NO1NC, NON-LIGHTED
A22NN-MGM-NYA-G122-NN | 6105 | 664170 | Pushbutton A22NN Ø22, bezel brushed metal, FULL GUARD, MOMENTARY, CAP COLOR Opaque YELLOW, , 1NO2NC, NON-LIGHTED
A22NN-MGM-NYA-G202-NN | 5495 | 666426 | Pushbutton A22NN Ø22, bezel brushed metal, FULL GUARD, MOMENTARY, CAP COLOR Opaque YELLOW, , 2NC, NON-LIGHTED
A22NN-MGM-NYA-G222-NN | 6105 | 662671 | Pushbutton A22NN Ø22, bezel brushed metal, FULL GUARD, MOMENTARY, CAP COLOR Opaque YELLOW, , 3NC, NON-LIGHTED
A22NN-MGM-UAA-G002-NN | 4882 | 663278 | Pushbutton A22NN Ø22, bezel brushed metal, FULL GUARD, MOMENTARY, CAP COLOR Transparent BLUE, , 1NC, NON-LIGHTED
A22NN-MGM-UAA-G100-NN | 4882 | 664562 | Pushbutton A22NN Ø22, bezel brushed metal, FULL GUARD, MOMENTARY, CAP COLOR Transparent BLUE, , 1NO, NON-LIGHTED
A22NN-MGM-UAA-G101-NN | 5495 | 665283 | Pushbutton A22NN Ø22, bezel brushed metal, FULL GUARD, MOMENTARY, CAP COLOR Transparent BLUE, , 2NO, NON-LIGHTED
A22NN-MGM-UAA-G102-NN | 5495 | 663644 | Pushbutton A22NN Ø22, bezel brushed metal, FULL GUARD, MOMENTARY, CAP COLOR Transparent BLUE, , 1NO1NC, NON-LIGHTED
A22NN-MGM-UAA-G111-NN | 6105 | 664177 | Pushbutton A22NN Ø22, bezel brushed metal, FULL GUARD, MOMENTARY, CAP COLOR Transparent BLUE, , 3NO, NON-LIGHTED
A22NN-MGM-UAA-G112-NN | 6105 | 664329 | Pushbutton A22NN Ø22, bezel brushed metal, FULL GUARD, MOMENTARY, CAP COLOR Transparent BLUE, , 2NO1NC, NON-LIGHTED
A22NN-MGM-UAA-G122-NN | 6105 | 662448 | Pushbutton A22NN Ø22, bezel brushed metal, FULL GUARD, MOMENTARY, CAP COLOR Transparent BLUE, , 1NO2NC, NON-LIGHTED
A22NN-MGM-UAA-G202-NN | 5495 | 660415 | Pushbutton A22NN Ø22, bezel brushed metal, FULL GUARD, MOMENTARY, CAP COLOR Transparent BLUE, , 2NC, NON-LIGHTED
A22NN-MGM-UAA-G222-NN | 6105 | 664180 | Pushbutton A22NN Ø22, bezel brushed metal, FULL GUARD, MOMENTARY, CAP COLOR Transparent BLUE, , 3NC, NON-LIGHTED
A22NN-MGM-UGA-G002-NN | 4882 | 663425 | Pushbutton A22NN Ø22, bezel brushed metal, FULL GUARD, MOMENTARY, CAP COLOR Transparent GREEN, , 1NC, NON-LIGHTED
A22NN-MGM-UGA-G100-NN | 4882 | 665537 | Pushbutton A22NN Ø22, bezel brushed metal, FULL GUARD, MOMENTARY, CAP COLOR Transparent GREEN, , 1NO, NON-LIGHTED
A22NN-MGM-UGA-G101-NN | 5495 | 662296 | Pushbutton A22NN Ø22, bezel brushed metal, FULL GUARD, MOMENTARY, CAP COLOR Transparent GREEN, , 2NO, NON-LIGHTED
A22NN-MGM-UGA-G102-NN | 5495 | 663433 | Pushbutton A22NN Ø22, bezel brushed metal, FULL GUARD, MOMENTARY, CAP COLOR Transparent GREEN, , 1NO1NC, NON-LIGHTED
A22NN-MGM-UGA-G111-NN | 6105 | 662447 | Pushbutton A22NN Ø22, bezel brushed metal, FULL GUARD, MOMENTARY, CAP COLOR Transparent GREEN, , 3NO, NON-LIGHTED
A22NN-MGM-UGA-G112-NN | 6105 | 660531 | Pushbutton A22NN Ø22, bezel brushed metal, FULL GUARD, MOMENTARY, CAP COLOR Transparent GREEN, , 2NO1NC, NON-LIGHTED
A22NN-MGM-UGA-G122-NN | 6105 | 664325 | Pushbutton A22NN Ø22, bezel brushed metal, FULL GUARD, MOMENTARY, CAP COLOR Transparent GREEN, , 1NO2NC, NON-LIGHTED
A22NN-MGM-UGA-G202-NN | 5495 | 667164 | Pushbutton A22NN Ø22, bezel brushed metal, FULL GUARD, MOMENTARY, CAP COLOR Transparent GREEN, , 2NC, NON-LIGHTED
A22NN-MGM-UGA-G222-NN | 6105 | 662464 | Pushbutton A22NN Ø22, bezel brushed metal, FULL GUARD, MOMENTARY, CAP COLOR Transparent GREEN, , 3NC, NON-LIGHTED
A22NN-MGM-URA-G002-NN | 4882 | 665502 | Pushbutton A22NN Ø22, bezel brushed metal, FULL GUARD, MOMENTARY, CAP COLOR Transparent RED, , 1NC, NON-LIGHTED
A22NN-MGM-URA-G100-NN | 4882 | 663618 | Pushbutton A22NN Ø22, bezel brushed metal, FULL GUARD, MOMENTARY, CAP COLOR Transparent RED, , 1NO, NON-LIGHTED
A22NN-MGM-URA-G101-NN | 5495 | 664563 | Pushbutton A22NN Ø22, bezel brushed metal, FULL GUARD, MOMENTARY, CAP COLOR Transparent RED, , 2NO, NON-LIGHTED
A22NN-MGM-URA-G102-NN | 5495 | 664527 | Pushbutton A22NN Ø22, bezel brushed metal, FULL GUARD, MOMENTARY, CAP COLOR Transparent RED, , 1NO1NC, NON-LIGHTED
A22NN-MGM-URA-G111-NN | 6105 | 661437 | Pushbutton A22NN Ø22, bezel brushed metal, FULL GUARD, MOMENTARY, CAP COLOR Transparent RED, , 3NO, NON-LIGHTED
A22NN-MGM-URA-G112-NN | 6105 | 666102 | Pushbutton A22NN Ø22, bezel brushed metal, FULL GUARD, MOMENTARY, CAP COLOR Transparent RED, , 2NO1NC, NON-LIGHTED
A22NN-MGM-URA-G122-NN | 6105 | 665267 | Pushbutton A22NN Ø22, bezel brushed metal, FULL GUARD, MOMENTARY, CAP COLOR Transparent RED, , 1NO2NC, NON-LIGHTED
A22NN-MGM-URA-G202-NN | 5495 | 662449 | Pushbutton A22NN Ø22, bezel brushed metal, FULL GUARD, MOMENTARY, CAP COLOR Transparent RED, , 2NC, NON-LIGHTED
A22NN-MGM-URA-G222-NN | 6105 | 664326 | Pushbutton A22NN Ø22, bezel brushed metal, FULL GUARD, MOMENTARY, CAP COLOR Transparent RED, , 3NC, NON-LIGHTED
A22NN-MGM-UWA-G002-NN | 4882 | 667154 | Pushbutton A22NN Ø22, bezel brushed metal, FULL GUARD, MOMENTARY, CAP COLOR Transparent WHITE, , 1NC, NON-LIGHTED
A22NN-MGM-UWA-G100-NN | 4882 | 666996 | Pushbutton A22NN Ø22, bezel brushed metal, FULL GUARD, MOMENTARY, CAP COLOR Transparent WHITE, , 1NO, NON-LIGHTED
A22NN-MGM-UWA-G101-NN | 5495 | 664336 | Pushbutton A22NN Ø22, bezel brushed metal, FULL GUARD, MOMENTARY, CAP COLOR Transparent WHITE, , 2NO, NON-LIGHTED
A22NN-MGM-UWA-G102-NN | 5495 | 663432 | Pushbutton A22NN Ø22, bezel brushed metal, FULL GUARD, MOMENTARY, CAP COLOR Transparent WHITE, , 1NO1NC, NON-LIGHTED
A22NN-MGM-UWA-G111-NN | 6105 | 662713 | Pushbutton A22NN Ø22, bezel brushed metal, FULL GUARD, MOMENTARY, CAP COLOR Transparent WHITE, , 3NO, NON-LIGHTED
A22NN-MGM-UWA-G112-NN | 6105 | 666100 | Pushbutton A22NN Ø22, bezel brushed metal, FULL GUARD, MOMENTARY, CAP COLOR Transparent WHITE, , 2NO1NC, NON-LIGHTED
A22NN-MGM-UWA-G122-NN | 6105 | 664327 | Pushbutton A22NN Ø22, bezel brushed metal, FULL GUARD, MOMENTARY, CAP COLOR Transparent WHITE, , 1NO2NC, NON-LIGHTED
A22NN-MGM-UWA-G202-NN | 5495 | 660533 | Pushbutton A22NN Ø22, bezel brushed metal, FULL GUARD, MOMENTARY, CAP COLOR Transparent WHITE, , 2NC, NON-LIGHTED
A22NN-MGM-UWA-G222-NN | 6105 | 664178 | Pushbutton A22NN Ø22, bezel brushed metal, FULL GUARD, MOMENTARY, CAP COLOR Transparent WHITE, , 3NC, NON-LIGHTED
A22NN-MGM-UYA-G002-NN | 4882 | 665132 | Pushbutton A22NN Ø22, bezel brushed metal, FULL GUARD, MOMENTARY, CAP COLOR Transparent YELLOW, , 1NC, NON-LIGHTED
A22NN-MGM-UYA-G100-NN | 4882 | 661458 | Pushbutton A22NN Ø22, bezel brushed metal, FULL GUARD, MOMENTARY, CAP COLOR Transparent YELLOW, , 1NO, NON-LIGHTED
A22NN-MGM-UYA-G101-NN | 5495 | 662465 | Pushbutton A22NN Ø22, bezel brushed metal, FULL GUARD, MOMENTARY, CAP COLOR Transparent YELLOW, , 2NO, NON-LIGHTED
A22NN-MGM-UYA-G102-NN | 5495 | 662466 | Pushbutton A22NN Ø22, bezel brushed metal, FULL GUARD, MOMENTARY, CAP COLOR Transparent YELLOW, , 1NO1NC, NON-LIGHTED
A22NN-MGM-UYA-G111-NN | 6105 | 663275 | Pushbutton A22NN Ø22, bezel brushed metal, FULL GUARD, MOMENTARY, CAP COLOR Transparent YELLOW, , 3NO, NON-LIGHTED
A22NN-MGM-UYA-G112-NN | 6105 | 666127 | Pushbutton A22NN Ø22, bezel brushed metal, FULL GUARD, MOMENTARY, CAP COLOR Transparent YELLOW, , 2NO1NC, NON-LIGHTED
A22NN-MGM-UYA-G122-NN | 6105 | 662297 | Pushbutton A22NN Ø22, bezel brushed metal, FULL GUARD, MOMENTARY, CAP COLOR Transparent YELLOW, , 1NO2NC, NON-LIGHTED
A22NN-MGM-UYA-G202-NN | 5495 | 660516 | Pushbutton A22NN Ø22, bezel brushed metal, FULL GUARD, MOMENTARY, CAP COLOR Transparent YELLOW, , 2NC, NON-LIGHTED
A22NN-MGM-UYA-G222-NN | 6105 | 664175 | Pushbutton A22NN Ø22, bezel brushed metal, FULL GUARD, MOMENTARY, CAP COLOR Transparent YELLOW, , 3NC, NON-LIGHTED
A22NN-MMA-NAA-G002-NN | 4882 | 663518 | Pushbutton A22NN Ø22, bezel brushed metal, MUSHROOM, Alternate, CAP COLOR Opaque BLUE, , 1NC, NON-LIGHTED
A22NN-MMA-NAA-G100-NN | 4882 | 663522 | Pushbutton A22NN Ø22, bezel brushed metal, MUSHROOM, Alternate, CAP COLOR Opaque BLUE, , 1NO, NON-LIGHTED
A22NN-MMA-NAA-G101-NN | 6105 | 666014 | Pushbutton A22NN Ø22, bezel brushed metal, MUSHROOM, Alternate, CAP COLOR Opaque BLUE, , 2NO, NON-LIGHTED
A22NN-MMA-NAA-G102-NN | 6105 | 667263 | Pushbutton A22NN Ø22, bezel brushed metal, MUSHROOM, Alternate, CAP COLOR Opaque BLUE, , 1NO1NC, NON-LIGHTED
A22NN-MMA-NAA-G111-NN | 6725 | 666513 | Pushbutton A22NN Ø22, bezel brushed metal, MUSHROOM, Alternate, CAP COLOR Opaque BLUE, , 3NO, NON-LIGHTED
A22NN-MMA-NAA-G112-NN | 6725 | 664423 | Pushbutton A22NN Ø22, bezel brushed metal, MUSHROOM, Alternate, CAP COLOR Opaque BLUE, , 2NO1NC, NON-LIGHTED
A22NN-MMA-NAA-G122-NN | 6105 | 666394 | Pushbutton A22NN Ø22, bezel brushed metal, MUSHROOM, Alternate, CAP COLOR Opaque BLUE, , 1NO2NC, NON-LIGHTED
A22NN-MMA-NAA-G202-NN | 6105 | 664834 | Pushbutton A22NN Ø22, bezel brushed metal, MUSHROOM, Alternate, CAP COLOR Opaque BLUE, , 2NC, NON-LIGHTED
A22NN-MMA-NAA-G222-NN | 6725 | 665582 | Pushbutton A22NN Ø22, bezel brushed metal, MUSHROOM, Alternate, CAP COLOR Opaque BLUE, , 3NC, NON-LIGHTED
A22NN-MMA-NBA-G002-NN | 4882 | 665393 | Pushbutton A22NN Ø22, bezel brushed metal, MUSHROOM, Alternate, CAP COLOR Opaque BLACK, , 1NC, NON-LIGHTED
A22NN-MMA-NBA-G100-NN | 4882 | 665588 | Pushbutton A22NN Ø22, bezel brushed metal, MUSHROOM, Alternate, CAP COLOR Opaque BLACK, , 1NO, NON-LIGHTED
A22NN-MMA-NBA-G101-NN | 6105 | 661551 | Pushbutton A22NN Ø22, bezel brushed metal, MUSHROOM, Alternate, CAP COLOR Opaque BLACK, , 2NO, NON-LIGHTED
A22NN-MMA-NBA-G102-NN | 6105 | 666331 | Pushbutton A22NN Ø22, bezel brushed metal, MUSHROOM, Alternate, CAP COLOR Opaque BLACK, , 1NO1NC, NON-LIGHTED
A22NN-MMA-NBA-G111-NN | 6725 | 661553 | Pushbutton A22NN Ø22, bezel brushed metal, MUSHROOM, Alternate, CAP COLOR Opaque BLACK, , 3NO, NON-LIGHTED
A22NN-MMA-NBA-G112-NN | 6725 | 663525 | Pushbutton A22NN Ø22, bezel brushed metal, MUSHROOM, Alternate, CAP COLOR Opaque BLACK, , 2NO1NC, NON-LIGHTED
A22NN-MMA-NBA-G122-NN | 6105 | 660836 | Pushbutton A22NN Ø22, bezel brushed metal, MUSHROOM, Alternate, CAP COLOR Opaque BLACK, , 1NO2NC, NON-LIGHTED
A22NN-MMA-NBA-G202-NN | 6105 | 666393 | Pushbutton A22NN Ø22, bezel brushed metal, MUSHROOM, Alternate, CAP COLOR Opaque BLACK, , 2NC, NON-LIGHTED
A22NN-MMA-NBA-G222-NN | 6725 | 664835 | Pushbutton A22NN Ø22, bezel brushed metal, MUSHROOM, Alternate, CAP COLOR Opaque BLACK, , 3NC, NON-LIGHTED
A22NN-MMA-NGA-G002-NN | 4882 | 660299 | Pushbutton A22NN Ø22, bezel brushed metal, MUSHROOM, Alternate, CAP COLOR Opaque GREEN, , 1NC, NON-LIGHTED
A22NN-MMA-NGA-G100-NN | 4882 | 666914 | Pushbutton A22NN Ø22, bezel brushed metal, MUSHROOM, Alternate, CAP COLOR Opaque GREEN, , 1NO, NON-LIGHTED
A22NN-MMA-NGA-G101-NN | 6105 | 666916 | Pushbutton A22NN Ø22, bezel brushed metal, MUSHROOM, Alternate, CAP COLOR Opaque GREEN, , 2NO, NON-LIGHTED
A22NN-MMA-NGA-G102-NN | 6105 | 662695 | Pushbutton A22NN Ø22, bezel brushed metal, MUSHROOM, Alternate, CAP COLOR Opaque GREEN, , 1NO1NC, NON-LIGHTED
A22NN-MMA-NGA-G111-NN | 6725 | 666015 | Pushbutton A22NN Ø22, bezel brushed metal, MUSHROOM, Alternate, CAP COLOR Opaque GREEN, , 3NO, NON-LIGHTED
A22NN-MMA-NGA-G112-NN | 6725 | 665055 | Pushbutton A22NN Ø22, bezel brushed metal, MUSHROOM, Alternate, CAP COLOR Opaque GREEN, , 2NO1NC, NON-LIGHTED
A22NN-MMA-NGA-G122-NN | 6105 | 663620 | Pushbutton A22NN Ø22, bezel brushed metal, MUSHROOM, Alternate, CAP COLOR Opaque GREEN, , 1NO2NC, NON-LIGHTED
A22NN-MMA-NGA-G202-NN | 6105 | 663520 | Pushbutton A22NN Ø22, bezel brushed metal, MUSHROOM, Alternate, CAP COLOR Opaque GREEN, , 2NC, NON-LIGHTED
A22NN-MMA-NGA-G222-NN | 6725 | 661232 | Pushbutton A22NN Ø22, bezel brushed metal, MUSHROOM, Alternate, CAP COLOR Opaque GREEN, , 3NC, NON-LIGHTED
A22NN-MMA-NRA-G002-NN | 4882 | 664421 | Pushbutton A22NN Ø22, bezel brushed metal, MUSHROOM, Alternate, CAP COLOR Opaque RED, , 1NC, NON-LIGHTED
A22NN-MMA-NRA-G100-NN | 4882 | 667262 | Pushbutton A22NN Ø22, bezel brushed metal, MUSHROOM, Alternate, CAP COLOR Opaque RED, , 1NO, NON-LIGHTED
A22NN-MMA-NRA-G101-NN | 6105 | 664106 | Pushbutton A22NN Ø22, bezel brushed metal, MUSHROOM, Alternate, CAP COLOR Opaque RED, , 2NO, NON-LIGHTED
A22NN-MMA-NRA-G102-NN | 6105 | 664094 | Pushbutton A22NN Ø22, bezel brushed metal, MUSHROOM, Alternate, CAP COLOR Opaque RED, , 1NO1NC, NON-LIGHTED
A22NN-MMA-NRA-G111-NN | 6725 | 662570 | Pushbutton A22NN Ø22, bezel brushed metal, MUSHROOM, Alternate, CAP COLOR Opaque RED, , 3NO, NON-LIGHTED
A22NN-MMA-NRA-G112-NN | 6725 | 666330 | Pushbutton A22NN Ø22, bezel brushed metal, MUSHROOM, Alternate, CAP COLOR Opaque RED, , 2NO1NC, NON-LIGHTED
A22NN-MMA-NRA-G122-NN | 6105 | 662689 | Pushbutton A22NN Ø22, bezel brushed metal, MUSHROOM, Alternate, CAP COLOR Opaque RED, , 1NO2NC, NON-LIGHTED
A22NN-MMA-NRA-G202-NN | 6105 | 662564 | Pushbutton A22NN Ø22, bezel brushed metal, MUSHROOM, Alternate, CAP COLOR Opaque RED, , 2NC, NON-LIGHTED
A22NN-MMA-NRA-G222-NN | 6725 | 665051 | Pushbutton A22NN Ø22, bezel brushed metal, MUSHROOM, Alternate, CAP COLOR Opaque RED, , 3NC, NON-LIGHTED
A22NN-MMA-NWA-G002-NN | 4882 | 661549 | Pushbutton A22NN Ø22, bezel brushed metal, MUSHROOM, Alternate, CAP COLOR Opaque WHITE, , 1NC, NON-LIGHTED
A22NN-MMA-NWA-G100-NN | 4882 | 662690 | Pushbutton A22NN Ø22, bezel brushed metal, MUSHROOM, Alternate, CAP COLOR Opaque WHITE, , 1NO, NON-LIGHTED
A22NN-MMA-NWA-G101-NN | 6105 | 667265 | Pushbutton A22NN Ø22, bezel brushed metal, MUSHROOM, Alternate, CAP COLOR Opaque WHITE, , 2NO, NON-LIGHTED
A22NN-MMA-NWA-G102-NN | 6105 | 660640 | Pushbutton A22NN Ø22, bezel brushed metal, MUSHROOM, Alternate, CAP COLOR Opaque WHITE, , 1NO1NC, NON-LIGHTED
A22NN-MMA-NWA-G111-NN | 6725 | 665388 | Pushbutton A22NN Ø22, bezel brushed metal, MUSHROOM, Alternate, CAP COLOR Opaque WHITE, , 3NO, NON-LIGHTED
A22NN-MMA-NWA-G112-NN | 6725 | 660300 | Pushbutton A22NN Ø22, bezel brushed metal, MUSHROOM, Alternate, CAP COLOR Opaque WHITE, , 2NO1NC, NON-LIGHTED
A22NN-MMA-NWA-G122-NN | 6105 | 662567 | Pushbutton A22NN Ø22, bezel brushed metal, MUSHROOM, Alternate, CAP COLOR Opaque WHITE, , 1NO2NC, NON-LIGHTED
A22NN-MMA-NWA-G202-NN | 6105 | 660635 | Pushbutton A22NN Ø22, bezel brushed metal, MUSHROOM, Alternate, CAP COLOR Opaque WHITE, , 2NC, NON-LIGHTED
A22NN-MMA-NWA-G222-NN | 6725 | 666325 | Pushbutton A22NN Ø22, bezel brushed metal, MUSHROOM, Alternate, CAP COLOR Opaque WHITE, , 3NC, NON-LIGHTED
A22NN-MMA-NYA-G002-NN | 4882 | 664539 | Pushbutton A22NN Ø22, bezel brushed metal, MUSHROOM, Alternate, CAP COLOR Opaque YELLOW, , 1NC, NON-LIGHTED
A22NN-MMA-NYA-G100-NN | 4882 | 661541 | Pushbutton A22NN Ø22, bezel brushed metal, MUSHROOM, Alternate, CAP COLOR Opaque YELLOW, , 1NO, NON-LIGHTED
A22NN-MMA-NYA-G101-NN | 6105 | 667259 | Pushbutton A22NN Ø22, bezel brushed metal, MUSHROOM, Alternate, CAP COLOR Opaque YELLOW, , 2NO, NON-LIGHTED
A22NN-MMA-NYA-G102-NN | 6105 | 663207 | Pushbutton A22NN Ø22, bezel brushed metal, MUSHROOM, Alternate, CAP COLOR Opaque YELLOW, , 1NO1NC, NON-LIGHTED
A22NN-MMA-NYA-G111-NN | 6725 | 660298 | Pushbutton A22NN Ø22, bezel brushed metal, MUSHROOM, Alternate, CAP COLOR Opaque YELLOW, , 3NO, NON-LIGHTED
A22NN-MMA-NYA-G112-NN | 6725 | 660304 | Pushbutton A22NN Ø22, bezel brushed metal, MUSHROOM, Alternate, CAP COLOR Opaque YELLOW, , 2NO1NC, NON-LIGHTED
A22NN-MMA-NYA-G122-NN | 6105 | 660291 | Pushbutton A22NN Ø22, bezel brushed metal, MUSHROOM, Alternate, CAP COLOR Opaque YELLOW, , 1NO2NC, NON-LIGHTED
A22NN-MMA-NYA-G202-NN | 6105 | 662205 | Pushbutton A22NN Ø22, bezel brushed metal, MUSHROOM, Alternate, CAP COLOR Opaque YELLOW, , 2NC, NON-LIGHTED
A22NN-MMA-NYA-G222-NN | 6725 | 663199 | Pushbutton A22NN Ø22, bezel brushed metal, MUSHROOM, Alternate, CAP COLOR Opaque YELLOW, , 3NC, NON-LIGHTED
A22NN-MMA-UAA-G002-NN | 4882 | 661384 | Pushbutton A22NN Ø22, bezel brushed metal, MUSHROOM, Alternate, CAP COLOR Transparent BLUE, , 1NC, NON-LIGHTED
A22NN-MMA-UAA-G100-NN | 4882 | 663591 | Pushbutton A22NN Ø22, bezel brushed metal, MUSHROOM, Alternate, CAP COLOR Transparent BLUE, , 1NO, NON-LIGHTED
A22NN-MMA-UAA-G101-NN | 6105 | 663589 | Pushbutton A22NN Ø22, bezel brushed metal, MUSHROOM, Alternate, CAP COLOR Transparent BLUE, , 2NO, NON-LIGHTED
A22NN-MMA-UAA-G102-NN | 6105 | 664518 | Pushbutton A22NN Ø22, bezel brushed metal, MUSHROOM, Alternate, CAP COLOR Transparent BLUE, , 1NO1NC, NON-LIGHTED
A22NN-MMA-UAA-G111-NN | 6725 | 664517 | Pushbutton A22NN Ø22, bezel brushed metal, MUSHROOM, Alternate, CAP COLOR Transparent BLUE, , 3NO, NON-LIGHTED
A22NN-MMA-UAA-G112-NN | 6725 | 662377 | Pushbutton A22NN Ø22, bezel brushed metal, MUSHROOM, Alternate, CAP COLOR Transparent BLUE, , 2NO1NC, NON-LIGHTED
A22NN-MMA-UAA-G122-NN | 6105 | 663367 | Pushbutton A22NN Ø22, bezel brushed metal, MUSHROOM, Alternate, CAP COLOR Transparent BLUE, , 1NO2NC, NON-LIGHTED
A22NN-MMA-UAA-G202-NN | 6105 | 666185 | Pushbutton A22NN Ø22, bezel brushed metal, MUSHROOM, Alternate, CAP COLOR Transparent BLUE, , 2NC, NON-LIGHTED
A22NN-MMA-UAA-G222-NN | 6725 | 666202 | Pushbutton A22NN Ø22, bezel brushed metal, MUSHROOM, Alternate, CAP COLOR Transparent BLUE, , 3NC, NON-LIGHTED
A22NN-MMA-UGA-G002-NN | 4882 | 660697 | Pushbutton A22NN Ø22, bezel brushed metal, MUSHROOM, Alternate, CAP COLOR Transparent GREEN, , 1NC, NON-LIGHTED
A22NN-MMA-UGA-G100-NN | 4882 | 665467 | Pushbutton A22NN Ø22, bezel brushed metal, MUSHROOM, Alternate, CAP COLOR Transparent GREEN, , 1NO, NON-LIGHTED
A22NN-MMA-UGA-G101-NN | 6105 | 665807 | Pushbutton A22NN Ø22, bezel brushed metal, MUSHROOM, Alternate, CAP COLOR Transparent GREEN, , 2NO, NON-LIGHTED
A22NN-MMA-UGA-G102-NN | 6105 | 659894 | Pushbutton A22NN Ø22, bezel brushed metal, MUSHROOM, Alternate, CAP COLOR Transparent GREEN, , 1NO1NC, NON-LIGHTED
A22NN-MMA-UGA-G111-NN | 6725 | 664606 | Pushbutton A22NN Ø22, bezel brushed metal, MUSHROOM, Alternate, CAP COLOR Transparent GREEN, , 3NO, NON-LIGHTED
A22NN-MMA-UGA-G112-NN | 6725 | 661761 | Pushbutton A22NN Ø22, bezel brushed metal, MUSHROOM, Alternate, CAP COLOR Transparent GREEN, , 2NO1NC, NON-LIGHTED
A22NN-MMA-UGA-G122-NN | 6105 | 660460 | Pushbutton A22NN Ø22, bezel brushed metal, MUSHROOM, Alternate, CAP COLOR Transparent GREEN, , 1NO2NC, NON-LIGHTED
A22NN-MMA-UGA-G202-NN | 6105 | 666392 | Pushbutton A22NN Ø22, bezel brushed metal, MUSHROOM, Alternate, CAP COLOR Transparent GREEN, , 2NC, NON-LIGHTED
A22NN-MMA-UGA-G222-NN | 6725 | 661552 | Pushbutton A22NN Ø22, bezel brushed metal, MUSHROOM, Alternate, CAP COLOR Transparent GREEN, , 3NC, NON-LIGHTED
A22NN-MMA-URA-G002-NN | 4882 | 665587 | Pushbutton A22NN Ø22, bezel brushed metal, MUSHROOM, Alternate, CAP COLOR Transparent RED, , 1NC, NON-LIGHTED
A22NN-MMA-URA-G100-NN | 4882 | 661045 | Pushbutton A22NN Ø22, bezel brushed metal, MUSHROOM, Alternate, CAP COLOR Transparent RED, , 1NO, NON-LIGHTED
A22NN-MMA-URA-G101-NN | 6105 | 666332 | Pushbutton A22NN Ø22, bezel brushed metal, MUSHROOM, Alternate, CAP COLOR Transparent RED, , 2NO, NON-LIGHTED
A22NN-MMA-URA-G102-NN | 6105 | 661623 | Pushbutton A22NN Ø22, bezel brushed metal, MUSHROOM, Alternate, CAP COLOR Transparent RED, , 1NO1NC, NON-LIGHTED
A22NN-MMA-URA-G111-NN | 6725 | 660642 | Pushbutton A22NN Ø22, bezel brushed metal, MUSHROOM, Alternate, CAP COLOR Transparent RED, , 3NO, NON-LIGHTED
A22NN-MMA-URA-G112-NN | 6725 | 663000 | Pushbutton A22NN Ø22, bezel brushed metal, MUSHROOM, Alternate, CAP COLOR Transparent RED, , 2NO1NC, NON-LIGHTED
A22NN-MMA-URA-G122-NN | 6105 | 659745 | Pushbutton A22NN Ø22, bezel brushed metal, MUSHROOM, Alternate, CAP COLOR Transparent RED, , 1NO2NC, NON-LIGHTED
A22NN-MMA-URA-G202-NN | 6105 | 665583 | Pushbutton A22NN Ø22, bezel brushed metal, MUSHROOM, Alternate, CAP COLOR Transparent RED, , 2NC, NON-LIGHTED
A22NN-MMA-URA-G222-NN | 6725 | 659895 | Pushbutton A22NN Ø22, bezel brushed metal, MUSHROOM, Alternate, CAP COLOR Transparent RED, , 3NC, NON-LIGHTED
A22NN-MMA-UWA-G002-NN | 4882 | 665478 | Pushbutton A22NN Ø22, bezel brushed metal, MUSHROOM, Alternate, CAP COLOR Transparent WHITE, , 1NC, NON-LIGHTED
A22NN-MMA-UWA-G100-NN | 4882 | 660468 | Pushbutton A22NN Ø22, bezel brushed metal, MUSHROOM, Alternate, CAP COLOR Transparent WHITE, , 1NO, NON-LIGHTED
A22NN-MMA-UWA-G101-NN | 6105 | 659792 | Pushbutton A22NN Ø22, bezel brushed metal, MUSHROOM, Alternate, CAP COLOR Transparent WHITE, , 2NO, NON-LIGHTED
A22NN-MMA-UWA-G102-NN | 6105 | 659769 | Pushbutton A22NN Ø22, bezel brushed metal, MUSHROOM, Alternate, CAP COLOR Transparent WHITE, , 1NO1NC, NON-LIGHTED
A22NN-MMA-UWA-G111-NN | 6725 | 666186 | Pushbutton A22NN Ø22, bezel brushed metal, MUSHROOM, Alternate, CAP COLOR Transparent WHITE, , 3NO, NON-LIGHTED
A22NN-MMA-UWA-G112-NN | 6725 | 663581 | Pushbutton A22NN Ø22, bezel brushed metal, MUSHROOM, Alternate, CAP COLOR Transparent WHITE, , 2NO1NC, NON-LIGHTED
A22NN-MMA-UWA-G122-NN | 6105 | 662370 | Pushbutton A22NN Ø22, bezel brushed metal, MUSHROOM, Alternate, CAP COLOR Transparent WHITE, , 1NO2NC, NON-LIGHTED
A22NN-MMA-UWA-G202-NN | 6105 | 662395 | Pushbutton A22NN Ø22, bezel brushed metal, MUSHROOM, Alternate, CAP COLOR Transparent WHITE, , 2NC, NON-LIGHTED
A22NN-MMA-UWA-G222-NN | 6725 | 664471 | Pushbutton A22NN Ø22, bezel brushed metal, MUSHROOM, Alternate, CAP COLOR Transparent WHITE, , 3NC, NON-LIGHTED
A22NN-MMA-UYA-G002-NN | 4882 | 667099 | Pushbutton A22NN Ø22, bezel brushed metal, MUSHROOM, Alternate, CAP COLOR Transparent YELLOW, , 1NC, NON-LIGHTED
A22NN-MMA-UYA-G100-NN | 4882 | 662185 | Pushbutton A22NN Ø22, bezel brushed metal, MUSHROOM, Alternate, CAP COLOR Transparent YELLOW, , 1NO, NON-LIGHTED
A22NN-MMA-UYA-G101-NN | 6105 | 662368 | Pushbutton A22NN Ø22, bezel brushed metal, MUSHROOM, Alternate, CAP COLOR Transparent YELLOW, , 2NO, NON-LIGHTED
A22NN-MMA-UYA-G102-NN | 6105 | 666512 | Pushbutton A22NN Ø22, bezel brushed metal, MUSHROOM, Alternate, CAP COLOR Transparent YELLOW, , 1NO1NC, NON-LIGHTED
A22NN-MMA-UYA-G111-NN | 6725 | 667078 | Pushbutton A22NN Ø22, bezel brushed metal, MUSHROOM, Alternate, CAP COLOR Transparent YELLOW, , 3NO, NON-LIGHTED
A22NN-MMA-UYA-G112-NN | 6725 | 665465 | Pushbutton A22NN Ø22, bezel brushed metal, MUSHROOM, Alternate, CAP COLOR Transparent YELLOW, , 2NO1NC, NON-LIGHTED
A22NN-MMA-UYA-G122-NN | 6105 | 664519 | Pushbutton A22NN Ø22, bezel brushed metal, MUSHROOM, Alternate, CAP COLOR Transparent YELLOW, , 1NO2NC, NON-LIGHTED
A22NN-MMA-UYA-G202-NN | 6105 | 663590 | Pushbutton A22NN Ø22, bezel brushed metal, MUSHROOM, Alternate, CAP COLOR Transparent YELLOW, , 2NC, NON-LIGHTED
A22NN-MMA-UYA-G222-NN | 6725 | 660461 | Pushbutton A22NN Ø22, bezel brushed metal, MUSHROOM, Alternate, CAP COLOR Transparent YELLOW, , 3NC, NON-LIGHTED
A22NN-MMM-NAA-G002-NN | 4882 | 665134 | Pushbutton A22NN Ø22, bezel brushed metal, MUSHROOM, MOMENTARY, CAP COLOR Opaque BLUE, , 1NC, NON-LIGHTED
A22NN-MMM-NAA-G100-NN | 4882 | 662298 | Pushbutton A22NN Ø22, bezel brushed metal, MUSHROOM, MOMENTARY, CAP COLOR Opaque BLUE, , 1NO, NON-LIGHTED
A22NN-MMM-NAA-G101-NN | 5495 | 659721 | Pushbutton A22NN Ø22, bezel brushed metal, MUSHROOM, MOMENTARY, CAP COLOR Opaque BLUE, , 2NO, NON-LIGHTED
A22NN-MMM-NAA-G102-NN | 5495 | 664181 | Pushbutton A22NN Ø22, bezel brushed metal, MUSHROOM, MOMENTARY, CAP COLOR Opaque BLUE, , 1NO1NC, NON-LIGHTED
A22NN-MMM-NAA-G111-NN | 6105 | 665545 | Pushbutton A22NN Ø22, bezel brushed metal, MUSHROOM, MOMENTARY, CAP COLOR Opaque BLUE, , 3NO, NON-LIGHTED
A22NN-MMM-NAA-G112-NN | 6105 | 665135 | Pushbutton A22NN Ø22, bezel brushed metal, MUSHROOM, MOMENTARY, CAP COLOR Opaque BLUE, , 2NO1NC, NON-LIGHTED
A22NN-MMM-NAA-G122-NN | 6105 | 663651 | Pushbutton A22NN Ø22, bezel brushed metal, MUSHROOM, MOMENTARY, CAP COLOR Opaque BLUE, , 1NO2NC, NON-LIGHTED
A22NN-MMM-NAA-G202-NN | 5495 | 666474 | Pushbutton A22NN Ø22, bezel brushed metal, MUSHROOM, MOMENTARY, CAP COLOR Opaque BLUE, , 2NC, NON-LIGHTED
A22NN-MMM-NAA-G222-NN | 6105 | 661592 | Pushbutton A22NN Ø22, bezel brushed metal, MUSHROOM, MOMENTARY, CAP COLOR Opaque BLUE, , 3NC, NON-LIGHTED
A22NN-MMM-NBA-G002-NN | 4882 | 666104 | Pushbutton A22NN Ø22, bezel brushed metal, MUSHROOM, MOMENTARY, CAP COLOR Opaque BLACK, , 1NC, NON-LIGHTED
A22NN-MMM-NBA-G100-NN | 4882 | 661593 | Pushbutton A22NN Ø22, bezel brushed metal, MUSHROOM, MOMENTARY, CAP COLOR Opaque BLACK, , 1NO, NON-LIGHTED
A22NN-MMM-NBA-G101-NN | 5495 | 660384 | Pushbutton A22NN Ø22, bezel brushed metal, MUSHROOM, MOMENTARY, CAP COLOR Opaque BLACK, , 2NO, NON-LIGHTED
A22NN-MMM-NBA-G102-NN | 5495 | 661582 | Pushbutton A22NN Ø22, bezel brushed metal, MUSHROOM, MOMENTARY, CAP COLOR Opaque BLACK, , 1NO1NC, NON-LIGHTED
A22NN-MMM-NBA-G111-NN | 6105 | 662300 | Pushbutton A22NN Ø22, bezel brushed metal, MUSHROOM, MOMENTARY, CAP COLOR Opaque BLACK, , 3NO, NON-LIGHTED
A22NN-MMM-NBA-G112-NN | 6105 | 660791 | Pushbutton A22NN Ø22, bezel brushed metal, MUSHROOM, MOMENTARY, CAP COLOR Opaque BLACK, , 2NO1NC, NON-LIGHTED
A22NN-MMM-NBA-G122-NN | 6105 | 660790 | Pushbutton A22NN Ø22, bezel brushed metal, MUSHROOM, MOMENTARY, CAP COLOR Opaque BLACK, , 1NO2NC, NON-LIGHTED
A22NN-MMM-NBA-G202-NN | 5495 | 663552 | Pushbutton A22NN Ø22, bezel brushed metal, MUSHROOM, MOMENTARY, CAP COLOR Opaque BLACK, , 2NC, NON-LIGHTED
A22NN-MMM-NBA-G222-NN | 6105 | 659849 | Pushbutton A22NN Ø22, bezel brushed metal, MUSHROOM, MOMENTARY, CAP COLOR Opaque BLACK, , 3NC, NON-LIGHTED
A22NN-MMM-NBA-P100-NN | 4440 | 673668 | Pushbutton A22NN Ø22, bezel brushed metal, MUSHROOM, MOMENTARY, CAP COLOR Opaque BLACK, , 1NO, NON-LIGHTED, push-in terminal
A22NN-MMM-NGA-G002-NN | 4882 | 664314 | Pushbutton A22NN Ø22, bezel brushed metal, MUSHROOM, MOMENTARY, CAP COLOR Opaque GREEN, , 1NC, NON-LIGHTED
A22NN-MMM-NGA-G100-NN | 4882 | 661445 | Pushbutton A22NN Ø22, bezel brushed metal, MUSHROOM, MOMENTARY, CAP COLOR Opaque GREEN, , 1NO, NON-LIGHTED
A22NN-MMM-NGA-G101-NN | 5495 | 663279 | Pushbutton A22NN Ø22, bezel brushed metal, MUSHROOM, MOMENTARY, CAP COLOR Opaque GREEN, , 2NO, NON-LIGHTED
A22NN-MMM-NGA-G102-NN | 5495 | 664335 | Pushbutton A22NN Ø22, bezel brushed metal, MUSHROOM, MOMENTARY, CAP COLOR Opaque GREEN, , 1NO1NC, NON-LIGHTED
A22NN-MMM-NGA-G111-NN | 6105 | 665133 | Pushbutton A22NN Ø22, bezel brushed metal, MUSHROOM, MOMENTARY, CAP COLOR Opaque GREEN, , 3NO, NON-LIGHTED
A22NN-MMM-NGA-G112-NN | 6105 | 665131 | Pushbutton A22NN Ø22, bezel brushed metal, MUSHROOM, MOMENTARY, CAP COLOR Opaque GREEN, , 2NO1NC, NON-LIGHTED
A22NN-MMM-NGA-G122-NN | 6105 | 665284 | Pushbutton A22NN Ø22, bezel brushed metal, MUSHROOM, MOMENTARY, CAP COLOR Opaque GREEN, , 1NO2NC, NON-LIGHTED
A22NN-MMM-NGA-G202-NN | 5495 | 666101 | Pushbutton A22NN Ø22, bezel brushed metal, MUSHROOM, MOMENTARY, CAP COLOR Opaque GREEN, , 2NC, NON-LIGHTED
A22NN-MMM-NGA-G222-NN | 6105 | 666475 | Pushbutton A22NN Ø22, bezel brushed metal, MUSHROOM, MOMENTARY, CAP COLOR Opaque GREEN, , 3NC, NON-LIGHTED
A22NN-MMM-NRA-G002-NN | 4882 | 666245 | Pushbutton A22NN Ø22, bezel brushed metal, MUSHROOM, MOMENTARY, CAP COLOR Opaque RED, , 1NC, NON-LIGHTED
A22NN-MMM-NRA-G100-NN | 4882 | 660532 | Pushbutton A22NN Ø22, bezel brushed metal, MUSHROOM, MOMENTARY, CAP COLOR Opaque RED, , 1NO, NON-LIGHTED
A22NN-MMM-NRA-G101-NN | 5495 | 661329 | Pushbutton A22NN Ø22, bezel brushed metal, MUSHROOM, MOMENTARY, CAP COLOR Opaque RED, , 2NO, NON-LIGHTED
A22NN-MMM-NRA-G102-NN | 5495 | 660515 | Pushbutton A22NN Ø22, bezel brushed metal, MUSHROOM, MOMENTARY, CAP COLOR Opaque RED, , 1NO1NC, NON-LIGHTED
A22NN-MMM-NRA-G111-NN | 6105 | 663426 | Pushbutton A22NN Ø22, bezel brushed metal, MUSHROOM, MOMENTARY, CAP COLOR Opaque RED, , 3NO, NON-LIGHTED
A22NN-MMM-NRA-G112-NN | 6105 | 665162 | Pushbutton A22NN Ø22, bezel brushed metal, MUSHROOM, MOMENTARY, CAP COLOR Opaque RED, , 2NO1NC, NON-LIGHTED
A22NN-MMM-NRA-G122-NN | 6105 | 665163 | Pushbutton A22NN Ø22, bezel brushed metal, MUSHROOM, MOMENTARY, CAP COLOR Opaque RED, , 1NO2NC, NON-LIGHTED
A22NN-MMM-NRA-G202-NN | 5495 | 666230 | Pushbutton A22NN Ø22, bezel brushed metal, MUSHROOM, MOMENTARY, CAP COLOR Opaque RED, , 2NC, NON-LIGHTED
A22NN-MMM-NRA-G222-NN | 6105 | 665266 | Pushbutton A22NN Ø22, bezel brushed metal, MUSHROOM, MOMENTARY, CAP COLOR Opaque RED, , 3NC, NON-LIGHTED
A22NN-MMM-NWA-G002-NN | 4882 | 660788 | Pushbutton A22NN Ø22, bezel brushed metal, MUSHROOM, MOMENTARY, CAP COLOR Opaque WHITE, , 1NC, NON-LIGHTED
A22NN-MMM-NWA-G100-NN | 4882 | 660683 | Pushbutton A22NN Ø22, bezel brushed metal, MUSHROOM, MOMENTARY, CAP COLOR Opaque WHITE, , 1NO, NON-LIGHTED
A22NN-MMM-NWA-G101-NN | 5495 | 659848 | Pushbutton A22NN Ø22, bezel brushed metal, MUSHROOM, MOMENTARY, CAP COLOR Opaque WHITE, , 2NO, NON-LIGHTED
A22NN-MMM-NWA-G102-NN | 5495 | 661581 | Pushbutton A22NN Ø22, bezel brushed metal, MUSHROOM, MOMENTARY, CAP COLOR Opaque WHITE, , 1NO1NC, NON-LIGHTED
A22NN-MMM-NWA-G111-NN | 6105 | 661298 | Pushbutton A22NN Ø22, bezel brushed metal, MUSHROOM, MOMENTARY, CAP COLOR Opaque WHITE, , 3NO, NON-LIGHTED
A22NN-MMM-NWA-G112-NN | 6105 | 666997 | Pushbutton A22NN Ø22, bezel brushed metal, MUSHROOM, MOMENTARY, CAP COLOR Opaque WHITE, , 2NO1NC, NON-LIGHTED
A22NN-MMM-NWA-G122-NN | 6105 | 660787 | Pushbutton A22NN Ø22, bezel brushed metal, MUSHROOM, MOMENTARY, CAP COLOR Opaque WHITE, , 1NO2NC, NON-LIGHTED
A22NN-MMM-NWA-G202-NN | 5495 | 666361 | Pushbutton A22NN Ø22, bezel brushed metal, MUSHROOM, MOMENTARY, CAP COLOR Opaque WHITE, , 2NC, NON-LIGHTED
A22NN-MMM-NWA-G222-NN | 6105 | 661300 | Pushbutton A22NN Ø22, bezel brushed metal, MUSHROOM, MOMENTARY, CAP COLOR Opaque WHITE, , 3NC, NON-LIGHTED
A22NN-MMM-NYA-G002-NN | 4882 | 666103 | Pushbutton A22NN Ø22, bezel brushed metal, MUSHROOM, MOMENTARY, CAP COLOR Opaque YELLOW, , 1NC, NON-LIGHTED
A22NN-MMM-NYA-G100-NN | 4882 | 664179 | Pushbutton A22NN Ø22, bezel brushed metal, MUSHROOM, MOMENTARY, CAP COLOR Opaque YELLOW, , 1NO, NON-LIGHTED
A22NN-MMM-NYA-G101-NN | 5495 | 660383 | Pushbutton A22NN Ø22, bezel brushed metal, MUSHROOM, MOMENTARY, CAP COLOR Opaque YELLOW, , 2NO, NON-LIGHTED
A22NN-MMM-NYA-G102-NN | 5495 | 664328 | Pushbutton A22NN Ø22, bezel brushed metal, MUSHROOM, MOMENTARY, CAP COLOR Opaque YELLOW, , 1NO1NC, NON-LIGHTED
A22NN-MMM-NYA-G111-NN | 6105 | 665428 | Pushbutton A22NN Ø22, bezel brushed metal, MUSHROOM, MOMENTARY, CAP COLOR Opaque YELLOW, , 3NO, NON-LIGHTED
A22NN-MMM-NYA-G112-NN | 6105 | 662609 | Pushbutton A22NN Ø22, bezel brushed metal, MUSHROOM, MOMENTARY, CAP COLOR Opaque YELLOW, , 2NO1NC, NON-LIGHTED
A22NN-MMM-NYA-G122-NN | 6105 | 659734 | Pushbutton A22NN Ø22, bezel brushed metal, MUSHROOM, MOMENTARY, CAP COLOR Opaque YELLOW, , 1NO2NC, NON-LIGHTED
A22NN-MMM-NYA-G202-NN | 5495 | 663280 | Pushbutton A22NN Ø22, bezel brushed metal, MUSHROOM, MOMENTARY, CAP COLOR Opaque YELLOW, , 2NC, NON-LIGHTED
A22NN-MMM-NYA-G222-NN | 6105 | 659719 | Pushbutton A22NN Ø22, bezel brushed metal, MUSHROOM, MOMENTARY, CAP COLOR Opaque YELLOW, , 3NC, NON-LIGHTED
A22NN-MMM-UAA-G002-NN | 4882 | 663556 | Pushbutton A22NN Ø22, bezel brushed metal, MUSHROOM, MOMENTARY, CAP COLOR Transparent BLUE, , 1NC, NON-LIGHTED
A22NN-MMM-UAA-G100-NN | 4882 | 667002 | Pushbutton A22NN Ø22, bezel brushed metal, MUSHROOM, MOMENTARY, CAP COLOR Transparent BLUE, , 1NO, NON-LIGHTED
A22NN-MMM-UAA-G101-NN | 5495 | 664677 | Pushbutton A22NN Ø22, bezel brushed metal, MUSHROOM, MOMENTARY, CAP COLOR Transparent BLUE, , 2NO, NON-LIGHTED
A22NN-MMM-UAA-G102-NN | 5495 | 660369 | Pushbutton A22NN Ø22, bezel brushed metal, MUSHROOM, MOMENTARY, CAP COLOR Transparent BLUE, , 1NO1NC, NON-LIGHTED
A22NN-MMM-UAA-G111-NN | 6105 | 661307 | Pushbutton A22NN Ø22, bezel brushed metal, MUSHROOM, MOMENTARY, CAP COLOR Transparent BLUE, , 3NO, NON-LIGHTED
A22NN-MMM-UAA-G112-NN | 6105 | 665437 | Pushbutton A22NN Ø22, bezel brushed metal, MUSHROOM, MOMENTARY, CAP COLOR Transparent BLUE, , 2NO1NC, NON-LIGHTED
A22NN-MMM-UAA-G122-NN | 6105 | 665136 | Pushbutton A22NN Ø22, bezel brushed metal, MUSHROOM, MOMENTARY, CAP COLOR Transparent BLUE, , 1NO2NC, NON-LIGHTED
A22NN-MMM-UAA-G202-NN | 5495 | 663553 | Pushbutton A22NN Ø22, bezel brushed metal, MUSHROOM, MOMENTARY, CAP COLOR Transparent BLUE, , 2NC, NON-LIGHTED
A22NN-MMM-UAA-G222-NN | 6105 | 663557 | Pushbutton A22NN Ø22, bezel brushed metal, MUSHROOM, MOMENTARY, CAP COLOR Transparent BLUE, , 3NC, NON-LIGHTED
A22NN-MMM-UGA-G002-NN | 4882 | 666476 | Pushbutton A22NN Ø22, bezel brushed metal, MUSHROOM, MOMENTARY, CAP COLOR Transparent GREEN, , 1NC, NON-LIGHTED
A22NN-MMM-UGA-G100-NN | 4882 | 663650 | Pushbutton A22NN Ø22, bezel brushed metal, MUSHROOM, MOMENTARY, CAP COLOR Transparent GREEN, , 1NO, NON-LIGHTED
A22NN-MMM-UGA-G101-NN | 5495 | 659747 | Pushbutton A22NN Ø22, bezel brushed metal, MUSHROOM, MOMENTARY, CAP COLOR Transparent GREEN, , 2NO, NON-LIGHTED
A22NN-MMM-UGA-G102-NN | 5495 | 659733 | Pushbutton A22NN Ø22, bezel brushed metal, MUSHROOM, MOMENTARY, CAP COLOR Transparent GREEN, , 1NO1NC, NON-LIGHTED
A22NN-MMM-UGA-G111-NN | 6105 | 659741 | Pushbutton A22NN Ø22, bezel brushed metal, MUSHROOM, MOMENTARY, CAP COLOR Transparent GREEN, , 3NO, NON-LIGHTED
A22NN-MMM-UGA-G112-NN | 6105 | 667005 | Pushbutton A22NN Ø22, bezel brushed metal, MUSHROOM, MOMENTARY, CAP COLOR Transparent GREEN, , 2NO1NC, NON-LIGHTED
A22NN-MMM-UGA-G122-NN | 6105 | 665436 | Pushbutton A22NN Ø22, bezel brushed metal, MUSHROOM, MOMENTARY, CAP COLOR Transparent GREEN, , 1NO2NC, NON-LIGHTED
A22NN-MMM-UGA-G202-NN | 5495 | 666082 | Pushbutton A22NN Ø22, bezel brushed metal, MUSHROOM, MOMENTARY, CAP COLOR Transparent GREEN, , 2NC, NON-LIGHTED
A22NN-MMM-UGA-G222-NN | 6105 | 666105 | Pushbutton A22NN Ø22, bezel brushed metal, MUSHROOM, MOMENTARY, CAP COLOR Transparent GREEN, , 3NC, NON-LIGHTED
A22NN-MMM-URA-G002-NN | 4882 | 659720 | Pushbutton A22NN Ø22, bezel brushed metal, MUSHROOM, MOMENTARY, CAP COLOR Transparent RED, , 1NC, NON-LIGHTED
A22NN-MMM-URA-G100-NN | 4882 | 664182 | Pushbutton A22NN Ø22, bezel brushed metal, MUSHROOM, MOMENTARY, CAP COLOR Transparent RED, , 1NO, NON-LIGHTED
A22NN-MMM-URA-G101-NN | 5495 | 665546 | Pushbutton A22NN Ø22, bezel brushed metal, MUSHROOM, MOMENTARY, CAP COLOR Transparent RED, , 2NO, NON-LIGHTED
A22NN-MMM-URA-G102-NN | 5495 | 660786 | Pushbutton A22NN Ø22, bezel brushed metal, MUSHROOM, MOMENTARY, CAP COLOR Transparent RED, , 1NO1NC, NON-LIGHTED
A22NN-MMM-URA-G111-NN | 6105 | 660789 | Pushbutton A22NN Ø22, bezel brushed metal, MUSHROOM, MOMENTARY, CAP COLOR Transparent RED, , 3NO, NON-LIGHTED
A22NN-MMM-URA-G112-NN | 6105 | 663544 | Pushbutton A22NN Ø22, bezel brushed metal, MUSHROOM, MOMENTARY, CAP COLOR Transparent RED, , 2NO1NC, NON-LIGHTED
A22NN-MMM-URA-G122-NN | 6105 | 662299 | Pushbutton A22NN Ø22, bezel brushed metal, MUSHROOM, MOMENTARY, CAP COLOR Transparent RED, , 1NO2NC, NON-LIGHTED
A22NN-MMM-URA-G202-NN | 5495 | 661580 | Pushbutton A22NN Ø22, bezel brushed metal, MUSHROOM, MOMENTARY, CAP COLOR Transparent RED, , 2NC, NON-LIGHTED
A22NN-MMM-URA-G222-NN | 6105 | 661299 | Pushbutton A22NN Ø22, bezel brushed metal, MUSHROOM, MOMENTARY, CAP COLOR Transparent RED, , 3NC, NON-LIGHTED
A22NN-MMM-UWA-G002-NN | 4882 | 661610 | Pushbutton A22NN Ø22, bezel brushed metal, MUSHROOM, MOMENTARY, CAP COLOR Transparent WHITE, , 1NC, NON-LIGHTED
A22NN-MMM-UWA-G100-NN | 4882 | 661308 | Pushbutton A22NN Ø22, bezel brushed metal, MUSHROOM, MOMENTARY, CAP COLOR Transparent WHITE, , 1NO, NON-LIGHTED
A22NN-MMM-UWA-G101-NN | 5495 | 662848 | Pushbutton A22NN Ø22, bezel brushed metal, MUSHROOM, MOMENTARY, CAP COLOR Transparent WHITE, , 2NO, NON-LIGHTED
A22NN-MMM-UWA-G102-NN | 5495 | 661613 | Pushbutton A22NN Ø22, bezel brushed metal, MUSHROOM, MOMENTARY, CAP COLOR Transparent WHITE, , 1NO1NC, NON-LIGHTED
A22NN-MMM-UWA-G111-NN | 6105 | 660387 | Pushbutton A22NN Ø22, bezel brushed metal, MUSHROOM, MOMENTARY, CAP COLOR Transparent WHITE, , 3NO, NON-LIGHTED
A22NN-MMM-UWA-G112-NN | 6105 | 661848 | Pushbutton A22NN Ø22, bezel brushed metal, MUSHROOM, MOMENTARY, CAP COLOR Transparent WHITE, , 2NO1NC, NON-LIGHTED
A22NN-MMM-UWA-G122-NN | 6105 | 666370 | Pushbutton A22NN Ø22, bezel brushed metal, MUSHROOM, MOMENTARY, CAP COLOR Transparent WHITE, , 1NO2NC, NON-LIGHTED
A22NN-MMM-UWA-G202-NN | 5495 | 665116 | Pushbutton A22NN Ø22, bezel brushed metal, MUSHROOM, MOMENTARY, CAP COLOR Transparent WHITE, , 2NC, NON-LIGHTED
A22NN-MMM-UWA-G222-NN | 6105 | 660385 | Pushbutton A22NN Ø22, bezel brushed metal, MUSHROOM, MOMENTARY, CAP COLOR Transparent WHITE, , 3NC, NON-LIGHTED
A22NN-MMM-UYA-G002-NN | 4882 | 662621 | Pushbutton A22NN Ø22, bezel brushed metal, MUSHROOM, MOMENTARY, CAP COLOR Transparent YELLOW, , 1NC, NON-LIGHTED
A22NN-MMM-UYA-G100-NN | 4882 | 665444 | Pushbutton A22NN Ø22, bezel brushed metal, MUSHROOM, MOMENTARY, CAP COLOR Transparent YELLOW, , 1NO, NON-LIGHTED
A22NN-MMM-UYA-G101-NN | 5495 | 661305 | Pushbutton A22NN Ø22, bezel brushed metal, MUSHROOM, MOMENTARY, CAP COLOR Transparent YELLOW, , 2NO, NON-LIGHTED
A22NN-MMM-UYA-G102-NN | 5495 | 663266 | Pushbutton A22NN Ø22, bezel brushed metal, MUSHROOM, MOMENTARY, CAP COLOR Transparent YELLOW, , 1NO1NC, NON-LIGHTED
A22NN-MMM-UYA-G111-NN | 6105 | 661306 | Pushbutton A22NN Ø22, bezel brushed metal, MUSHROOM, MOMENTARY, CAP COLOR Transparent YELLOW, , 3NO, NON-LIGHTED
A22NN-MMM-UYA-G112-NN | 6105 | 663267 | Pushbutton A22NN Ø22, bezel brushed metal, MUSHROOM, MOMENTARY, CAP COLOR Transparent YELLOW, , 2NO1NC, NON-LIGHTED
A22NN-MMM-UYA-G122-NN | 6105 | 666378 | Pushbutton A22NN Ø22, bezel brushed metal, MUSHROOM, MOMENTARY, CAP COLOR Transparent YELLOW, , 1NO2NC, NON-LIGHTED
A22NN-MMM-UYA-G202-NN | 5495 | 660388 | Pushbutton A22NN Ø22, bezel brushed metal, MUSHROOM, MOMENTARY, CAP COLOR Transparent YELLOW, , 2NC, NON-LIGHTED
A22NN-MMM-UYA-G222-NN | 6105 | 663268 | Pushbutton A22NN Ø22, bezel brushed metal, MUSHROOM, MOMENTARY, CAP COLOR Transparent YELLOW, , 3NC, NON-LIGHTED
A22NN-MNA-NAA-G002-NN | 4882 | 664231 | Pushbutton A22NN Ø22, bezel brushed metal, FLAT, Alternate, CAP COLOR Opaque BLUE, , 1NC, NON-LIGHTED
A22NN-MNA-NAA-G100-NN | 4882 | 662169 | Pushbutton A22NN Ø22, bezel brushed metal, FLAT, Alternate, CAP COLOR Opaque BLUE, , 1NO, NON-LIGHTED
A22NN-MNA-NAA-G101-NN | 6105 | 661210 | Pushbutton A22NN Ø22, bezel brushed metal, FLAT, Alternate, CAP COLOR Opaque BLUE, , 2NO, NON-LIGHTED
A22NN-MNA-NAA-G102-NN | 6105 | 662167 | Pushbutton A22NN Ø22, bezel brushed metal, FLAT, Alternate, CAP COLOR Opaque BLUE, , 1NO1NC, NON-LIGHTED
A22NN-MNA-NAA-G111-NN | 6725 | 660267 | Pushbutton A22NN Ø22, bezel brushed metal, FLAT, Alternate, CAP COLOR Opaque BLUE, , 3NO, NON-LIGHTED
A22NN-MNA-NAA-G112-NN | 6725 | 663584 | Pushbutton A22NN Ø22, bezel brushed metal, FLAT, Alternate, CAP COLOR Opaque BLUE, , 2NO1NC, NON-LIGHTED
A22NN-MNA-NAA-G122-NN | 6105 | 660275 | Pushbutton A22NN Ø22, bezel brushed metal, FLAT, Alternate, CAP COLOR Opaque BLUE, , 1NO2NC, NON-LIGHTED
A22NN-MNA-NAA-G202-NN | 6105 | 663176 | Pushbutton A22NN Ø22, bezel brushed metal, FLAT, Alternate, CAP COLOR Opaque BLUE, , 2NC, NON-LIGHTED
A22NN-MNA-NAA-G222-NN | 6725 | 662657 | Pushbutton A22NN Ø22, bezel brushed metal, FLAT, Alternate, CAP COLOR Opaque BLUE, , 3NC, NON-LIGHTED
A22NN-MNA-NBA-G002-NN | 4882 | 663286 | Pushbutton A22NN Ø22, bezel brushed metal, FLAT, Alternate, CAP COLOR Opaque BLACK, , 1NC, NON-LIGHTED
A22NN-MNA-NBA-G100-NN | 4882 | 663188 | Pushbutton A22NN Ø22, bezel brushed metal, FLAT, Alternate, CAP COLOR Opaque BLACK, , 1NO, NON-LIGHTED
A22NN-MNA-NBA-G101-NN | 6105 | 659777 | Pushbutton A22NN Ø22, bezel brushed metal, FLAT, Alternate, CAP COLOR Opaque BLACK, , 2NO, NON-LIGHTED
A22NN-MNA-NBA-G102-NN | 6105 | 665981 | Pushbutton A22NN Ø22, bezel brushed metal, FLAT, Alternate, CAP COLOR Opaque BLACK, , 1NO1NC, NON-LIGHTED
A22NN-MNA-NBA-G111-NN | 6725 | 662562 | Pushbutton A22NN Ø22, bezel brushed metal, FLAT, Alternate, CAP COLOR Opaque BLACK, , 3NO, NON-LIGHTED
A22NN-MNA-NBA-G112-NN | 6725 | 665492 | Pushbutton A22NN Ø22, bezel brushed metal, FLAT, Alternate, CAP COLOR Opaque BLACK, , 2NO1NC, NON-LIGHTED
A22NN-MNA-NBA-G122-NN | 6105 | 665982 | Pushbutton A22NN Ø22, bezel brushed metal, FLAT, Alternate, CAP COLOR Opaque BLACK, , 1NO2NC, NON-LIGHTED
A22NN-MNA-NBA-G202-NN | 6105 | 660700 | Pushbutton A22NN Ø22, bezel brushed metal, FLAT, Alternate, CAP COLOR Opaque BLACK, , 2NC, NON-LIGHTED
A22NN-MNA-NBA-G222-NN | 6725 | 664525 | Pushbutton A22NN Ø22, bezel brushed metal, FLAT, Alternate, CAP COLOR Opaque BLACK, , 3NC, NON-LIGHTED
A22NN-MNA-NGA-G002-NN | 4882 | 661340 | Pushbutton A22NN Ø22, bezel brushed metal, FLAT, Alternate, CAP COLOR Opaque GREEN, , 1NC, NON-LIGHTED
A22NN-MNA-NGA-G100-NN | 4882 | 667166 | Pushbutton A22NN Ø22, bezel brushed metal, FLAT, Alternate, CAP COLOR Opaque GREEN, , 1NO, NON-LIGHTED
A22NN-MNA-NGA-G101-NN | 6105 | 667041 | Pushbutton A22NN Ø22, bezel brushed metal, FLAT, Alternate, CAP COLOR Opaque GREEN, , 2NO, NON-LIGHTED
A22NN-MNA-NGA-G102-NN | 6105 | 667028 | Pushbutton A22NN Ø22, bezel brushed metal, FLAT, Alternate, CAP COLOR Opaque GREEN, , 1NO1NC, NON-LIGHTED
A22NN-MNA-NGA-G111-NN | 6725 | 665173 | Pushbutton A22NN Ø22, bezel brushed metal, FLAT, Alternate, CAP COLOR Opaque GREEN, , 3NO, NON-LIGHTED
A22NN-MNA-NGA-G112-NN | 6725 | 661459 | Pushbutton A22NN Ø22, bezel brushed metal, FLAT, Alternate, CAP COLOR Opaque GREEN, , 2NO1NC, NON-LIGHTED
A22NN-MNA-NGA-G122-NN | 6105 | 661583 | Pushbutton A22NN Ø22, bezel brushed metal, FLAT, Alternate, CAP COLOR Opaque GREEN, , 1NO2NC, NON-LIGHTED
A22NN-MNA-NGA-G202-NN | 6105 | 667042 | Pushbutton A22NN Ø22, bezel brushed metal, FLAT, Alternate, CAP COLOR Opaque GREEN, , 2NC, NON-LIGHTED
A22NN-MNA-NGA-G222-NN | 6725 | 660418 | Pushbutton A22NN Ø22, bezel brushed metal, FLAT, Alternate, CAP COLOR Opaque GREEN, , 3NC, NON-LIGHTED
A22NN-MNA-NRA-G002-NN | 4882 | 662634 | Pushbutton A22NN Ø22, bezel brushed metal, FLAT, Alternate, CAP COLOR Opaque RED, , 1NC, NON-LIGHTED
A22NN-MNA-NRA-G100-NN | 4882 | 662610 | Pushbutton A22NN Ø22, bezel brushed metal, FLAT, Alternate, CAP COLOR Opaque RED, , 1NO, NON-LIGHTED
A22NN-MNA-NRA-G101-NN | 6105 | 666139 | Pushbutton A22NN Ø22, bezel brushed metal, FLAT, Alternate, CAP COLOR Opaque RED, , 2NO, NON-LIGHTED
A22NN-MNA-NRA-G102-NN | 6105 | 665154 | Pushbutton A22NN Ø22, bezel brushed metal, FLAT, Alternate, CAP COLOR Opaque RED, , 1NO1NC, NON-LIGHTED
A22NN-MNA-NRA-G111-NN | 6725 | 661596 | Pushbutton A22NN Ø22, bezel brushed metal, FLAT, Alternate, CAP COLOR Opaque RED, , 3NO, NON-LIGHTED
A22NN-MNA-NRA-G112-NN | 6725 | 662304 | Pushbutton A22NN Ø22, bezel brushed metal, FLAT, Alternate, CAP COLOR Opaque RED, , 2NO1NC, NON-LIGHTED
A22NN-MNA-NRA-G122-NN | 6105 | 666110 | Pushbutton A22NN Ø22, bezel brushed metal, FLAT, Alternate, CAP COLOR Opaque RED, , 1NO2NC, NON-LIGHTED
A22NN-MNA-NRA-G202-NN | 6105 | 661311 | Pushbutton A22NN Ø22, bezel brushed metal, FLAT, Alternate, CAP COLOR Opaque RED, , 2NC, NON-LIGHTED
A22NN-MNA-NRA-G222-NN | 6725 | 667020 | Pushbutton A22NN Ø22, bezel brushed metal, FLAT, Alternate, CAP COLOR Opaque RED, , 3NC, NON-LIGHTED
A22NN-MNA-NWA-G002-NN | 4882 | 662168 | Pushbutton A22NN Ø22, bezel brushed metal, FLAT, Alternate, CAP COLOR Opaque WHITE, , 1NC, NON-LIGHTED
A22NN-MNA-NWA-G100-NN | 4882 | 662330 | Pushbutton A22NN Ø22, bezel brushed metal, FLAT, Alternate, CAP COLOR Opaque WHITE, , 1NO, NON-LIGHTED
A22NN-MNA-NWA-G101-NN | 6105 | 664072 | Pushbutton A22NN Ø22, bezel brushed metal, FLAT, Alternate, CAP COLOR Opaque WHITE, , 2NO, NON-LIGHTED
A22NN-MNA-NWA-G102-NN | 6105 | 665018 | Pushbutton A22NN Ø22, bezel brushed metal, FLAT, Alternate, CAP COLOR Opaque WHITE, , 1NO1NC, NON-LIGHTED
A22NN-MNA-NWA-G111-NN | 6725 | 666879 | Pushbutton A22NN Ø22, bezel brushed metal, FLAT, Alternate, CAP COLOR Opaque WHITE, , 3NO, NON-LIGHTED
A22NN-MNA-NWA-G112-NN | 6725 | 664075 | Pushbutton A22NN Ø22, bezel brushed metal, FLAT, Alternate, CAP COLOR Opaque WHITE, , 2NO1NC, NON-LIGHTED
A22NN-MNA-NWA-G122-NN | 6105 | 665019 | Pushbutton A22NN Ø22, bezel brushed metal, FLAT, Alternate, CAP COLOR Opaque WHITE, , 1NO2NC, NON-LIGHTED
A22NN-MNA-NWA-G202-NN | 6105 | 663178 | Pushbutton A22NN Ø22, bezel brushed metal, FLAT, Alternate, CAP COLOR Opaque WHITE, , 2NC, NON-LIGHTED
A22NN-MNA-NWA-G222-NN | 6725 | 660266 | Pushbutton A22NN Ø22, bezel brushed metal, FLAT, Alternate, CAP COLOR Opaque WHITE, , 3NC, NON-LIGHTED
A22NN-MNA-NYA-G002-NN | 4882 | 660409 | Pushbutton A22NN Ø22, bezel brushed metal, FLAT, Alternate, CAP COLOR Opaque YELLOW, , 1NC, NON-LIGHTED
A22NN-MNA-NYA-G100-NN | 4882 | 667055 | Pushbutton A22NN Ø22, bezel brushed metal, FLAT, Alternate, CAP COLOR Opaque YELLOW, , 1NO, NON-LIGHTED
A22NN-MNA-NYA-G101-NN | 6105 | 663177 | Pushbutton A22NN Ø22, bezel brushed metal, FLAT, Alternate, CAP COLOR Opaque YELLOW, , 2NO, NON-LIGHTED
A22NN-MNA-NYA-G102-NN | 6105 | 665167 | Pushbutton A22NN Ø22, bezel brushed metal, FLAT, Alternate, CAP COLOR Opaque YELLOW, , 1NO1NC, NON-LIGHTED
A22NN-MNA-NYA-G111-NN | 6725 | 667009 | Pushbutton A22NN Ø22, bezel brushed metal, FLAT, Alternate, CAP COLOR Opaque YELLOW, , 3NO, NON-LIGHTED
A22NN-MNA-NYA-G112-NN | 6725 | 667167 | Pushbutton A22NN Ø22, bezel brushed metal, FLAT, Alternate, CAP COLOR Opaque YELLOW, , 2NO1NC, NON-LIGHTED
A22NN-MNA-NYA-G122-NN | 6105 | 661584 | Pushbutton A22NN Ø22, bezel brushed metal, FLAT, Alternate, CAP COLOR Opaque YELLOW, , 1NO2NC, NON-LIGHTED
A22NN-MNA-NYA-G202-NN | 6105 | 662635 | Pushbutton A22NN Ø22, bezel brushed metal, FLAT, Alternate, CAP COLOR Opaque YELLOW, , 2NC, NON-LIGHTED
A22NN-MNA-NYA-G222-NN | 6725 | 661310 | Pushbutton A22NN Ø22, bezel brushed metal, FLAT, Alternate, CAP COLOR Opaque YELLOW, , 3NC, NON-LIGHTED
A22NN-MNA-UAA-G002-NN | 4882 | 665482 | Pushbutton A22NN Ø22, bezel brushed metal, FLAT, Alternate, CAP COLOR Transparent BLUE, , 1NC, NON-LIGHTED
A22NN-MNA-UAA-G100-NN | 4882 | 665491 | Pushbutton A22NN Ø22, bezel brushed metal, FLAT, Alternate, CAP COLOR Transparent BLUE, , 1NO, NON-LIGHTED
A22NN-MNA-UAA-G101-NN | 6105 | 662673 | Pushbutton A22NN Ø22, bezel brushed metal, FLAT, Alternate, CAP COLOR Transparent BLUE, , 2NO, NON-LIGHTED
A22NN-MNA-UAA-G102-NN | 6105 | 663576 | Pushbutton A22NN Ø22, bezel brushed metal, FLAT, Alternate, CAP COLOR Transparent BLUE, , 1NO1NC, NON-LIGHTED
A22NN-MNA-UAA-G111-NN | 6725 | 665460 | Pushbutton A22NN Ø22, bezel brushed metal, FLAT, Alternate, CAP COLOR Transparent BLUE, , 3NO, NON-LIGHTED
A22NN-MNA-UAA-G112-NN | 6725 | 662654 | Pushbutton A22NN Ø22, bezel brushed metal, FLAT, Alternate, CAP COLOR Transparent BLUE, , 2NO1NC, NON-LIGHTED
A22NN-MNA-UAA-G122-NN | 6105 | 665979 | Pushbutton A22NN Ø22, bezel brushed metal, FLAT, Alternate, CAP COLOR Transparent BLUE, , 1NO2NC, NON-LIGHTED
A22NN-MNA-UAA-G202-NN | 6105 | 662178 | Pushbutton A22NN Ø22, bezel brushed metal, FLAT, Alternate, CAP COLOR Transparent BLUE, , 2NC, NON-LIGHTED
A22NN-MNA-UAA-G222-NN | 6725 | 664494 | Pushbutton A22NN Ø22, bezel brushed metal, FLAT, Alternate, CAP COLOR Transparent BLUE, , 3NC, NON-LIGHTED
A22NN-MNA-UGA-G002-NN | 4882 | 662666 | Pushbutton A22NN Ø22, bezel brushed metal, FLAT, Alternate, CAP COLOR Transparent GREEN, , 1NC, NON-LIGHTED
A22NN-MNA-UGA-G100-NN | 4882 | 663287 | Pushbutton A22NN Ø22, bezel brushed metal, FLAT, Alternate, CAP COLOR Transparent GREEN, , 1NO, NON-LIGHTED
A22NN-MNA-UGA-G101-NN | 6105 | 666423 | Pushbutton A22NN Ø22, bezel brushed metal, FLAT, Alternate, CAP COLOR Transparent GREEN, , 2NO, NON-LIGHTED
A22NN-MNA-UGA-G102-NN | 6105 | 661670 | Pushbutton A22NN Ø22, bezel brushed metal, FLAT, Alternate, CAP COLOR Transparent GREEN, , 1NO1NC, NON-LIGHTED
A22NN-MNA-UGA-G111-NN | 6725 | 666890 | Pushbutton A22NN Ø22, bezel brushed metal, FLAT, Alternate, CAP COLOR Transparent GREEN, , 3NO, NON-LIGHTED
A22NN-MNA-UGA-G112-NN | 6725 | 661633 | Pushbutton A22NN Ø22, bezel brushed metal, FLAT, Alternate, CAP COLOR Transparent GREEN, , 2NO1NC, NON-LIGHTED
A22NN-MNA-UGA-G122-NN | 6105 | 660730 | Pushbutton A22NN Ø22, bezel brushed metal, FLAT, Alternate, CAP COLOR Transparent GREEN, , 1NO2NC, NON-LIGHTED
A22NN-MNA-UGA-G202-NN | 6105 | 666889 | Pushbutton A22NN Ø22, bezel brushed metal, FLAT, Alternate, CAP COLOR Transparent GREEN, , 2NC, NON-LIGHTED
A22NN-MNA-UGA-G222-NN | 6725 | 660718 | Pushbutton A22NN Ø22, bezel brushed metal, FLAT, Alternate, CAP COLOR Transparent GREEN, , 3NC, NON-LIGHTED
A22NN-MNA-URA-G002-NN | 4882 | 666319 | Pushbutton A22NN Ø22, bezel brushed metal, FLAT, Alternate, CAP COLOR Transparent RED, , 1NC, NON-LIGHTED
A22NN-MNA-URA-G100-NN | 4882 | 664523 | Pushbutton A22NN Ø22, bezel brushed metal, FLAT, Alternate, CAP COLOR Transparent RED, , 1NO, NON-LIGHTED
A22NN-MNA-URA-G101-NN | 6105 | 665980 | Pushbutton A22NN Ø22, bezel brushed metal, FLAT, Alternate, CAP COLOR Transparent RED, , 2NO, NON-LIGHTED
A22NN-MNA-URA-G102-NN | 6105 | 664506 | Pushbutton A22NN Ø22, bezel brushed metal, FLAT, Alternate, CAP COLOR Transparent RED, , 1NO1NC, NON-LIGHTED
A22NN-MNA-URA-G111-NN | 6725 | 664083 | Pushbutton A22NN Ø22, bezel brushed metal, FLAT, Alternate, CAP COLOR Transparent RED, , 3NO, NON-LIGHTED
A22NN-MNA-URA-G112-NN | 6725 | 664524 | Pushbutton A22NN Ø22, bezel brushed metal, FLAT, Alternate, CAP COLOR Transparent RED, , 2NO1NC, NON-LIGHTED
A22NN-MNA-URA-G122-NN | 6105 | 667006 | Pushbutton A22NN Ø22, bezel brushed metal, FLAT, Alternate, CAP COLOR Transparent RED, , 1NO2NC, NON-LIGHTED
A22NN-MNA-URA-G202-NN | 6105 | 666401 | Pushbutton A22NN Ø22, bezel brushed metal, FLAT, Alternate, CAP COLOR Transparent RED, , 2NC, NON-LIGHTED
A22NN-MNA-URA-G222-NN | 6725 | 659764 | Pushbutton A22NN Ø22, bezel brushed metal, FLAT, Alternate, CAP COLOR Transparent RED, , 3NC, NON-LIGHTED
A22NN-MNA-UWA-G002-NN | 4882 | 665459 | Pushbutton A22NN Ø22, bezel brushed metal, FLAT, Alternate, CAP COLOR Transparent WHITE, , 1NC, NON-LIGHTED
A22NN-MNA-UWA-G100-NN | 4882 | 663599 | Pushbutton A22NN Ø22, bezel brushed metal, FLAT, Alternate, CAP COLOR Transparent WHITE, , 1NO, NON-LIGHTED
A22NN-MNA-UWA-G101-NN | 6105 | 666410 | Pushbutton A22NN Ø22, bezel brushed metal, FLAT, Alternate, CAP COLOR Transparent WHITE, , 2NO, NON-LIGHTED
A22NN-MNA-UWA-G102-NN | 6105 | 659763 | Pushbutton A22NN Ø22, bezel brushed metal, FLAT, Alternate, CAP COLOR Transparent WHITE, , 1NO1NC, NON-LIGHTED
A22NN-MNA-UWA-G111-NN | 6725 | 660731 | Pushbutton A22NN Ø22, bezel brushed metal, FLAT, Alternate, CAP COLOR Transparent WHITE, , 3NO, NON-LIGHTED
A22NN-MNA-UWA-G112-NN | 6725 | 664516 | Pushbutton A22NN Ø22, bezel brushed metal, FLAT, Alternate, CAP COLOR Transparent WHITE, , 2NO1NC, NON-LIGHTED
A22NN-MNA-UWA-G122-NN | 6105 | 659797 | Pushbutton A22NN Ø22, bezel brushed metal, FLAT, Alternate, CAP COLOR Transparent WHITE, , 1NO2NC, NON-LIGHTED
A22NN-MNA-UWA-G202-NN | 6105 | 663575 | Pushbutton A22NN Ø22, bezel brushed metal, FLAT, Alternate, CAP COLOR Transparent WHITE, , 2NC, NON-LIGHTED
A22NN-MNA-UWA-G222-NN | 6725 | 659776 | Pushbutton A22NN Ø22, bezel brushed metal, FLAT, Alternate, CAP COLOR Transparent WHITE, , 3NC, NON-LIGHTED
A22NN-MNA-UYA-G002-NN | 4882 | 664495 | Pushbutton A22NN Ø22, bezel brushed metal, FLAT, Alternate, CAP COLOR Transparent YELLOW, , 1NC, NON-LIGHTED
A22NN-MNA-UYA-G100-NN | 4882 | 660391 | Pushbutton A22NN Ø22, bezel brushed metal, FLAT, Alternate, CAP COLOR Transparent YELLOW, , 1NO, NON-LIGHTED
A22NN-MNA-UYA-G101-NN | 6105 | 665481 | Pushbutton A22NN Ø22, bezel brushed metal, FLAT, Alternate, CAP COLOR Transparent YELLOW, , 2NO, NON-LIGHTED
A22NN-MNA-UYA-G102-NN | 6105 | 663596 | Pushbutton A22NN Ø22, bezel brushed metal, FLAT, Alternate, CAP COLOR Transparent YELLOW, , 1NO1NC, NON-LIGHTED
A22NN-MNA-UYA-G111-NN | 6725 | 659796 | Pushbutton A22NN Ø22, bezel brushed metal, FLAT, Alternate, CAP COLOR Transparent YELLOW, , 3NO, NON-LIGHTED
A22NN-MNA-UYA-G112-NN | 6725 | 665382 | Pushbutton A22NN Ø22, bezel brushed metal, FLAT, Alternate, CAP COLOR Transparent YELLOW, , 2NO1NC, NON-LIGHTED
A22NN-MNA-UYA-G122-NN | 6105 | 661645 | Pushbutton A22NN Ø22, bezel brushed metal, FLAT, Alternate, CAP COLOR Transparent YELLOW, , 1NO2NC, NON-LIGHTED
A22NN-MNA-UYA-G202-NN | 6105 | 661657 | Pushbutton A22NN Ø22, bezel brushed metal, FLAT, Alternate, CAP COLOR Transparent YELLOW, , 2NC, NON-LIGHTED
A22NN-MNA-UYA-G222-NN | 6725 | 660717 | Pushbutton A22NN Ø22, bezel brushed metal, FLAT, Alternate, CAP COLOR Transparent YELLOW, , 3NC, NON-LIGHTED
A22NN-MNM-NAA-G002-NN | 4882 | 667125 | Pushbutton A22NN Ø22, bezel brushed metal, FLAT, MOMENTARY, CAP COLOR Opaque BLUE, , 1NC, NON-LIGHTED
A22NN-MNM-NAA-G100-NN | 4882 | 667135 | Pushbutton A22NN Ø22, bezel brushed metal, FLAT, MOMENTARY, CAP COLOR Opaque BLUE, , 1NO, NON-LIGHTED
A22NN-MNM-NAA-G101-NN | 5495 | 662631 | Pushbutton A22NN Ø22, bezel brushed metal, FLAT, MOMENTARY, CAP COLOR Opaque BLUE, , 2NO, NON-LIGHTED
A22NN-MNM-NAA-G102-NN | 5495 | 667153 | Pushbutton A22NN Ø22, bezel brushed metal, FLAT, MOMENTARY, CAP COLOR Opaque BLUE, , 1NO1NC, NON-LIGHTED
A22NN-MNM-NAA-G111-NN | 6105 | 662283 | Pushbutton A22NN Ø22, bezel brushed metal, FLAT, MOMENTARY, CAP COLOR Opaque BLUE, , 3NO, NON-LIGHTED
A22NN-MNM-NAA-G112-NN | 6105 | 662433 | Pushbutton A22NN Ø22, bezel brushed metal, FLAT, MOMENTARY, CAP COLOR Opaque BLUE, , 2NO1NC, NON-LIGHTED
A22NN-MNM-NAA-G122-NN | 6105 | 660498 | Pushbutton A22NN Ø22, bezel brushed metal, FLAT, MOMENTARY, CAP COLOR Opaque BLUE, , 1NO2NC, NON-LIGHTED
A22NN-MNM-NAA-G202-NN | 5495 | 664309 | Pushbutton A22NN Ø22, bezel brushed metal, FLAT, MOMENTARY, CAP COLOR Opaque BLUE, , 2NC, NON-LIGHTED
A22NN-MNM-NAA-G222-NN | 6105 | 659753 | Pushbutton A22NN Ø22, bezel brushed metal, FLAT, MOMENTARY, CAP COLOR Opaque BLUE, , 3NC, NON-LIGHTED
A22NN-MNM-NBA-G002-NN | 4882 | 662632 | Pushbutton A22NN Ø22, bezel brushed metal, FLAT, MOMENTARY, CAP COLOR Opaque BLACK, , 1NC, NON-LIGHTED
A22NN-MNM-NBA-G100-NN | 4882 | 664311 | Pushbutton A22NN Ø22, bezel brushed metal, FLAT, MOMENTARY, CAP COLOR Opaque BLACK, , 1NO, NON-LIGHTED
A22NN-MNM-NBA-G101-NN | 5495 | 661443 | Pushbutton A22NN Ø22, bezel brushed metal, FLAT, MOMENTARY, CAP COLOR Opaque BLACK, , 2NO, NON-LIGHTED
A22NN-MNM-NBA-G102-NN | 5495 | 661457 | Pushbutton A22NN Ø22, bezel brushed metal, FLAT, MOMENTARY, CAP COLOR Opaque BLACK, , 1NO1NC, NON-LIGHTED
A22NN-MNM-NBA-G111-NN | 6105 | 664197 | Pushbutton A22NN Ø22, bezel brushed metal, FLAT, MOMENTARY, CAP COLOR Opaque BLACK, , 3NO, NON-LIGHTED
A22NN-MNM-NBA-G112-NN | 6105 | 662445 | Pushbutton A22NN Ø22, bezel brushed metal, FLAT, MOMENTARY, CAP COLOR Opaque BLACK, , 2NO1NC, NON-LIGHTED
A22NN-MNM-NBA-G122-NN | 6105 | 665282 | Pushbutton A22NN Ø22, bezel brushed metal, FLAT, MOMENTARY, CAP COLOR Opaque BLACK, , 1NO2NC, NON-LIGHTED
A22NN-MNM-NBA-G202-NN | 5495 | 662461 | Pushbutton A22NN Ø22, bezel brushed metal, FLAT, MOMENTARY, CAP COLOR Opaque BLACK, , 2NC, NON-LIGHTED
A22NN-MNM-NBA-G222-NN | 6105 | 665281 | Pushbutton A22NN Ø22, bezel brushed metal, FLAT, MOMENTARY, CAP COLOR Opaque BLACK, , 3NC, NON-LIGHTED
A22NN-MNM-NBA-P100-NN | 4440 | 673694 | Pushbutton A22NN Ø22, bezel brushed metal, flat, momentary, cap color opaque black, 1NO, non-lighted, push-in terminal
A22NN-MNM-NBA-P102-NN | 5495 | 673691 | Pushbutton A22NN Ø22, bezel brushed metal, FLAT, MOMENTARY, CAP COLOR Opaque BLACK, , 1NO1NC, NON-LIGHTED, push-in terminal
A22NN-MNM-NGA-G002-NN | 4882 | 664312 | Pushbutton A22NN Ø22, bezel brushed metal, FLAT, MOMENTARY, CAP COLOR Opaque GREEN, , 1NC, NON-LIGHTED
A22NN-MNM-NGA-G100-NN | 4882 | 664313 | Pushbutton A22NN Ø22, bezel brushed metal, FLAT, MOMENTARY, CAP COLOR Opaque GREEN, , 1NO, NON-LIGHTED
A22NN-MNM-NGA-G101-NN | 5495 | 664308 | Pushbutton A22NN Ø22, bezel brushed metal, FLAT, MOMENTARY, CAP COLOR Opaque GREEN, , 2NO, NON-LIGHTED
A22NN-MNM-NGA-G102-NN | 5495 | 665128 | Pushbutton A22NN Ø22, bezel brushed metal, FLAT, MOMENTARY, CAP COLOR Opaque GREEN, , 1NO1NC, NON-LIGHTED
A22NN-MNM-NGA-G111-NN | 6105 | 660530 | Pushbutton A22NN Ø22, bezel brushed metal, FLAT, MOMENTARY, CAP COLOR Opaque GREEN, , 3NO, NON-LIGHTED
A22NN-MNM-NGA-G112-NN | 6105 | 664323 | Pushbutton A22NN Ø22, bezel brushed metal, FLAT, MOMENTARY, CAP COLOR Opaque GREEN, , 2NO1NC, NON-LIGHTED
A22NN-MNM-NGA-G122-NN | 6105 | 662431 | Pushbutton A22NN Ø22, bezel brushed metal, FLAT, MOMENTARY, CAP COLOR Opaque GREEN, , 1NO2NC, NON-LIGHTED
A22NN-MNM-NGA-G202-NN | 5495 | 667151 | Pushbutton A22NN Ø22, bezel brushed metal, FLAT, MOMENTARY, CAP COLOR Opaque GREEN, , 2NC, NON-LIGHTED
A22NN-MNM-NGA-G222-NN | 6105 | 664161 | Pushbutton A22NN Ø22, bezel brushed metal, FLAT, MOMENTARY, CAP COLOR Opaque GREEN, , 3NC, NON-LIGHTED
A22NN-MNM-NRA-G002-NN | 4882 | 660361 | Pushbutton A22NN Ø22, bezel brushed metal, FLAT, MOMENTARY, CAP COLOR Opaque RED, , 1NC, NON-LIGHTED
A22NN-MNM-NRA-G100-NN | 4882 | 666999 | Pushbutton A22NN Ø22, bezel brushed metal, FLAT, MOMENTARY, CAP COLOR Opaque RED, , 1NO, NON-LIGHTED
A22NN-MNM-NRA-G101-NN | 5495 | 660362 | Pushbutton A22NN Ø22, bezel brushed metal, FLAT, MOMENTARY, CAP COLOR Opaque RED, , 2NO, NON-LIGHTED
A22NN-MNM-NRA-G102-NN | 5495 | 666998 | Pushbutton A22NN Ø22, bezel brushed metal, FLAT, MOMENTARY, CAP COLOR Opaque RED, , 1NO1NC, NON-LIGHTED
A22NN-MNM-NRA-G111-NN | 6105 | 667003 | Pushbutton A22NN Ø22, bezel brushed metal, FLAT, MOMENTARY, CAP COLOR Opaque RED, , 3NO, NON-LIGHTED
A22NN-MNM-NRA-G112-NN | 6105 | 665109 | Pushbutton A22NN Ø22, bezel brushed metal, FLAT, MOMENTARY, CAP COLOR Opaque RED, , 2NO1NC, NON-LIGHTED
A22NN-MNM-NRA-G122-NN | 6105 | 663283 | Pushbutton A22NN Ø22, bezel brushed metal, FLAT, MOMENTARY, CAP COLOR Opaque RED, , 1NO2NC, NON-LIGHTED
A22NN-MNM-NRA-G202-NN | 5495 | 660386 | Pushbutton A22NN Ø22, bezel brushed metal, FLAT, MOMENTARY, CAP COLOR Opaque RED, , 2NC, NON-LIGHTED
A22NN-MNM-NRA-G222-NN | 6105 | 667000 | Pushbutton A22NN Ø22, bezel brushed metal, FLAT, MOMENTARY, CAP COLOR Opaque RED, , 3NC, NON-LIGHTED
A22NN-MNM-NRA-P002-NN | 4441 | 675063 | Pushbutton A22NN Ø22, bezel brushed metal, FLAT, MOMENTARY, CAP COLOR Opaque RED, , 1NC, NON-LIGHTED, push-in
A22NN-MNM-NWA-G002-NN | 4882 | 664476 | Pushbutton A22NN Ø22, bezel brushed metal, FLAT, MOMENTARY, CAP COLOR Opaque WHITE, , 1NC, NON-LIGHTED
A22NN-MNM-NWA-G100-NN | 4882 | 663423 | Pushbutton A22NN Ø22, bezel brushed metal, FLAT, MOMENTARY, CAP COLOR Opaque WHITE, , 1NO, NON-LIGHTED
A22NN-MNM-NWA-G101-NN | 5495 | 663431 | Pushbutton A22NN Ø22, bezel brushed metal, FLAT, MOMENTARY, CAP COLOR Opaque WHITE, , 2NO, NON-LIGHTED
A22NN-MNM-NWA-G102-NN | 5495 | 664324 | Pushbutton A22NN Ø22, bezel brushed metal, FLAT, MOMENTARY, CAP COLOR Opaque WHITE, , 1NO1NC, NON-LIGHTED
A22NN-MNM-NWA-G111-NN | 6105 | 660505 | Pushbutton A22NN Ø22, bezel brushed metal, FLAT, MOMENTARY, CAP COLOR Opaque WHITE, , 3NO, NON-LIGHTED
A22NN-MNM-NWA-G112-NN | 6105 | 666238 | Pushbutton A22NN Ø22, bezel brushed metal, FLAT, MOMENTARY, CAP COLOR Opaque WHITE, , 2NO1NC, NON-LIGHTED
A22NN-MNM-NWA-G122-NN | 6105 | 660497 | Pushbutton A22NN Ø22, bezel brushed metal, FLAT, MOMENTARY, CAP COLOR Opaque WHITE, , 1NO2NC, NON-LIGHTED
A22NN-MNM-NWA-G202-NN | 5495 | 661436 | Pushbutton A22NN Ø22, bezel brushed metal, FLAT, MOMENTARY, CAP COLOR Opaque WHITE, , 2NC, NON-LIGHTED
A22NN-MNM-NWA-G222-NN | 6105 | 664477 | Pushbutton A22NN Ø22, bezel brushed metal, FLAT, MOMENTARY, CAP COLOR Opaque WHITE, , 3NC, NON-LIGHTED
A22NN-MNM-NYA-G002-NN | 4882 | 661441 | Pushbutton A22NN Ø22, bezel brushed metal, FLAT, MOMENTARY, CAP COLOR Opaque YELLOW, , 1NC, NON-LIGHTED
A22NN-MNM-NYA-G100-NN | 4882 | 661435 | Pushbutton A22NN Ø22, bezel brushed metal, FLAT, MOMENTARY, CAP COLOR Opaque YELLOW, , 1NO, NON-LIGHTED
A22NN-MNM-NYA-G101-NN | 5495 | 667150 | Pushbutton A22NN Ø22, bezel brushed metal, FLAT, MOMENTARY, CAP COLOR Opaque YELLOW, , 2NO, NON-LIGHTED
A22NN-MNM-NYA-G102-NN | 5495 | 663416 | Pushbutton A22NN Ø22, bezel brushed metal, FLAT, MOMENTARY, CAP COLOR Opaque YELLOW, , 1NO1NC, NON-LIGHTED
A22NN-MNM-NYA-G111-NN | 6105 | 667134 | Pushbutton A22NN Ø22, bezel brushed metal, FLAT, MOMENTARY, CAP COLOR Opaque YELLOW, , 3NO, NON-LIGHTED
A22NN-MNM-NYA-G112-NN | 6105 | 664310 | Pushbutton A22NN Ø22, bezel brushed metal, FLAT, MOMENTARY, CAP COLOR Opaque YELLOW, , 2NO1NC, NON-LIGHTED
A22NN-MNM-NYA-G122-NN | 6105 | 660514 | Pushbutton A22NN Ø22, bezel brushed metal, FLAT, MOMENTARY, CAP COLOR Opaque YELLOW, , 1NO2NC, NON-LIGHTED
A22NN-MNM-NYA-G202-NN | 5495 | 662630 | Pushbutton A22NN Ø22, bezel brushed metal, FLAT, MOMENTARY, CAP COLOR Opaque YELLOW, , 2NC, NON-LIGHTED
A22NN-MNM-NYA-G222-NN | 6105 | 662432 | Pushbutton A22NN Ø22, bezel brushed metal, FLAT, MOMENTARY, CAP COLOR Opaque YELLOW, , 3NC, NON-LIGHTED
A22NN-MNM-NYA-P100-NN | 6735 | 675142 | Pushbutton A22NN Ø22, bezel brushed metal, FLAT, MOMENTARY, CAP COLOR Opaque YELLOW, , 1NO, NON-LIGHTED, push-in terminal
A22NN-MNM-UAA-G002-NN | 4882 | 663574 | Pushbutton A22NN Ø22, bezel brushed metal, FLAT, MOMENTARY, CAP COLOR Transparent BLUE, , 1NC, NON-LIGHTED
A22NN-MNM-UAA-G100-NN | 4882 | 661628 | Pushbutton A22NN Ø22, bezel brushed metal, FLAT, MOMENTARY, CAP COLOR Transparent BLUE, , 1NO, NON-LIGHTED
A22NN-MNM-UAA-G101-NN | 5495 | 664480 | Pushbutton A22NN Ø22, bezel brushed metal, FLAT, MOMENTARY, CAP COLOR Transparent BLUE, , 2NO, NON-LIGHTED
A22NN-MNM-UAA-G102-NN | 5495 | 661317 | Pushbutton A22NN Ø22, bezel brushed metal, FLAT, MOMENTARY, CAP COLOR Transparent BLUE, , 1NO1NC, NON-LIGHTED
A22NN-MNM-UAA-G111-NN | 6105 | 661316 | Pushbutton A22NN Ø22, bezel brushed metal, FLAT, MOMENTARY, CAP COLOR Transparent BLUE, , 3NO, NON-LIGHTED
A22NN-MNM-UAA-G112-NN | 6105 | 663308 | Pushbutton A22NN Ø22, bezel brushed metal, FLAT, MOMENTARY, CAP COLOR Transparent BLUE, , 2NO1NC, NON-LIGHTED
A22NN-MNM-UAA-G122-NN | 6105 | 667013 | Pushbutton A22NN Ø22, bezel brushed metal, FLAT, MOMENTARY, CAP COLOR Transparent BLUE, , 1NO2NC, NON-LIGHTED
A22NN-MNM-UAA-G202-NN | 5495 | 664199 | Pushbutton A22NN Ø22, bezel brushed metal, FLAT, MOMENTARY, CAP COLOR Transparent BLUE, , 2NC, NON-LIGHTED
A22NN-MNM-UAA-G222-NN | 6105 | 667016 | Pushbutton A22NN Ø22, bezel brushed metal, FLAT, MOMENTARY, CAP COLOR Transparent BLUE, , 3NC, NON-LIGHTED
A22NN-MNM-UGA-G002-NN | 4882 | 661444 | Pushbutton A22NN Ø22, bezel brushed metal, FLAT, MOMENTARY, CAP COLOR Transparent GREEN, , 1NC, NON-LIGHTED
A22NN-MNM-UGA-G100-NN | 4882 | 662463 | Pushbutton A22NN Ø22, bezel brushed metal, FLAT, MOMENTARY, CAP COLOR Transparent GREEN, , 1NO, NON-LIGHTED
A22NN-MNM-UGA-G101-NN | 5495 | 662462 | Pushbutton A22NN Ø22, bezel brushed metal, FLAT, MOMENTARY, CAP COLOR Transparent GREEN, , 2NO, NON-LIGHTED
A22NN-MNM-UGA-G102-NN | 5495 | 663424 | Pushbutton A22NN Ø22, bezel brushed metal, FLAT, MOMENTARY, CAP COLOR Transparent GREEN, , 1NO1NC, NON-LIGHTED
A22NN-MNM-UGA-G111-NN | 6105 | 667136 | Pushbutton A22NN Ø22, bezel brushed metal, FLAT, MOMENTARY, CAP COLOR Transparent GREEN, , 3NO, NON-LIGHTED
A22NN-MNM-UGA-G112-NN | 6105 | 662460 | Pushbutton A22NN Ø22, bezel brushed metal, FLAT, MOMENTARY, CAP COLOR Transparent GREEN, , 2NO1NC, NON-LIGHTED
A22NN-MNM-UGA-G122-NN | 6105 | 664334 | Pushbutton A22NN Ø22, bezel brushed metal, FLAT, MOMENTARY, CAP COLOR Transparent GREEN, , 1NO2NC, NON-LIGHTED
A22NN-MNM-UGA-G202-NN | 5495 | 662294 | Pushbutton A22NN Ø22, bezel brushed metal, FLAT, MOMENTARY, CAP COLOR Transparent GREEN, , 2NC, NON-LIGHTED
A22NN-MNM-UGA-G222-NN | 6105 | 660528 | Pushbutton A22NN Ø22, bezel brushed metal, FLAT, MOMENTARY, CAP COLOR Transparent GREEN, , 3NC, NON-LIGHTED
A22NN-MNM-URA-G002-NN | 4882 | 660381 | Pushbutton A22NN Ø22, bezel brushed metal, FLAT, MOMENTARY, CAP COLOR Transparent RED, , 1NC, NON-LIGHTED
A22NN-MNM-URA-G100-NN | 4882 | 667162 | Pushbutton A22NN Ø22, bezel brushed metal, FLAT, MOMENTARY, CAP COLOR Transparent RED, , 1NO, NON-LIGHTED
A22NN-MNM-URA-G101-NN | 5495 | 666385 | Pushbutton A22NN Ø22, bezel brushed metal, FLAT, MOMENTARY, CAP COLOR Transparent RED, , 2NO, NON-LIGHTED
A22NN-MNM-URA-G102-NN | 5495 | 667163 | Pushbutton A22NN Ø22, bezel brushed metal, FLAT, MOMENTARY, CAP COLOR Transparent RED, , 1NO1NC, NON-LIGHTED
A22NN-MNM-URA-G111-NN | 6105 | 666244 | Pushbutton A22NN Ø22, bezel brushed metal, FLAT, MOMENTARY, CAP COLOR Transparent RED, , 3NO, NON-LIGHTED
A22NN-MNM-URA-G112-NN | 6105 | 666088 | Pushbutton A22NN Ø22, bezel brushed metal, FLAT, MOMENTARY, CAP COLOR Transparent RED, , 2NO1NC, NON-LIGHTED
A22NN-MNM-URA-G122-NN | 6105 | 661456 | Pushbutton A22NN Ø22, bezel brushed metal, FLAT, MOMENTARY, CAP COLOR Transparent RED, , 1NO2NC, NON-LIGHTED
A22NN-MNM-URA-G202-NN | 5495 | 667152 | Pushbutton A22NN Ø22, bezel brushed metal, FLAT, MOMENTARY, CAP COLOR Transparent RED, , 2NC, NON-LIGHTED
A22NN-MNM-URA-G222-NN | 6105 | 664478 | Pushbutton A22NN Ø22, bezel brushed metal, FLAT, MOMENTARY, CAP COLOR Transparent RED, , 3NC, NON-LIGHTED
A22NN-MNM-URA-P202-NN | 5505 | 675239 | Pushbutton Ø22, Bezel brushed metal, flat, momentary, cap color transparent red, 2NC, non-lighted, push-in terminal
A22NN-MNM-UWA-G002-NN | 4882 | 666395 | Pushbutton A22NN Ø22, bezel brushed metal, FLAT, MOMENTARY, CAP COLOR Transparent WHITE, , 1NC, NON-LIGHTED
A22NN-MNM-UWA-G100-NN | 4882 | 659971 | Pushbutton A22NN Ø22, bezel brushed metal, FLAT, MOMENTARY, CAP COLOR Transparent WHITE, , 1NO, NON-LIGHTED
A22NN-MNM-UWA-G101-NN | 5495 | 663307 | Pushbutton A22NN Ø22, bezel brushed metal, FLAT, MOMENTARY, CAP COLOR Transparent WHITE, , 2NO, NON-LIGHTED
A22NN-MNM-UWA-G102-NN | 5495 | 659970 | Pushbutton A22NN Ø22, bezel brushed metal, FLAT, MOMENTARY, CAP COLOR Transparent WHITE, , 1NO1NC, NON-LIGHTED
A22NN-MNM-UWA-G111-NN | 6105 | 666577 | Pushbutton A22NN Ø22, bezel brushed metal, FLAT, MOMENTARY, CAP COLOR Transparent WHITE, , 3NO, NON-LIGHTED
A22NN-MNM-UWA-G112-NN | 6105 | 667014 | Pushbutton A22NN Ø22, bezel brushed metal, FLAT, MOMENTARY, CAP COLOR Transparent WHITE, , 2NO1NC, NON-LIGHTED
A22NN-MNM-UWA-G122-NN | 6105 | 661327 | Pushbutton A22NN Ø22, bezel brushed metal, FLAT, MOMENTARY, CAP COLOR Transparent WHITE, , 1NO2NC, NON-LIGHTED
A22NN-MNM-UWA-G202-NN | 5495 | 663572 | Pushbutton A22NN Ø22, bezel brushed metal, FLAT, MOMENTARY, CAP COLOR Transparent WHITE, , 2NC, NON-LIGHTED
A22NN-MNM-UWA-G222-NN | 6105 | 664198 | Pushbutton A22NN Ø22, bezel brushed metal, FLAT, MOMENTARY, CAP COLOR Transparent WHITE, , 3NC, NON-LIGHTED
A22NN-MNM-UWA-P101-NN | 5505 | 675240 | Pushbutton Ø22, bezel brushed metal, flat, momentary, cap color transparent white, 2NO, non-lighted, push-in terminal
A22NN-MNM-UYA-G002-NN | 4882 | 660398 | Pushbutton A22NN Ø22, bezel brushed metal, FLAT, MOMENTARY, CAP COLOR Transparent YELLOW, , 1NC, NON-LIGHTED
A22NN-MNM-UYA-G100-NN | 4882 | 662633 | Pushbutton A22NN Ø22, bezel brushed metal, FLAT, MOMENTARY, CAP COLOR Transparent YELLOW, , 1NO, NON-LIGHTED
A22NN-MNM-UYA-G101-NN | 5495 | 662446 | Pushbutton A22NN Ø22, bezel brushed metal, FLAT, MOMENTARY, CAP COLOR Transparent YELLOW, , 2NO, NON-LIGHTED
A22NN-MNM-UYA-G102-NN | 5495 | 661442 | Pushbutton A22NN Ø22, bezel brushed metal, FLAT, MOMENTARY, CAP COLOR Transparent YELLOW, , 1NO1NC, NON-LIGHTED
A22NN-MNM-UYA-G111-NN | 6105 | 666384 | Pushbutton A22NN Ø22, bezel brushed metal, FLAT, MOMENTARY, CAP COLOR Transparent YELLOW, , 3NO, NON-LIGHTED
A22NN-MNM-UYA-G112-NN | 6105 | 662324 | Pushbutton A22NN Ø22, bezel brushed metal, FLAT, MOMENTARY, CAP COLOR Transparent YELLOW, , 2NO1NC, NON-LIGHTED
A22NN-MNM-UYA-G122-NN | 6105 | 659972 | Pushbutton A22NN Ø22, bezel brushed metal, FLAT, MOMENTARY, CAP COLOR Transparent YELLOW, , 1NO2NC, NON-LIGHTED
A22NN-MNM-UYA-G202-NN | 5495 | 660529 | Pushbutton A22NN Ø22, bezel brushed metal, FLAT, MOMENTARY, CAP COLOR Transparent YELLOW, , 2NC, NON-LIGHTED
A22NN-MNM-UYA-G222-NN | 6105 | 667017 | Pushbutton A22NN Ø22, bezel brushed metal, FLAT, MOMENTARY, CAP COLOR Transparent YELLOW, , 3NC, NON-LIGHTED
A22NN-MPA-NAA-G002-NN | 4882 | 661668 | Pushbutton A22NN Ø22, bezel brushed metal, PROJECTED, Alternate, CAP COLOR Opaque BLUE, , 1NC, NON-LIGHTED
A22NN-MPA-NAA-G100-NN | 4882 | 663353 | Pushbutton A22NN Ø22, bezel brushed metal, PROJECTED, Alternate, CAP COLOR Opaque BLUE, , 1NO, NON-LIGHTED
A22NN-MPA-NAA-G101-NN | 6105 | 661222 | Pushbutton A22NN Ø22, bezel brushed metal, PROJECTED, Alternate, CAP COLOR Opaque BLUE, , 2NO, NON-LIGHTED
A22NN-MPA-NAA-G102-NN | 6105 | 666005 | Pushbutton A22NN Ø22, bezel brushed metal, PROJECTED, Alternate, CAP COLOR Opaque BLUE, , 1NO1NC, NON-LIGHTED
A22NN-MPA-NAA-G111-NN | 6725 | 661227 | Pushbutton A22NN Ø22, bezel brushed metal, PROJECTED, Alternate, CAP COLOR Opaque BLUE, , 3NO, NON-LIGHTED
A22NN-MPA-NAA-G112-NN | 6725 | 665205 | Pushbutton A22NN Ø22, bezel brushed metal, PROJECTED, Alternate, CAP COLOR Opaque BLUE, , 2NO1NC, NON-LIGHTED
A22NN-MPA-NAA-G122-NN | 6105 | 662373 | Pushbutton A22NN Ø22, bezel brushed metal, PROJECTED, Alternate, CAP COLOR Opaque BLUE, , 1NO2NC, NON-LIGHTED
A22NN-MPA-NAA-G202-NN | 6105 | 666155 | Pushbutton A22NN Ø22, bezel brushed metal, PROJECTED, Alternate, CAP COLOR Opaque BLUE, , 2NC, NON-LIGHTED
A22NN-MPA-NAA-G222-NN | 6725 | 662183 | Pushbutton A22NN Ø22, bezel brushed metal, PROJECTED, Alternate, CAP COLOR Opaque BLUE, , 3NC, NON-LIGHTED
A22NN-MPA-NBA-G002-NN | 4882 | 661231 | Pushbutton A22NN Ø22, bezel brushed metal, PROJECTED, Alternate, CAP COLOR Opaque BLACK, , 1NC, NON-LIGHTED
A22NN-MPA-NBA-G100-NN | 4882 | 666167 | Pushbutton A22NN Ø22, bezel brushed metal, PROJECTED, Alternate, CAP COLOR Opaque BLACK, , 1NO, NON-LIGHTED
A22NN-MPA-NBA-G101-NN | 6105 | 664249 | Pushbutton A22NN Ø22, bezel brushed metal, PROJECTED, Alternate, CAP COLOR Opaque BLACK, , 2NO, NON-LIGHTED
A22NN-MPA-NBA-G102-NN | 6105 | 667058 | Pushbutton A22NN Ø22, bezel brushed metal, PROJECTED, Alternate, CAP COLOR Opaque BLACK, , 1NO1NC, NON-LIGHTED
A22NN-MPA-NBA-G111-NN | 6725 | 665206 | Pushbutton A22NN Ø22, bezel brushed metal, PROJECTED, Alternate, CAP COLOR Opaque BLACK, , 3NO, NON-LIGHTED
A22NN-MPA-NBA-G112-NN | 6725 | 661366 | Pushbutton A22NN Ø22, bezel brushed metal, PROJECTED, Alternate, CAP COLOR Opaque BLACK, , 2NO1NC, NON-LIGHTED
A22NN-MPA-NBA-G122-NN | 6105 | 666154 | Pushbutton A22NN Ø22, bezel brushed metal, PROJECTED, Alternate, CAP COLOR Opaque BLACK, , 1NO2NC, NON-LIGHTED
A22NN-MPA-NBA-G202-NN | 6105 | 665031 | Pushbutton A22NN Ø22, bezel brushed metal, PROJECTED, Alternate, CAP COLOR Opaque BLACK, , 2NC, NON-LIGHTED
A22NN-MPA-NBA-G222-NN | 6725 | 663607 | Pushbutton A22NN Ø22, bezel brushed metal, PROJECTED, Alternate, CAP COLOR Opaque BLACK, , 3NC, NON-LIGHTED
A22NN-MPA-NGA-G002-NN | 4882 | 666411 | Pushbutton A22NN Ø22, bezel brushed metal, PROJECTED, Alternate, CAP COLOR Opaque GREEN, , 1NC, NON-LIGHTED
A22NN-MPA-NGA-G100-NN | 4882 | 659770 | Pushbutton A22NN Ø22, bezel brushed metal, PROJECTED, Alternate, CAP COLOR Opaque GREEN, , 1NO, NON-LIGHTED
A22NN-MPA-NGA-G101-NN | 6105 | 665025 | Pushbutton A22NN Ø22, bezel brushed metal, PROJECTED, Alternate, CAP COLOR Opaque GREEN, , 2NO, NON-LIGHTED
A22NN-MPA-NGA-G102-NN | 6105 | 665983 | Pushbutton A22NN Ø22, bezel brushed metal, PROJECTED, Alternate, CAP COLOR Opaque GREEN, , 1NO1NC, NON-LIGHTED
A22NN-MPA-NGA-G111-NN | 6725 | 661220 | Pushbutton A22NN Ø22, bezel brushed metal, PROJECTED, Alternate, CAP COLOR Opaque GREEN, , 3NO, NON-LIGHTED
A22NN-MPA-NGA-G112-NN | 6725 | 666409 | Pushbutton A22NN Ø22, bezel brushed metal, PROJECTED, Alternate, CAP COLOR Opaque GREEN, , 2NO1NC, NON-LIGHTED
A22NN-MPA-NGA-G122-NN | 6105 | 665483 | Pushbutton A22NN Ø22, bezel brushed metal, PROJECTED, Alternate, CAP COLOR Opaque GREEN, , 1NO2NC, NON-LIGHTED
A22NN-MPA-NGA-G202-NN | 6105 | 663614 | Pushbutton A22NN Ø22, bezel brushed metal, PROJECTED, Alternate, CAP COLOR Opaque GREEN, , 2NC, NON-LIGHTED
A22NN-MPA-NGA-G222-NN | 6725 | 665987 | Pushbutton A22NN Ø22, bezel brushed metal, PROJECTED, Alternate, CAP COLOR Opaque GREEN, , 3NC, NON-LIGHTED
A22NN-MPA-NRA-G002-NN | 4882 | 660716 | Pushbutton A22NN Ø22, bezel brushed metal, PROJECTED, Alternate, CAP COLOR Opaque RED, , 1NC, NON-LIGHTED
A22NN-MPA-NRA-G100-NN | 4882 | 660724 | Pushbutton A22NN Ø22, bezel brushed metal, PROJECTED, Alternate, CAP COLOR Opaque RED, , 1NO, NON-LIGHTED
A22NN-MPA-NRA-G101-NN | 6105 | 659762 | Pushbutton A22NN Ø22, bezel brushed metal, PROJECTED, Alternate, CAP COLOR Opaque RED, , 2NO, NON-LIGHTED
A22NN-MPA-NRA-G102-NN | 6105 | 659755 | Pushbutton A22NN Ø22, bezel brushed metal, PROJECTED, Alternate, CAP COLOR Opaque RED, , 1NO1NC, NON-LIGHTED
A22NN-MPA-NRA-G111-NN | 6725 | 662653 | Pushbutton A22NN Ø22, bezel brushed metal, PROJECTED, Alternate, CAP COLOR Opaque RED, , 3NO, NON-LIGHTED
A22NN-MPA-NRA-G112-NN | 6725 | 665471 | Pushbutton A22NN Ø22, bezel brushed metal, PROJECTED, Alternate, CAP COLOR Opaque RED, , 2NO1NC, NON-LIGHTED
A22NN-MPA-NRA-G122-NN | 6105 | 663583 | Pushbutton A22NN Ø22, bezel brushed metal, PROJECTED, Alternate, CAP COLOR Opaque RED, , 1NO2NC, NON-LIGHTED
A22NN-MPA-NRA-G202-NN | 6105 | 661632 | Pushbutton A22NN Ø22, bezel brushed metal, PROJECTED, Alternate, CAP COLOR Opaque RED, , 2NC, NON-LIGHTED
A22NN-MPA-NRA-G222-NN | 6725 | 659789 | Pushbutton A22NN Ø22, bezel brushed metal, PROJECTED, Alternate, CAP COLOR Opaque RED, , 3NC, NON-LIGHTED
A22NN-MPA-NWA-G002-NN | 4882 | 663619 | Pushbutton A22NN Ø22, bezel brushed metal, PROJECTED, Alternate, CAP COLOR Opaque WHITE, , 1NC, NON-LIGHTED
A22NN-MPA-NWA-G100-NN | 4882 | 665186 | Pushbutton A22NN Ø22, bezel brushed metal, PROJECTED, Alternate, CAP COLOR Opaque WHITE, , 1NO, NON-LIGHTED
A22NN-MPA-NWA-G101-NN | 6105 | 661688 | Pushbutton A22NN Ø22, bezel brushed metal, PROJECTED, Alternate, CAP COLOR Opaque WHITE, , 2NO, NON-LIGHTED
A22NN-MPA-NWA-G102-NN | 6105 | 666003 | Pushbutton A22NN Ø22, bezel brushed metal, PROJECTED, Alternate, CAP COLOR Opaque WHITE, , 1NO1NC, NON-LIGHTED
A22NN-MPA-NWA-G111-NN | 6725 | 663193 | Pushbutton A22NN Ø22, bezel brushed metal, PROJECTED, Alternate, CAP COLOR Opaque WHITE, , 3NO, NON-LIGHTED
A22NN-MPA-NWA-G112-NN | 6725 | 666433 | Pushbutton A22NN Ø22, bezel brushed metal, PROJECTED, Alternate, CAP COLOR Opaque WHITE, , 2NO1NC, NON-LIGHTED
A22NN-MPA-NWA-G122-NN | 6105 | 661224 | Pushbutton A22NN Ø22, bezel brushed metal, PROJECTED, Alternate, CAP COLOR Opaque WHITE, , 1NO2NC, NON-LIGHTED
A22NN-MPA-NWA-G202-NN | 6105 | 665995 | Pushbutton A22NN Ø22, bezel brushed metal, PROJECTED, Alternate, CAP COLOR Opaque WHITE, , 2NC, NON-LIGHTED
A22NN-MPA-NWA-G222-NN | 6725 | 661359 | Pushbutton A22NN Ø22, bezel brushed metal, PROJECTED, Alternate, CAP COLOR Opaque WHITE, , 3NC, NON-LIGHTED
A22NN-MPA-NYA-G002-NN | 4882 | 660729 | Pushbutton A22NN Ø22, bezel brushed metal, PROJECTED, Alternate, CAP COLOR Opaque YELLOW, , 1NC, NON-LIGHTED
A22NN-MPA-NYA-G100-NN | 4882 | 661539 | Pushbutton A22NN Ø22, bezel brushed metal, PROJECTED, Alternate, CAP COLOR Opaque YELLOW, , 1NO, NON-LIGHTED
A22NN-MPA-NYA-G101-NN | 6105 | 661358 | Pushbutton A22NN Ø22, bezel brushed metal, PROJECTED, Alternate, CAP COLOR Opaque YELLOW, , 2NO, NON-LIGHTED
A22NN-MPA-NYA-G102-NN | 6105 | 665039 | Pushbutton A22NN Ø22, bezel brushed metal, PROJECTED, Alternate, CAP COLOR Opaque YELLOW, , 1NO1NC, NON-LIGHTED
A22NN-MPA-NYA-G111-NN | 6725 | 661656 | Pushbutton A22NN Ø22, bezel brushed metal, PROJECTED, Alternate, CAP COLOR Opaque YELLOW, , 3NO, NON-LIGHTED
A22NN-MPA-NYA-G112-NN | 6725 | 660743 | Pushbutton A22NN Ø22, bezel brushed metal, PROJECTED, Alternate, CAP COLOR Opaque YELLOW, , 2NO1NC, NON-LIGHTED
A22NN-MPA-NYA-G122-NN | 6105 | 667081 | Pushbutton A22NN Ø22, bezel brushed metal, PROJECTED, Alternate, CAP COLOR Opaque YELLOW, , 1NO2NC, NON-LIGHTED
A22NN-MPA-NYA-G202-NN | 6105 | 666166 | Pushbutton A22NN Ø22, bezel brushed metal, PROJECTED, Alternate, CAP COLOR Opaque YELLOW, , 2NC, NON-LIGHTED
A22NN-MPA-NYA-G222-NN | 6725 | 662186 | Pushbutton A22NN Ø22, bezel brushed metal, PROJECTED, Alternate, CAP COLOR Opaque YELLOW, , 3NC, NON-LIGHTED
A22NN-MPA-UAA-G002-NN | 4882 | 664240 | Pushbutton A22NN Ø22, bezel brushed metal, PROJECTED, Alternate, CAP COLOR Transparent BLUE, , 1NC, NON-LIGHTED
A22NN-MPA-UAA-G100-NN | 4882 | 666432 | Pushbutton A22NN Ø22, bezel brushed metal, PROJECTED, Alternate, CAP COLOR Transparent BLUE, , 1NO, NON-LIGHTED
A22NN-MPA-UAA-G101-NN | 6105 | 661671 | Pushbutton A22NN Ø22, bezel brushed metal, PROJECTED, Alternate, CAP COLOR Transparent BLUE, , 2NO, NON-LIGHTED
A22NN-MPA-UAA-G102-NN | 6105 | 667070 | Pushbutton A22NN Ø22, bezel brushed metal, PROJECTED, Alternate, CAP COLOR Transparent BLUE, , 1NO1NC, NON-LIGHTED
A22NN-MPA-UAA-G111-NN | 6725 | 666004 | Pushbutton A22NN Ø22, bezel brushed metal, PROJECTED, Alternate, CAP COLOR Transparent BLUE, , 3NO, NON-LIGHTED
A22NN-MPA-UAA-G112-NN | 6725 | 666910 | Pushbutton A22NN Ø22, bezel brushed metal, PROJECTED, Alternate, CAP COLOR Transparent BLUE, , 2NO1NC, NON-LIGHTED
A22NN-MPA-UAA-G122-NN | 6105 | 660738 | Pushbutton A22NN Ø22, bezel brushed metal, PROJECTED, Alternate, CAP COLOR Transparent BLUE, , 1NO2NC, NON-LIGHTED
A22NN-MPA-UAA-G202-NN | 6105 | 666165 | Pushbutton A22NN Ø22, bezel brushed metal, PROJECTED, Alternate, CAP COLOR Transparent BLUE, , 2NC, NON-LIGHTED
A22NN-MPA-UAA-G222-NN | 6725 | 660285 | Pushbutton A22NN Ø22, bezel brushed metal, PROJECTED, Alternate, CAP COLOR Transparent BLUE, , 3NC, NON-LIGHTED
A22NN-MPA-UGA-G002-NN | 4882 | 665996 | Pushbutton A22NN Ø22, bezel brushed metal, PROJECTED, Alternate, CAP COLOR Transparent GREEN, , 1NC, NON-LIGHTED
A22NN-MPA-UGA-G100-NN | 4882 | 666440 | Pushbutton A22NN Ø22, bezel brushed metal, PROJECTED, Alternate, CAP COLOR Transparent GREEN, , 1NO, NON-LIGHTED
A22NN-MPA-UGA-G101-NN | 6105 | 660277 | Pushbutton A22NN Ø22, bezel brushed metal, PROJECTED, Alternate, CAP COLOR Transparent GREEN, , 2NO, NON-LIGHTED
A22NN-MPA-UGA-G102-NN | 6105 | 662356 | Pushbutton A22NN Ø22, bezel brushed metal, PROJECTED, Alternate, CAP COLOR Transparent GREEN, , 1NO1NC, NON-LIGHTED
A22NN-MPA-UGA-G111-NN | 6725 | 662187 | Pushbutton A22NN Ø22, bezel brushed metal, PROJECTED, Alternate, CAP COLOR Transparent GREEN, , 3NO, NON-LIGHTED
A22NN-MPA-UGA-G112-NN | 6725 | 664085 | Pushbutton A22NN Ø22, bezel brushed metal, PROJECTED, Alternate, CAP COLOR Transparent GREEN, , 2NO1NC, NON-LIGHTED
A22NN-MPA-UGA-G122-NN | 6105 | 660280 | Pushbutton A22NN Ø22, bezel brushed metal, PROJECTED, Alternate, CAP COLOR Transparent GREEN, , 1NO2NC, NON-LIGHTED
A22NN-MPA-UGA-G202-NN | 6105 | 665032 | Pushbutton A22NN Ø22, bezel brushed metal, PROJECTED, Alternate, CAP COLOR Transparent GREEN, , 2NC, NON-LIGHTED
A22NN-MPA-UGA-G222-NN | 6725 | 660737 | Pushbutton A22NN Ø22, bezel brushed metal, PROJECTED, Alternate, CAP COLOR Transparent GREEN, , 3NC, NON-LIGHTED
A22NN-MPA-URA-G002-NN | 4882 | 660451 | Pushbutton A22NN Ø22, bezel brushed metal, PROJECTED, Alternate, CAP COLOR Transparent RED, , 1NC, NON-LIGHTED
A22NN-MPA-URA-G100-NN | 4882 | 660440 | Pushbutton A22NN Ø22, bezel brushed metal, PROJECTED, Alternate, CAP COLOR Transparent RED, , 1NO, NON-LIGHTED
A22NN-MPA-URA-G101-NN | 6105 | 665985 | Pushbutton A22NN Ø22, bezel brushed metal, PROJECTED, Alternate, CAP COLOR Transparent RED, , 2NO, NON-LIGHTED
A22NN-MPA-URA-G102-NN | 6105 | 665198 | Pushbutton A22NN Ø22, bezel brushed metal, PROJECTED, Alternate, CAP COLOR Transparent RED, , 1NO1NC, NON-LIGHTED
A22NN-MPA-URA-G111-NN | 6725 | 662355 | Pushbutton A22NN Ø22, bezel brushed metal, PROJECTED, Alternate, CAP COLOR Transparent RED, , 3NO, NON-LIGHTED
A22NN-MPA-URA-G112-NN | 6725 | 664250 | Pushbutton A22NN Ø22, bezel brushed metal, PROJECTED, Alternate, CAP COLOR Transparent RED, , 2NO1NC, NON-LIGHTED
A22NN-MPA-URA-G122-NN | 6105 | 665994 | Pushbutton A22NN Ø22, bezel brushed metal, PROJECTED, Alternate, CAP COLOR Transparent RED, , 1NO2NC, NON-LIGHTED
A22NN-MPA-URA-G202-NN | 6105 | 665029 | Pushbutton A22NN Ø22, bezel brushed metal, PROJECTED, Alternate, CAP COLOR Transparent RED, , 2NC, NON-LIGHTED
A22NN-MPA-URA-G222-NN | 6725 | 662372 | Pushbutton A22NN Ø22, bezel brushed metal, PROJECTED, Alternate, CAP COLOR Transparent RED, , 3NC, NON-LIGHTED
A22NN-MPA-UWA-G002-NN | 4882 | 663606 | Pushbutton A22NN Ø22, bezel brushed metal, PROJECTED, Alternate, CAP COLOR Transparent WHITE, , 1NC, NON-LIGHTED
A22NN-MPA-UWA-G100-NN | 4882 | 662190 | Pushbutton A22NN Ø22, bezel brushed metal, PROJECTED, Alternate, CAP COLOR Transparent WHITE, , 1NO, NON-LIGHTED
A22NN-MPA-UWA-G101-NN | 6105 | 667057 | Pushbutton A22NN Ø22, bezel brushed metal, PROJECTED, Alternate, CAP COLOR Transparent WHITE, , 2NO, NON-LIGHTED
A22NN-MPA-UWA-G102-NN | 6105 | 664088 | Pushbutton A22NN Ø22, bezel brushed metal, PROJECTED, Alternate, CAP COLOR Transparent WHITE, , 1NO1NC, NON-LIGHTED
A22NN-MPA-UWA-G111-NN | 6725 | 664530 | Pushbutton A22NN Ø22, bezel brushed metal, PROJECTED, Alternate, CAP COLOR Transparent WHITE, , 3NO, NON-LIGHTED
A22NN-MPA-UWA-G112-NN | 6725 | 663354 | Pushbutton A22NN Ø22, bezel brushed metal, PROJECTED, Alternate, CAP COLOR Transparent WHITE, , 2NO1NC, NON-LIGHTED
A22NN-MPA-UWA-G122-NN | 6105 | 662347 | Pushbutton A22NN Ø22, bezel brushed metal, PROJECTED, Alternate, CAP COLOR Transparent WHITE, , 1NO2NC, NON-LIGHTED
A22NN-MPA-UWA-G202-NN | 6105 | 660426 | Pushbutton A22NN Ø22, bezel brushed metal, PROJECTED, Alternate, CAP COLOR Transparent WHITE, , 2NC, NON-LIGHTED
A22NN-MPA-UWA-G222-NN | 6725 | 660278 | Pushbutton A22NN Ø22, bezel brushed metal, PROJECTED, Alternate, CAP COLOR Transparent WHITE, , 3NC, NON-LIGHTED
A22NN-MPA-UYA-G002-NN | 4882 | 661348 | Pushbutton A22NN Ø22, bezel brushed metal, PROJECTED, Alternate, CAP COLOR Transparent YELLOW, , 1NC, NON-LIGHTED
A22NN-MPA-UYA-G100-NN | 4882 | 661223 | Pushbutton A22NN Ø22, bezel brushed metal, PROJECTED, Alternate, CAP COLOR Transparent YELLOW, , 1NO, NON-LIGHTED
A22NN-MPA-UYA-G101-NN | 6105 | 661540 | Pushbutton A22NN Ø22, bezel brushed metal, PROJECTED, Alternate, CAP COLOR Transparent YELLOW, , 2NO, NON-LIGHTED
A22NN-MPA-UYA-G102-NN | 6105 | 665498 | Pushbutton A22NN Ø22, bezel brushed metal, PROJECTED, Alternate, CAP COLOR Transparent YELLOW, , 1NO1NC, NON-LIGHTED
A22NN-MPA-UYA-G111-NN | 6725 | 667069 | Pushbutton A22NN Ø22, bezel brushed metal, PROJECTED, Alternate, CAP COLOR Transparent YELLOW, , 3NO, NON-LIGHTED
A22NN-MPA-UYA-G112-NN | 6725 | 665986 | Pushbutton A22NN Ø22, bezel brushed metal, PROJECTED, Alternate, CAP COLOR Transparent YELLOW, , 2NO1NC, NON-LIGHTED
A22NN-MPA-UYA-G122-NN | 6105 | 663197 | Pushbutton A22NN Ø22, bezel brushed metal, PROJECTED, Alternate, CAP COLOR Transparent YELLOW, , 1NO2NC, NON-LIGHTED
A22NN-MPA-UYA-G202-NN | 6105 | 661228 | Pushbutton A22NN Ø22, bezel brushed metal, PROJECTED, Alternate, CAP COLOR Transparent YELLOW, , 2NC, NON-LIGHTED
A22NN-MPA-UYA-G222-NN | 6725 | 665199 | Pushbutton A22NN Ø22, bezel brushed metal, PROJECTED, Alternate, CAP COLOR Transparent YELLOW, , 3NC, NON-LIGHTED
A22NN-MPM-NAA-G002-NN | 4882 | 661840 | Pushbutton A22NN Ø22, bezel brushed metal, PROJECTED, MOMENTARY, CAP COLOR Opaque BLUE, , 1NC, NON-LIGHTED
A22NN-MPM-NAA-G100-NN | 4882 | 661839 | Pushbutton A22NN Ø22, bezel brushed metal, PROJECTED, MOMENTARY, CAP COLOR Opaque BLUE, , 1NO, NON-LIGHTED
A22NN-MPM-NAA-G101-NN | 5495 | 666584 | Pushbutton A22NN Ø22, bezel brushed metal, PROJECTED, MOMENTARY, CAP COLOR Opaque BLUE, , 2NO, NON-LIGHTED
A22NN-MPM-NAA-G102-NN | 5495 | 659761 | Pushbutton A22NN Ø22, bezel brushed metal, PROJECTED, MOMENTARY, CAP COLOR Opaque BLUE, , 1NO1NC, NON-LIGHTED
A22NN-MPM-NAA-G111-NN | 6105 | 665654 | Pushbutton A22NN Ø22, bezel brushed metal, PROJECTED, MOMENTARY, CAP COLOR Opaque BLUE, , 3NO, NON-LIGHTED
A22NN-MPM-NAA-G112-NN | 6105 | 662841 | Pushbutton A22NN Ø22, bezel brushed metal, PROJECTED, MOMENTARY, CAP COLOR Opaque BLUE, , 2NO1NC, NON-LIGHTED
A22NN-MPM-NAA-G122-NN | 6105 | 665458 | Pushbutton A22NN Ø22, bezel brushed metal, PROJECTED, MOMENTARY, CAP COLOR Opaque BLUE, , 1NO2NC, NON-LIGHTED
A22NN-MPM-NAA-G202-NN | 5495 | 661738 | Pushbutton A22NN Ø22, bezel brushed metal, PROJECTED, MOMENTARY, CAP COLOR Opaque BLUE, , 2NC, NON-LIGHTED
A22NN-MPM-NAA-G222-NN | 6105 | 661837 | Pushbutton A22NN Ø22, bezel brushed metal, PROJECTED, MOMENTARY, CAP COLOR Opaque BLUE, , 3NC, NON-LIGHTED
A22NN-MPM-NBA-G002-NN | 4882 | 661838 | Pushbutton A22NN Ø22, bezel brushed metal, PROJECTED, MOMENTARY, CAP COLOR Opaque BLACK, , 1NC, NON-LIGHTED
A22NN-MPM-NBA-G100-NN | 4882 | 661828 | Pushbutton A22NN Ø22, bezel brushed metal, PROJECTED, MOMENTARY, CAP COLOR Opaque BLACK, , 1NO, NON-LIGHTED
A22NN-MPM-NBA-G101-NN | 5495 | 659974 | Pushbutton A22NN Ø22, bezel brushed metal, PROJECTED, MOMENTARY, CAP COLOR Opaque BLACK, , 2NO, NON-LIGHTED
A22NN-MPM-NBA-G102-NN | 5495 | 663789 | Pushbutton A22NN Ø22, bezel brushed metal, PROJECTED, MOMENTARY, CAP COLOR Opaque BLACK, , 1NO1NC, NON-LIGHTED
A22NN-MPM-NBA-G111-NN | 6105 | 666398 | Pushbutton A22NN Ø22, bezel brushed metal, PROJECTED, MOMENTARY, CAP COLOR Opaque BLACK, , 3NO, NON-LIGHTED
A22NN-MPM-NBA-G112-NN | 6105 | 660714 | Pushbutton A22NN Ø22, bezel brushed metal, PROJECTED, MOMENTARY, CAP COLOR Opaque BLACK, , 2NO1NC, NON-LIGHTED
A22NN-MPM-NBA-G122-NN | 6105 | 663790 | Pushbutton A22NN Ø22, bezel brushed metal, PROJECTED, MOMENTARY, CAP COLOR Opaque BLACK, , 1NO2NC, NON-LIGHTED
A22NN-MPM-NBA-G202-NN | 5495 | 662842 | Pushbutton A22NN Ø22, bezel brushed metal, PROJECTED, MOMENTARY, CAP COLOR Opaque BLACK, , 2NC, NON-LIGHTED
A22NN-MPM-NBA-G222-NN | 6105 | 664594 | Pushbutton A22NN Ø22, bezel brushed metal, PROJECTED, MOMENTARY, CAP COLOR Opaque BLACK, , 3NC, NON-LIGHTED
A22NN-MPM-NBA-P102-NN | 5495 | 673692 | Pushbutton A22NN Ø22, bezel brushed metal, PROJECTED, MOMENTARY, CAP COLOR Opaque BLACK, , 1NO1NC, NON-LIGHTED, push-in terminal
A22NN-MPM-NGA-G002-NN | 4882 | 661627 | Pushbutton A22NN Ø22, bezel brushed metal, PROJECTED, MOMENTARY, CAP COLOR Opaque GREEN, , 1NC, NON-LIGHTED
A22NN-MPM-NGA-G100-NN | 4882 | 666396 | Pushbutton A22NN Ø22, bezel brushed metal, PROJECTED, MOMENTARY, CAP COLOR Opaque GREEN, , 1NO, NON-LIGHTED
A22NN-MPM-NGA-G101-NN | 5495 | 661318 | Pushbutton A22NN Ø22, bezel brushed metal, PROJECTED, MOMENTARY, CAP COLOR Opaque GREEN, , 2NO, NON-LIGHTED
A22NN-MPM-NGA-G102-NN | 5495 | 664665 | Pushbutton A22NN Ø22, bezel brushed metal, PROJECTED, MOMENTARY, CAP COLOR Opaque GREEN, , 1NO1NC, NON-LIGHTED
A22NN-MPM-NGA-G111-NN | 6105 | 661326 | Pushbutton A22NN Ø22, bezel brushed metal, PROJECTED, MOMENTARY, CAP COLOR Opaque GREEN, , 3NO, NON-LIGHTED
A22NN-MPM-NGA-G112-NN | 6105 | 662834 | Pushbutton A22NN Ø22, bezel brushed metal, PROJECTED, MOMENTARY, CAP COLOR Opaque GREEN, , 2NO1NC, NON-LIGHTED
A22NN-MPM-NGA-G122-NN | 6105 | 665150 | Pushbutton A22NN Ø22, bezel brushed metal, PROJECTED, MOMENTARY, CAP COLOR Opaque GREEN, , 1NO2NC, NON-LIGHTED
A22NN-MPM-NGA-G202-NN | 5495 | 662326 | Pushbutton A22NN Ø22, bezel brushed metal, PROJECTED, MOMENTARY, CAP COLOR Opaque GREEN, , 2NC, NON-LIGHTED
A22NN-MPM-NGA-G222-NN | 6105 | 661826 | Pushbutton A22NN Ø22, bezel brushed metal, PROJECTED, MOMENTARY, CAP COLOR Opaque GREEN, , 3NC, NON-LIGHTED
A22NN-MPM-NRA-G002-NN | 4882 | 661825 | Pushbutton A22NN Ø22, bezel brushed metal, PROJECTED, MOMENTARY, CAP COLOR Opaque RED, , 1NC, NON-LIGHTED
A22NN-MPM-NRA-G100-NN | 4882 | 666126 | Pushbutton A22NN Ø22, bezel brushed metal, PROJECTED, MOMENTARY, CAP COLOR Opaque RED, , 1NO, NON-LIGHTED
A22NN-MPM-NRA-G101-NN | 5495 | 664491 | Pushbutton A22NN Ø22, bezel brushed metal, PROJECTED, MOMENTARY, CAP COLOR Opaque RED, , 2NO, NON-LIGHTED
A22NN-MPM-NRA-G102-NN | 5495 | 664664 | Pushbutton A22NN Ø22, bezel brushed metal, PROJECTED, MOMENTARY, CAP COLOR Opaque RED, , 1NO1NC, NON-LIGHTED
A22NN-MPM-NRA-G111-NN | 6105 | 661824 | Pushbutton A22NN Ø22, bezel brushed metal, PROJECTED, MOMENTARY, CAP COLOR Opaque RED, , 3NO, NON-LIGHTED
A22NN-MPM-NRA-G112-NN | 6105 | 663298 | Pushbutton A22NN Ø22, bezel brushed metal, PROJECTED, MOMENTARY, CAP COLOR Opaque RED, , 2NO1NC, NON-LIGHTED
A22NN-MPM-NRA-G122-NN | 6105 | 662323 | Pushbutton A22NN Ø22, bezel brushed metal, PROJECTED, MOMENTARY, CAP COLOR Opaque RED, , 1NO2NC, NON-LIGHTED
A22NN-MPM-NRA-G202-NN | 5495 | 665149 | Pushbutton A22NN Ø22, bezel brushed metal, PROJECTED, MOMENTARY, CAP COLOR Opaque RED, , 2NC, NON-LIGHTED
A22NN-MPM-NRA-G222-NN | 6105 | 659759 | Pushbutton A22NN Ø22, bezel brushed metal, PROJECTED, MOMENTARY, CAP COLOR Opaque RED, , 3NC, NON-LIGHTED
A22NN-MPM-NWA-G002-NN | 4882 | 667015 | Pushbutton A22NN Ø22, bezel brushed metal, PROJECTED, MOMENTARY, CAP COLOR Opaque WHITE, , 1NC, NON-LIGHTED
A22NN-MPM-NWA-G100-NN | 4882 | 666397 | Pushbutton A22NN Ø22, bezel brushed metal, PROJECTED, MOMENTARY, CAP COLOR Opaque WHITE, , 1NO, NON-LIGHTED
A22NN-MPM-NWA-G101-NN | 5495 | 666399 | Pushbutton A22NN Ø22, bezel brushed metal, PROJECTED, MOMENTARY, CAP COLOR Opaque WHITE, , 2NO, NON-LIGHTED
A22NN-MPM-NWA-G102-NN | 5495 | 661841 | Pushbutton A22NN Ø22, bezel brushed metal, PROJECTED, MOMENTARY, CAP COLOR Opaque WHITE, , 1NO1NC, NON-LIGHTED
A22NN-MPM-NWA-G111-NN | 6105 | 664479 | Pushbutton A22NN Ø22, bezel brushed metal, PROJECTED, MOMENTARY, CAP COLOR Opaque WHITE, , 3NO, NON-LIGHTED
A22NN-MPM-NWA-G112-NN | 6105 | 663582 | Pushbutton A22NN Ø22, bezel brushed metal, PROJECTED, MOMENTARY, CAP COLOR Opaque WHITE, , 2NO1NC, NON-LIGHTED
A22NN-MPM-NWA-G122-NN | 6105 | 663783 | Pushbutton A22NN Ø22, bezel brushed metal, PROJECTED, MOMENTARY, CAP COLOR Opaque WHITE, , 1NO2NC, NON-LIGHTED
A22NN-MPM-NWA-G202-NN | 5495 | 664666 | Pushbutton A22NN Ø22, bezel brushed metal, PROJECTED, MOMENTARY, CAP COLOR Opaque WHITE, , 2NC, NON-LIGHTED
A22NN-MPM-NWA-G222-NN | 6105 | 659978 | Pushbutton A22NN Ø22, bezel brushed metal, PROJECTED, MOMENTARY, CAP COLOR Opaque WHITE, , 3NC, NON-LIGHTED
A22NN-MPM-NYA-G002-NN | 4882 | 664200 | Pushbutton A22NN Ø22, bezel brushed metal, PROJECTED, MOMENTARY, CAP COLOR Opaque YELLOW, , 1NC, NON-LIGHTED
A22NN-MPM-NYA-G100-NN | 4882 | 662325 | Pushbutton A22NN Ø22, bezel brushed metal, PROJECTED, MOMENTARY, CAP COLOR Opaque YELLOW, , 1NO, NON-LIGHTED
A22NN-MPM-NYA-G101-NN | 5495 | 659969 | Pushbutton A22NN Ø22, bezel brushed metal, PROJECTED, MOMENTARY, CAP COLOR Opaque YELLOW, , 2NO, NON-LIGHTED
A22NN-MPM-NYA-G102-NN | 5495 | 659760 | Pushbutton A22NN Ø22, bezel brushed metal, PROJECTED, MOMENTARY, CAP COLOR Opaque YELLOW, , 1NO1NC, NON-LIGHTED
A22NN-MPM-NYA-G111-NN | 6105 | 660405 | Pushbutton A22NN Ø22, bezel brushed metal, PROJECTED, MOMENTARY, CAP COLOR Opaque YELLOW, , 3NO, NON-LIGHTED
A22NN-MPM-NYA-G112-NN | 6105 | 663573 | Pushbutton A22NN Ø22, bezel brushed metal, PROJECTED, MOMENTARY, CAP COLOR Opaque YELLOW, , 2NO1NC, NON-LIGHTED
A22NN-MPM-NYA-G122-NN | 6105 | 661827 | Pushbutton A22NN Ø22, bezel brushed metal, PROJECTED, MOMENTARY, CAP COLOR Opaque YELLOW, , 1NO2NC, NON-LIGHTED
A22NN-MPM-NYA-G202-NN | 5495 | 661328 | Pushbutton A22NN Ø22, bezel brushed metal, PROJECTED, MOMENTARY, CAP COLOR Opaque YELLOW, , 2NC, NON-LIGHTED
A22NN-MPM-NYA-G222-NN | 6105 | 663782 | Pushbutton A22NN Ø22, bezel brushed metal, PROJECTED, MOMENTARY, CAP COLOR Opaque YELLOW, , 3NC, NON-LIGHTED
A22NN-MPM-UAA-G002-NN | 4882 | 660749 | Pushbutton A22NN Ø22, bezel brushed metal, PROJECTED, MOMENTARY, CAP COLOR Transparent BLUE, , 1NC, NON-LIGHTED
A22NN-MPM-UAA-G100-NN | 4882 | 665468 | Pushbutton A22NN Ø22, bezel brushed metal, PROJECTED, MOMENTARY, CAP COLOR Transparent BLUE, , 1NO, NON-LIGHTED
A22NN-MPM-UAA-G101-NN | 5495 | 661686 | Pushbutton A22NN Ø22, bezel brushed metal, PROJECTED, MOMENTARY, CAP COLOR Transparent BLUE, , 2NO, NON-LIGHTED
A22NN-MPM-UAA-G102-NN | 5495 | 665125 | Pushbutton A22NN Ø22, bezel brushed metal, PROJECTED, MOMENTARY, CAP COLOR Transparent BLUE, , 1NO1NC, NON-LIGHTED
A22NN-MPM-UAA-G111-NN | 6105 | 665488 | Pushbutton A22NN Ø22, bezel brushed metal, PROJECTED, MOMENTARY, CAP COLOR Transparent BLUE, , 3NO, NON-LIGHTED
A22NN-MPM-UAA-G112-NN | 6105 | 666438 | Pushbutton A22NN Ø22, bezel brushed metal, PROJECTED, MOMENTARY, CAP COLOR Transparent BLUE, , 2NO1NC, NON-LIGHTED
A22NN-MPM-UAA-G122-NN | 6105 | 665127 | Pushbutton A22NN Ø22, bezel brushed metal, PROJECTED, MOMENTARY, CAP COLOR Transparent BLUE, , 1NO2NC, NON-LIGHTED
A22NN-MPM-UAA-G202-NN | 5495 | 660750 | Pushbutton A22NN Ø22, bezel brushed metal, PROJECTED, MOMENTARY, CAP COLOR Transparent BLUE, , 2NC, NON-LIGHTED
A22NN-MPM-UAA-G222-NN | 6105 | 659793 | Pushbutton A22NN Ø22, bezel brushed metal, PROJECTED, MOMENTARY, CAP COLOR Transparent BLUE, , 3NC, NON-LIGHTED
A22NN-MPM-UGA-G002-NN | 4882 | 659784 | Pushbutton A22NN Ø22, bezel brushed metal, PROJECTED, MOMENTARY, CAP COLOR Transparent GREEN, , 1NC, NON-LIGHTED
A22NN-MPM-UGA-G100-NN | 4882 | 665122 | Pushbutton A22NN Ø22, bezel brushed metal, PROJECTED, MOMENTARY, CAP COLOR Transparent GREEN, , 1NO, NON-LIGHTED
A22NN-MPM-UGA-G101-NN | 5495 | 664512 | Pushbutton A22NN Ø22, bezel brushed metal, PROJECTED, MOMENTARY, CAP COLOR Transparent GREEN, , 2NO, NON-LIGHTED
A22NN-MPM-UGA-G102-NN | 5495 | 661643 | Pushbutton A22NN Ø22, bezel brushed metal, PROJECTED, MOMENTARY, CAP COLOR Transparent GREEN, , 1NO1NC, NON-LIGHTED
A22NN-MPM-UGA-G111-NN | 6105 | 661295 | Pushbutton A22NN Ø22, bezel brushed metal, PROJECTED, MOMENTARY, CAP COLOR Transparent GREEN, , 3NO, NON-LIGHTED
A22NN-MPM-UGA-G112-NN | 6105 | 666096 | Pushbutton A22NN Ø22, bezel brushed metal, PROJECTED, MOMENTARY, CAP COLOR Transparent GREEN, , 2NO1NC, NON-LIGHTED
A22NN-MPM-UGA-G122-NN | 6105 | 663592 | Pushbutton A22NN Ø22, bezel brushed metal, PROJECTED, MOMENTARY, CAP COLOR Transparent GREEN, , 1NO2NC, NON-LIGHTED
A22NN-MPM-UGA-G202-NN | 5495 | 662290 | Pushbutton A22NN Ø22, bezel brushed metal, PROJECTED, MOMENTARY, CAP COLOR Transparent GREEN, , 2NC, NON-LIGHTED
A22NN-MPM-UGA-G222-NN | 6105 | 666418 | Pushbutton A22NN Ø22, bezel brushed metal, PROJECTED, MOMENTARY, CAP COLOR Transparent GREEN, , 3NC, NON-LIGHTED
A22NN-MPM-URA-G002-NN | 4882 | 661739 | Pushbutton A22NN Ø22, bezel brushed metal, PROJECTED, MOMENTARY, CAP COLOR Transparent RED, , 1NC, NON-LIGHTED
A22NN-MPM-URA-G100-NN | 4882 | 664671 | Pushbutton A22NN Ø22, bezel brushed metal, PROJECTED, MOMENTARY, CAP COLOR Transparent RED, , 1NO, NON-LIGHTED
A22NN-MPM-URA-G101-NN | 5495 | 661629 | Pushbutton A22NN Ø22, bezel brushed metal, PROJECTED, MOMENTARY, CAP COLOR Transparent RED, , 2NO, NON-LIGHTED
A22NN-MPM-URA-G102-NN | 5495 | 659973 | Pushbutton A22NN Ø22, bezel brushed metal, PROJECTED, MOMENTARY, CAP COLOR Transparent RED, , 1NO1NC, NON-LIGHTED
A22NN-MPM-URA-G111-NN | 6105 | 664672 | Pushbutton A22NN Ø22, bezel brushed metal, PROJECTED, MOMENTARY, CAP COLOR Transparent RED, , 3NO, NON-LIGHTED
A22NN-MPM-URA-G112-NN | 6105 | 663791 | Pushbutton A22NN Ø22, bezel brushed metal, PROJECTED, MOMENTARY, CAP COLOR Transparent RED, , 2NO1NC, NON-LIGHTED
A22NN-MPM-URA-G122-NN | 6105 | 665123 | Pushbutton A22NN Ø22, bezel brushed metal, PROJECTED, MOMENTARY, CAP COLOR Transparent RED, , 1NO2NC, NON-LIGHTED
A22NN-MPM-URA-G202-NN | 5495 | 661836 | Pushbutton A22NN Ø22, bezel brushed metal, PROJECTED, MOMENTARY, CAP COLOR Transparent RED, , 2NC, NON-LIGHTED
A22NN-MPM-URA-G222-NN | 6105 | 659771 | Pushbutton A22NN Ø22, bezel brushed metal, PROJECTED, MOMENTARY, CAP COLOR Transparent RED, , 3NC, NON-LIGHTED
A22NN-MPM-UWA-G002-NN | 4882 | 661685 | Pushbutton A22NN Ø22, bezel brushed metal, PROJECTED, MOMENTARY, CAP COLOR Transparent WHITE, , 1NC, NON-LIGHTED
A22NN-MPM-UWA-G100-NN | 4882 | 662662 | Pushbutton A22NN Ø22, bezel brushed metal, PROJECTED, MOMENTARY, CAP COLOR Transparent WHITE, , 1NO, NON-LIGHTED
A22NN-MPM-UWA-G101-NN | 5495 | 665479 | Pushbutton A22NN Ø22, bezel brushed metal, PROJECTED, MOMENTARY, CAP COLOR Transparent WHITE, , 2NO, NON-LIGHTED
A22NN-MPM-UWA-G102-NN | 5495 | 666417 | Pushbutton A22NN Ø22, bezel brushed metal, PROJECTED, MOMENTARY, CAP COLOR Transparent WHITE, , 1NO1NC, NON-LIGHTED
A22NN-MPM-UWA-G111-NN | 6105 | 666095 | Pushbutton A22NN Ø22, bezel brushed metal, PROJECTED, MOMENTARY, CAP COLOR Transparent WHITE, , 3NO, NON-LIGHTED
A22NN-MPM-UWA-G112-NN | 6105 | 663604 | Pushbutton A22NN Ø22, bezel brushed metal, PROJECTED, MOMENTARY, CAP COLOR Transparent WHITE, , 2NO1NC, NON-LIGHTED
A22NN-MPM-UWA-G122-NN | 6105 | 666992 | Pushbutton A22NN Ø22, bezel brushed metal, PROJECTED, MOMENTARY, CAP COLOR Transparent WHITE, , 1NO2NC, NON-LIGHTED
A22NN-MPM-UWA-G202-NN | 5495 | 664166 | Pushbutton A22NN Ø22, bezel brushed metal, PROJECTED, MOMENTARY, CAP COLOR Transparent WHITE, , 2NC, NON-LIGHTED
A22NN-MPM-UWA-G222-NN | 6105 | 661642 | Pushbutton A22NN Ø22, bezel brushed metal, PROJECTED, MOMENTARY, CAP COLOR Transparent WHITE, , 3NC, NON-LIGHTED
A22NN-MPM-UYA-G002-NN | 4882 | 662663 | Pushbutton A22NN Ø22, bezel brushed metal, PROJECTED, MOMENTARY, CAP COLOR Transparent YELLOW, , 1NC, NON-LIGHTED
A22NN-MPM-UYA-G100-NN | 4882 | 661294 | Pushbutton A22NN Ø22, bezel brushed metal, PROJECTED, MOMENTARY, CAP COLOR Transparent YELLOW, , 1NO, NON-LIGHTED
A22NN-MPM-UYA-G101-NN | 5495 | 666412 | Pushbutton A22NN Ø22, bezel brushed metal, PROJECTED, MOMENTARY, CAP COLOR Transparent YELLOW, , 2NO, NON-LIGHTED
A22NN-MPM-UYA-G102-NN | 5495 | 664507 | Pushbutton A22NN Ø22, bezel brushed metal, PROJECTED, MOMENTARY, CAP COLOR Transparent YELLOW, , 1NO1NC, NON-LIGHTED
A22NN-MPM-UYA-G111-NN | 6105 | 666993 | Pushbutton A22NN Ø22, bezel brushed metal, PROJECTED, MOMENTARY, CAP COLOR Transparent YELLOW, , 3NO, NON-LIGHTED
A22NN-MPM-UYA-G112-NN | 6105 | 666092 | Pushbutton A22NN Ø22, bezel brushed metal, PROJECTED, MOMENTARY, CAP COLOR Transparent YELLOW, , 2NO1NC, NON-LIGHTED
A22NN-MPM-UYA-G122-NN | 6105 | 664513 | Pushbutton A22NN Ø22, bezel brushed metal, PROJECTED, MOMENTARY, CAP COLOR Transparent YELLOW, , 1NO2NC, NON-LIGHTED
A22NN-MPM-UYA-G202-NN | 5495 | 661652 | Pushbutton A22NN Ø22, bezel brushed metal, PROJECTED, MOMENTARY, CAP COLOR Transparent YELLOW, , 2NC, NON-LIGHTED
A22NN-MPM-UYA-G222-NN | 6105 | 663593 | Pushbutton A22NN Ø22, bezel brushed metal, PROJECTED, MOMENTARY, CAP COLOR Transparent YELLOW, , 3NC, NON-LIGHTED
A22NN-RMA-NAA-G002-NN | 4882 | 662723 | Pushbutton A22NN Ø22, bezel metal, MUSHROOM, Alternate, CAP COLOR Opaque BLUE, , 1NC, NON-LIGHTED
A22NN-RMA-NAA-G100-NN | 4882 | 660776 | Pushbutton A22NN Ø22, bezel metal, MUSHROOM, Alternate, CAP COLOR Opaque BLUE, , 1NO, NON-LIGHTED
A22NN-RMA-NAA-G101-NN | 6105 | 660676 | Pushbutton A22NN Ø22, bezel metal, MUSHROOM, Alternate, CAP COLOR Opaque BLUE, , 2NO, NON-LIGHTED
A22NN-RMA-NAA-G102-NN | 6105 | 660322 | Pushbutton A22NN Ø22, bezel metal, MUSHROOM, Alternate, CAP COLOR Opaque BLUE, , 1NO1NC, NON-LIGHTED
A22NN-RMA-NAA-G111-NN | 6725 | 659840 | Pushbutton A22NN Ø22, bezel metal, MUSHROOM, Alternate, CAP COLOR Opaque BLUE, , 3NO, NON-LIGHTED
A22NN-RMA-NAA-G112-NN | 6725 | 660793 | Pushbutton A22NN Ø22, bezel metal, MUSHROOM, Alternate, CAP COLOR Opaque BLUE, , 2NO1NC, NON-LIGHTED
A22NN-RMA-NAA-G122-NN | 6105 | 664565 | Pushbutton A22NN Ø22, bezel metal, MUSHROOM, Alternate, CAP COLOR Opaque BLUE, , 1NO2NC, NON-LIGHTED
A22NN-RMA-NAA-G202-NN | 6105 | 665067 | Pushbutton A22NN Ø22, bezel metal, MUSHROOM, Alternate, CAP COLOR Opaque BLUE, , 2NC, NON-LIGHTED
A22NN-RMA-NAA-G222-NN | 6725 | 660775 | Pushbutton A22NN Ø22, bezel metal, MUSHROOM, Alternate, CAP COLOR Opaque BLUE, , 3NC, NON-LIGHTED
A22NN-RMA-NBA-G002-NN | 4882 | 663646 | Pushbutton A22NN Ø22, bezel metal, MUSHROOM, Alternate, CAP COLOR Opaque BLACK, , 1NC, NON-LIGHTED
A22NN-RMA-NBA-G100-NN | 4882 | 663656 | Pushbutton A22NN Ø22, bezel metal, MUSHROOM, Alternate, CAP COLOR Opaque BLACK, , 1NO, NON-LIGHTED
A22NN-RMA-NBA-G101-NN | 6105 | 660583 | Pushbutton A22NN Ø22, bezel metal, MUSHROOM, Alternate, CAP COLOR Opaque BLACK, , 2NO, NON-LIGHTED
A22NN-RMA-NBA-G102-NN | 6105 | 662226 | Pushbutton A22NN Ø22, bezel metal, MUSHROOM, Alternate, CAP COLOR Opaque BLACK, , 1NO1NC, NON-LIGHTED
A22NN-RMA-NBA-G111-NN | 6725 | 663478 | Pushbutton A22NN Ø22, bezel metal, MUSHROOM, Alternate, CAP COLOR Opaque BLACK, , 3NO, NON-LIGHTED
A22NN-RMA-NBA-G112-NN | 6725 | 665420 | Pushbutton A22NN Ø22, bezel metal, MUSHROOM, Alternate, CAP COLOR Opaque BLACK, , 2NO1NC, NON-LIGHTED
A22NN-RMA-NBA-G122-NN | 6105 | 665549 | Pushbutton A22NN Ø22, bezel metal, MUSHROOM, Alternate, CAP COLOR Opaque BLACK, , 1NO2NC, NON-LIGHTED
A22NN-RMA-NBA-G202-NN | 6105 | 665540 | Pushbutton A22NN Ø22, bezel metal, MUSHROOM, Alternate, CAP COLOR Opaque BLACK, , 2NC, NON-LIGHTED
A22NN-RMA-NBA-G222-NN | 6725 | 666478 | Pushbutton A22NN Ø22, bezel metal, MUSHROOM, Alternate, CAP COLOR Opaque BLACK, , 3NC, NON-LIGHTED
A22NN-RMA-NGA-G002-NN | 4882 | 660767 | Pushbutton A22NN Ø22, bezel metal, MUSHROOM, Alternate, CAP COLOR Opaque GREEN, , 1NC, NON-LIGHTED
A22NN-RMA-NGA-G100-NN | 4882 | 665327 | Pushbutton A22NN Ø22, bezel metal, MUSHROOM, Alternate, CAP COLOR Opaque GREEN, , 1NO, NON-LIGHTED
A22NN-RMA-NGA-G101-NN | 6105 | 661248 | Pushbutton A22NN Ø22, bezel metal, MUSHROOM, Alternate, CAP COLOR Opaque GREEN, , 2NO, NON-LIGHTED
A22NN-RMA-NGA-G102-NN | 6105 | 662493 | Pushbutton A22NN Ø22, bezel metal, MUSHROOM, Alternate, CAP COLOR Opaque GREEN, , 1NO1NC, NON-LIGHTED
A22NN-RMA-NGA-G111-NN | 6725 | 664557 | Pushbutton A22NN Ø22, bezel metal, MUSHROOM, Alternate, CAP COLOR Opaque GREEN, , 3NO, NON-LIGHTED
A22NN-RMA-NGA-G112-NN | 6725 | 660319 | Pushbutton A22NN Ø22, bezel metal, MUSHROOM, Alternate, CAP COLOR Opaque GREEN, , 2NO1NC, NON-LIGHTED
A22NN-RMA-NGA-G122-NN | 6105 | 660661 | Pushbutton A22NN Ø22, bezel metal, MUSHROOM, Alternate, CAP COLOR Opaque GREEN, , 1NO2NC, NON-LIGHTED
A22NN-RMA-NGA-G202-NN | 6105 | 667198 | Pushbutton A22NN Ø22, bezel metal, MUSHROOM, Alternate, CAP COLOR Opaque GREEN, , 2NC, NON-LIGHTED
A22NN-RMA-NGA-G222-NN | 6725 | 664445 | Pushbutton A22NN Ø22, bezel metal, MUSHROOM, Alternate, CAP COLOR Opaque GREEN, , 3NC, NON-LIGHTED
A22NN-RMA-NRA-G002-NN | 4882 | 663475 | Pushbutton A22NN Ø22, bezel metal, MUSHROOM, Alternate, CAP COLOR Opaque RED, , 1NC, NON-LIGHTED
A22NN-RMA-NRA-G100-NN | 4882 | 662223 | Pushbutton A22NN Ø22, bezel metal, MUSHROOM, Alternate, CAP COLOR Opaque RED, , 1NO, NON-LIGHTED
A22NN-RMA-NRA-G101-NN | 6105 | 663537 | Pushbutton A22NN Ø22, bezel metal, MUSHROOM, Alternate, CAP COLOR Opaque RED, , 2NO, NON-LIGHTED
A22NN-RMA-NRA-G102-NN | 6105 | 661492 | Pushbutton A22NN Ø22, bezel metal, MUSHROOM, Alternate, CAP COLOR Opaque RED, , 1NO1NC, NON-LIGHTED
A22NN-RMA-NRA-G111-NN | 6725 | 661706 | Pushbutton A22NN Ø22, bezel metal, MUSHROOM, Alternate, CAP COLOR Opaque RED, , 3NO, NON-LIGHTED
A22NN-RMA-NRA-G112-NN | 6725 | 660663 | Pushbutton A22NN Ø22, bezel metal, MUSHROOM, Alternate, CAP COLOR Opaque RED, , 2NO1NC, NON-LIGHTED
A22NN-RMA-NRA-G122-NN | 6105 | 664443 | Pushbutton A22NN Ø22, bezel metal, MUSHROOM, Alternate, CAP COLOR Opaque RED, , 1NO2NC, NON-LIGHTED
A22NN-RMA-NRA-G202-NN | 6105 | 660768 | Pushbutton A22NN Ø22, bezel metal, MUSHROOM, Alternate, CAP COLOR Opaque RED, , 2NC, NON-LIGHTED
A22NN-RMA-NRA-G222-NN | 6725 | 664116 | Pushbutton A22NN Ø22, bezel metal, MUSHROOM, Alternate, CAP COLOR Opaque RED, , 3NC, NON-LIGHTED
A22NN-RMA-NWA-G002-NN | 4882 | 660574 | Pushbutton A22NN Ø22, bezel metal, MUSHROOM, Alternate, CAP COLOR Opaque WHITE, , 1NC, NON-LIGHTED
A22NN-RMA-NWA-G100-NN | 4882 | 666278 | Pushbutton A22NN Ø22, bezel metal, MUSHROOM, Alternate, CAP COLOR Opaque WHITE, , 1NO, NON-LIGHTED
A22NN-RMA-NWA-G101-NN | 6105 | 663655 | Pushbutton A22NN Ø22, bezel metal, MUSHROOM, Alternate, CAP COLOR Opaque WHITE, , 2NO, NON-LIGHTED
A22NN-RMA-NWA-G102-NN | 6105 | 660777 | Pushbutton A22NN Ø22, bezel metal, MUSHROOM, Alternate, CAP COLOR Opaque WHITE, , 1NO1NC, NON-LIGHTED
A22NN-RMA-NWA-G111-NN | 6725 | 663657 | Pushbutton A22NN Ø22, bezel metal, MUSHROOM, Alternate, CAP COLOR Opaque WHITE, , 3NO, NON-LIGHTED
A22NN-RMA-NWA-G112-NN | 6725 | 660778 | Pushbutton A22NN Ø22, bezel metal, MUSHROOM, Alternate, CAP COLOR Opaque WHITE, , 2NO1NC, NON-LIGHTED
A22NN-RMA-NWA-G122-NN | 6105 | 665548 | Pushbutton A22NN Ø22, bezel metal, MUSHROOM, Alternate, CAP COLOR Opaque WHITE, , 1NO2NC, NON-LIGHTED
A22NN-RMA-NWA-G202-NN | 6105 | 659852 | Pushbutton A22NN Ø22, bezel metal, MUSHROOM, Alternate, CAP COLOR Opaque WHITE, , 2NC, NON-LIGHTED
A22NN-RMA-NWA-G222-NN | 6725 | 665419 | Pushbutton A22NN Ø22, bezel metal, MUSHROOM, Alternate, CAP COLOR Opaque WHITE, , 3NC, NON-LIGHTED
A22NN-RMA-NYA-G002-NN | 4882 | 664370 | Pushbutton A22NN Ø22, bezel metal, MUSHROOM, Alternate, CAP COLOR Opaque YELLOW, , 1NC, NON-LIGHTED
A22NN-RMA-NYA-G100-NN | 4882 | 660321 | Pushbutton A22NN Ø22, bezel metal, MUSHROOM, Alternate, CAP COLOR Opaque YELLOW, , 1NO, NON-LIGHTED
A22NN-RMA-NYA-G101-NN | 6105 | 660573 | Pushbutton A22NN Ø22, bezel metal, MUSHROOM, Alternate, CAP COLOR Opaque YELLOW, , 2NO, NON-LIGHTED
A22NN-RMA-NYA-G102-NN | 6105 | 666279 | Pushbutton A22NN Ø22, bezel metal, MUSHROOM, Alternate, CAP COLOR Opaque YELLOW, , 1NO1NC, NON-LIGHTED
A22NN-RMA-NYA-G111-NN | 6725 | 664114 | Pushbutton A22NN Ø22, bezel metal, MUSHROOM, Alternate, CAP COLOR Opaque YELLOW, , 3NO, NON-LIGHTED
A22NN-RMA-NYA-G112-NN | 6725 | 660662 | Pushbutton A22NN Ø22, bezel metal, MUSHROOM, Alternate, CAP COLOR Opaque YELLOW, , 2NO1NC, NON-LIGHTED
A22NN-RMA-NYA-G122-NN | 6105 | 663476 | Pushbutton A22NN Ø22, bezel metal, MUSHROOM, Alternate, CAP COLOR Opaque YELLOW, , 1NO2NC, NON-LIGHTED
A22NN-RMA-NYA-G202-NN | 6105 | 666022 | Pushbutton A22NN Ø22, bezel metal, MUSHROOM, Alternate, CAP COLOR Opaque YELLOW, , 2NC, NON-LIGHTED
A22NN-RMA-NYA-G222-NN | 6725 | 664369 | Pushbutton A22NN Ø22, bezel metal, MUSHROOM, Alternate, CAP COLOR Opaque YELLOW, , 3NC, NON-LIGHTED
A22NN-RMA-UAA-G002-NN | 4882 | 664188 | Pushbutton A22NN Ø22, bezel metal, MUSHROOM, Alternate, CAP COLOR Transparent BLUE, , 1NC, NON-LIGHTED
A22NN-RMA-UAA-G100-NN | 4882 | 666975 | Pushbutton A22NN Ø22, bezel metal, MUSHROOM, Alternate, CAP COLOR Transparent BLUE, , 1NO, NON-LIGHTED
A22NN-RMA-UAA-G101-NN | 6105 | 664374 | Pushbutton A22NN Ø22, bezel metal, MUSHROOM, Alternate, CAP COLOR Transparent BLUE, , 2NO, NON-LIGHTED
A22NN-RMA-UAA-G102-NN | 6105 | 661259 | Pushbutton A22NN Ø22, bezel metal, MUSHROOM, Alternate, CAP COLOR Transparent BLUE, , 1NO1NC, NON-LIGHTED
A22NN-RMA-UAA-G111-NN | 6725 | 665345 | Pushbutton A22NN Ø22, bezel metal, MUSHROOM, Alternate, CAP COLOR Transparent BLUE, , 3NO, NON-LIGHTED
A22NN-RMA-UAA-G112-NN | 6725 | 667217 | Pushbutton A22NN Ø22, bezel metal, MUSHROOM, Alternate, CAP COLOR Transparent BLUE, , 2NO1NC, NON-LIGHTED
A22NN-RMA-UAA-G122-NN | 6105 | 661258 | Pushbutton A22NN Ø22, bezel metal, MUSHROOM, Alternate, CAP COLOR Transparent BLUE, , 1NO2NC, NON-LIGHTED
A22NN-RMA-UAA-G202-NN | 6105 | 665344 | Pushbutton A22NN Ø22, bezel metal, MUSHROOM, Alternate, CAP COLOR Transparent BLUE, , 2NC, NON-LIGHTED
A22NN-RMA-UAA-G222-NN | 6725 | 665069 | Pushbutton A22NN Ø22, bezel metal, MUSHROOM, Alternate, CAP COLOR Transparent BLUE, , 3NC, NON-LIGHTED
A22NN-RMA-UGA-G002-NN | 4882 | 659851 | Pushbutton A22NN Ø22, bezel metal, MUSHROOM, Alternate, CAP COLOR Transparent GREEN, , 1NC, NON-LIGHTED
A22NN-RMA-UGA-G100-NN | 4882 | 665065 | Pushbutton A22NN Ø22, bezel metal, MUSHROOM, Alternate, CAP COLOR Transparent GREEN, , 1NO, NON-LIGHTED
A22NN-RMA-UGA-G101-NN | 6105 | 663224 | Pushbutton A22NN Ø22, bezel metal, MUSHROOM, Alternate, CAP COLOR Transparent GREEN, , 2NO, NON-LIGHTED
A22NN-RMA-UGA-G102-NN | 6105 | 663221 | Pushbutton A22NN Ø22, bezel metal, MUSHROOM, Alternate, CAP COLOR Transparent GREEN, , 1NO1NC, NON-LIGHTED
A22NN-RMA-UGA-G111-NN | 6725 | 666989 | Pushbutton A22NN Ø22, bezel metal, MUSHROOM, Alternate, CAP COLOR Transparent GREEN, , 3NO, NON-LIGHTED
A22NN-RMA-UGA-G112-NN | 6725 | 666090 | Pushbutton A22NN Ø22, bezel metal, MUSHROOM, Alternate, CAP COLOR Transparent GREEN, , 2NO1NC, NON-LIGHTED
A22NN-RMA-UGA-G122-NN | 6105 | 664452 | Pushbutton A22NN Ø22, bezel metal, MUSHROOM, Alternate, CAP COLOR Transparent GREEN, , 1NO2NC, NON-LIGHTED
A22NN-RMA-UGA-G202-NN | 6105 | 665073 | Pushbutton A22NN Ø22, bezel metal, MUSHROOM, Alternate, CAP COLOR Transparent GREEN, , 2NC, NON-LIGHTED
A22NN-RMA-UGA-G222-NN | 6725 | 665072 | Pushbutton A22NN Ø22, bezel metal, MUSHROOM, Alternate, CAP COLOR Transparent GREEN, , 3NC, NON-LIGHTED
A22NN-RMA-URA-G002-NN | 4882 | 660792 | Pushbutton A22NN Ø22, bezel metal, MUSHROOM, Alternate, CAP COLOR Transparent RED, , 1NC, NON-LIGHTED
A22NN-RMA-URA-G100-NN | 4882 | 661716 | Pushbutton A22NN Ø22, bezel metal, MUSHROOM, Alternate, CAP COLOR Transparent RED, , 1NO, NON-LIGHTED
A22NN-RMA-URA-G101-NN | 6105 | 662722 | Pushbutton A22NN Ø22, bezel metal, MUSHROOM, Alternate, CAP COLOR Transparent RED, , 2NO, NON-LIGHTED
A22NN-RMA-URA-G102-NN | 6105 | 663545 | Pushbutton A22NN Ø22, bezel metal, MUSHROOM, Alternate, CAP COLOR Transparent RED, , 1NO1NC, NON-LIGHTED
A22NN-RMA-URA-G111-NN | 6725 | 659853 | Pushbutton A22NN Ø22, bezel metal, MUSHROOM, Alternate, CAP COLOR Transparent RED, , 3NO, NON-LIGHTED
A22NN-RMA-URA-G112-NN | 6725 | 664459 | Pushbutton A22NN Ø22, bezel metal, MUSHROOM, Alternate, CAP COLOR Transparent RED, , 2NO1NC, NON-LIGHTED
A22NN-RMA-URA-G122-NN | 6105 | 661717 | Pushbutton A22NN Ø22, bezel metal, MUSHROOM, Alternate, CAP COLOR Transparent RED, , 1NO2NC, NON-LIGHTED
A22NN-RMA-URA-G202-NN | 6105 | 662715 | Pushbutton A22NN Ø22, bezel metal, MUSHROOM, Alternate, CAP COLOR Transparent RED, , 2NC, NON-LIGHTED
A22NN-RMA-URA-G222-NN | 6725 | 660774 | Pushbutton A22NN Ø22, bezel metal, MUSHROOM, Alternate, CAP COLOR Transparent RED, , 3NC, NON-LIGHTED
A22NN-RMA-UWA-G002-NN | 4882 | 662517 | Pushbutton A22NN Ø22, bezel metal, MUSHROOM, Alternate, CAP COLOR Transparent WHITE, , 1NC, NON-LIGHTED
A22NN-RMA-UWA-G100-NN | 4882 | 662595 | Pushbutton A22NN Ø22, bezel metal, MUSHROOM, Alternate, CAP COLOR Transparent WHITE, , 1NO, NON-LIGHTED
A22NN-RMA-UWA-G101-NN | 6105 | 665120 | Pushbutton A22NN Ø22, bezel metal, MUSHROOM, Alternate, CAP COLOR Transparent WHITE, , 2NO, NON-LIGHTED
A22NN-RMA-UWA-G102-NN | 6105 | 667225 | Pushbutton A22NN Ø22, bezel metal, MUSHROOM, Alternate, CAP COLOR Transparent WHITE, , 1NO1NC, NON-LIGHTED
A22NN-RMA-UWA-G111-NN | 6725 | 666029 | Pushbutton A22NN Ø22, bezel metal, MUSHROOM, Alternate, CAP COLOR Transparent WHITE, , 3NO, NON-LIGHTED
A22NN-RMA-UWA-G112-NN | 6725 | 663226 | Pushbutton A22NN Ø22, bezel metal, MUSHROOM, Alternate, CAP COLOR Transparent WHITE, , 2NO1NC, NON-LIGHTED
A22NN-RMA-UWA-G122-NN | 6105 | 666034 | Pushbutton A22NN Ø22, bezel metal, MUSHROOM, Alternate, CAP COLOR Transparent WHITE, , 1NO2NC, NON-LIGHTED
A22NN-RMA-UWA-G202-NN | 6105 | 662233 | Pushbutton A22NN Ø22, bezel metal, MUSHROOM, Alternate, CAP COLOR Transparent WHITE, , 2NC, NON-LIGHTED
A22NN-RMA-UWA-G222-NN | 6725 | 667216 | Pushbutton A22NN Ø22, bezel metal, MUSHROOM, Alternate, CAP COLOR Transparent WHITE, , 3NC, NON-LIGHTED
A22NN-RMA-UYA-G002-NN | 4882 | 661285 | Pushbutton A22NN Ø22, bezel metal, MUSHROOM, Alternate, CAP COLOR Transparent YELLOW, , 1NC, NON-LIGHTED
A22NN-RMA-UYA-G100-NN | 4882 | 664460 | Pushbutton A22NN Ø22, bezel metal, MUSHROOM, Alternate, CAP COLOR Transparent YELLOW, , 1NO, NON-LIGHTED
A22NN-RMA-UYA-G101-NN | 6105 | 665347 | Pushbutton A22NN Ø22, bezel metal, MUSHROOM, Alternate, CAP COLOR Transparent YELLOW, , 2NO, NON-LIGHTED
A22NN-RMA-UYA-G102-NN | 6105 | 665139 | Pushbutton A22NN Ø22, bezel metal, MUSHROOM, Alternate, CAP COLOR Transparent YELLOW, , 1NO1NC, NON-LIGHTED
A22NN-RMA-UYA-G111-NN | 6725 | 663234 | Pushbutton A22NN Ø22, bezel metal, MUSHROOM, Alternate, CAP COLOR Transparent YELLOW, , 3NO, NON-LIGHTED
A22NN-RMA-UYA-G112-NN | 6725 | 663492 | Pushbutton A22NN Ø22, bezel metal, MUSHROOM, Alternate, CAP COLOR Transparent YELLOW, , 2NO1NC, NON-LIGHTED
A22NN-RMA-UYA-G122-NN | 6105 | 661254 | Pushbutton A22NN Ø22, bezel metal, MUSHROOM, Alternate, CAP COLOR Transparent YELLOW, , 1NO2NC, NON-LIGHTED
A22NN-RMA-UYA-G202-NN | 6105 | 663489 | Pushbutton A22NN Ø22, bezel metal, MUSHROOM, Alternate, CAP COLOR Transparent YELLOW, , 2NC, NON-LIGHTED
A22NN-RMA-UYA-G222-NN | 6725 | 663284 | Pushbutton A22NN Ø22, bezel metal, MUSHROOM, Alternate, CAP COLOR Transparent YELLOW, , 3NC, NON-LIGHTED
A22NN-RMM-NAA-G002-NN | 4882 | 666906 | Pushbutton A22NN Ø22, bezel metal, MUSHROOM, MOMENTARY, CAP COLOR Opaque BLUE, , 1NC, NON-LIGHTED
A22NN-RMM-NAA-G100-NN | 4882 | 664092 | Pushbutton A22NN Ø22, bezel metal, MUSHROOM, MOMENTARY, CAP COLOR Opaque BLUE, , 1NO, NON-LIGHTED
A22NN-RMM-NAA-G101-NN | 5495 | 665038 | Pushbutton A22NN Ø22, bezel metal, MUSHROOM, MOMENTARY, CAP COLOR Opaque BLUE, , 2NO, NON-LIGHTED
A22NN-RMM-NAA-G102-NN | 5495 | 666904 | Pushbutton A22NN Ø22, bezel metal, MUSHROOM, MOMENTARY, CAP COLOR Opaque BLUE, , 1NO1NC, NON-LIGHTED
A22NN-RMM-NAA-G111-NN | 6105 | 660735 | Pushbutton A22NN Ø22, bezel metal, MUSHROOM, MOMENTARY, CAP COLOR Opaque BLUE, , 3NO, NON-LIGHTED
A22NN-RMM-NAA-G112-NN | 6105 | 661735 | Pushbutton A22NN Ø22, bezel metal, MUSHROOM, MOMENTARY, CAP COLOR Opaque BLUE, , 2NO1NC, NON-LIGHTED
A22NN-RMM-NAA-G122-NN | 6105 | 665496 | Pushbutton A22NN Ø22, bezel metal, MUSHROOM, MOMENTARY, CAP COLOR Opaque BLUE, , 1NO2NC, NON-LIGHTED
A22NN-RMM-NAA-G202-NN | 5495 | 664099 | Pushbutton A22NN Ø22, bezel metal, MUSHROOM, MOMENTARY, CAP COLOR Opaque BLUE, , 2NC, NON-LIGHTED
A22NN-RMM-NAA-G222-NN | 6105 | 660296 | Pushbutton A22NN Ø22, bezel metal, MUSHROOM, MOMENTARY, CAP COLOR Opaque BLUE, , 3NC, NON-LIGHTED
A22NN-RMM-NBA-G002-NN | 4882 | 666905 | Pushbutton A22NN Ø22, bezel metal, MUSHROOM, MOMENTARY, CAP COLOR Opaque BLACK, , 1NC, NON-LIGHTED
A22NN-RMM-NBA-G100-NN | 4882 | 662203 | Pushbutton A22NN Ø22, bezel metal, MUSHROOM, MOMENTARY, CAP COLOR Opaque BLACK, , 1NO, NON-LIGHTED
A22NN-RMM-NBA-G101-NN | 5495 | 664347 | Pushbutton A22NN Ø22, bezel metal, MUSHROOM, MOMENTARY, CAP COLOR Opaque BLACK, , 2NO, NON-LIGHTED
A22NN-RMM-NBA-G102-NN | 5495 | 660290 | Pushbutton A22NN Ø22, bezel metal, MUSHROOM, MOMENTARY, CAP COLOR Opaque BLACK, , 1NO1NC, NON-LIGHTED
A22NN-RMM-NBA-G111-NN | 6105 | 663605 | Pushbutton A22NN Ø22, bezel metal, MUSHROOM, MOMENTARY, CAP COLOR Opaque BLACK, , 3NO, NON-LIGHTED
A22NN-RMM-NBA-G112-NN | 6105 | 659868 | Pushbutton A22NN Ø22, bezel metal, MUSHROOM, MOMENTARY, CAP COLOR Opaque BLACK, , 2NO1NC, NON-LIGHTED
A22NN-RMM-NBA-G122-NN | 6105 | 666007 | Pushbutton A22NN Ø22, bezel metal, MUSHROOM, MOMENTARY, CAP COLOR Opaque BLACK, , 1NO2NC, NON-LIGHTED
A22NN-RMM-NBA-G202-NN | 5495 | 664104 | Pushbutton A22NN Ø22, bezel metal, MUSHROOM, MOMENTARY, CAP COLOR Opaque BLACK, , 2NC, NON-LIGHTED
A22NN-RMM-NBA-G222-NN | 6105 | 666000 | Pushbutton A22NN Ø22, bezel metal, MUSHROOM, MOMENTARY, CAP COLOR Opaque BLACK, , 3NC, NON-LIGHTED
A22NN-RMM-NBA-P100-NN | 4441 | 674181 | Pushbutton A22NN Ø22, bezel metal, MUSHROOM, MOMENTARY, cap color Opaque Black, 1NO, NON-Lighted, push-in terminal
A22NN-RMM-NGA-G002-NN | 4882 | 665497 | Pushbutton A22NN Ø22, bezel metal, MUSHROOM, MOMENTARY, CAP COLOR Opaque GREEN, , 1NC, NON-LIGHTED
A22NN-RMM-NGA-G100-NN | 4882 | 664528 | Pushbutton A22NN Ø22, bezel metal, MUSHROOM, MOMENTARY, CAP COLOR Opaque GREEN, , 1NO, NON-LIGHTED
A22NN-RMM-NGA-G101-NN | 5495 | 660289 | Pushbutton A22NN Ø22, bezel metal, MUSHROOM, MOMENTARY, CAP COLOR Opaque GREEN, , 2NO, NON-LIGHTED
A22NN-RMM-NGA-G102-NN | 5495 | 663684 | Pushbutton A22NN Ø22, bezel metal, MUSHROOM, MOMENTARY, CAP COLOR Opaque GREEN, , 1NO1NC, NON-LIGHTED
A22NN-RMM-NGA-G111-NN | 6105 | 665295 | Pushbutton A22NN Ø22, bezel metal, MUSHROOM, MOMENTARY, CAP COLOR Opaque GREEN, , 3NO, NON-LIGHTED
A22NN-RMM-NGA-G112-NN | 6105 | 660823 | Pushbutton A22NN Ø22, bezel metal, MUSHROOM, MOMENTARY, CAP COLOR Opaque GREEN, , 2NO1NC, NON-LIGHTED
A22NN-RMM-NGA-G122-NN | 6105 | 661230 | Pushbutton A22NN Ø22, bezel metal, MUSHROOM, MOMENTARY, CAP COLOR Opaque GREEN, , 1NO2NC, NON-LIGHTED
A22NN-RMM-NGA-G202-NN | 5495 | 664348 | Pushbutton A22NN Ø22, bezel metal, MUSHROOM, MOMENTARY, CAP COLOR Opaque GREEN, , 2NC, NON-LIGHTED
A22NN-RMM-NGA-G222-NN | 6105 | 664349 | Pushbutton A22NN Ø22, bezel metal, MUSHROOM, MOMENTARY, CAP COLOR Opaque GREEN, , 3NC, NON-LIGHTED
A22NN-RMM-NRA-G002-NN | 4882 | 661302 | Pushbutton A22NN Ø22, bezel metal, MUSHROOM, MOMENTARY, CAP COLOR Opaque RED, , 1NC, NON-LIGHTED
A22NN-RMM-NRA-G100-NN | 4882 | 659788 | Pushbutton A22NN Ø22, bezel metal, MUSHROOM, MOMENTARY, CAP COLOR Opaque RED, , 1NO, NON-LIGHTED
A22NN-RMM-NRA-G101-NN | 5495 | 666420 | Pushbutton A22NN Ø22, bezel metal, MUSHROOM, MOMENTARY, CAP COLOR Opaque RED, , 2NO, NON-LIGHTED
A22NN-RMM-NRA-G102-NN | 5495 | 661665 | Pushbutton A22NN Ø22, bezel metal, MUSHROOM, MOMENTARY, CAP COLOR Opaque RED, , 1NO1NC, NON-LIGHTED
A22NN-RMM-NRA-G111-NN | 6105 | 665140 | Pushbutton A22NN Ø22, bezel metal, MUSHROOM, MOMENTARY, CAP COLOR Opaque RED, , 3NO, NON-LIGHTED
A22NN-RMM-NRA-G112-NN | 6105 | 663448 | Pushbutton A22NN Ø22, bezel metal, MUSHROOM, MOMENTARY, CAP COLOR Opaque RED, , 2NO1NC, NON-LIGHTED
A22NN-RMM-NRA-G122-NN | 6105 | 661745 | Pushbutton A22NN Ø22, bezel metal, MUSHROOM, MOMENTARY, CAP COLOR Opaque RED, , 1NO2NC, NON-LIGHTED
A22NN-RMM-NRA-G202-NN | 5495 | 659775 | Pushbutton A22NN Ø22, bezel metal, MUSHROOM, MOMENTARY, CAP COLOR Opaque RED, , 2NC, NON-LIGHTED
A22NN-RMM-NRA-G222-NN | 6105 | 665044 | Pushbutton A22NN Ø22, bezel metal, MUSHROOM, MOMENTARY, CAP COLOR Opaque RED, , 3NC, NON-LIGHTED
A22NN-RMM-NWA-G002-NN | 4882 | 663201 | Pushbutton A22NN Ø22, bezel metal, MUSHROOM, MOMENTARY, CAP COLOR Opaque WHITE, , 1NC, NON-LIGHTED
A22NN-RMM-NWA-G100-NN | 4882 | 666909 | Pushbutton A22NN Ø22, bezel metal, MUSHROOM, MOMENTARY, CAP COLOR Opaque WHITE, , 1NO, NON-LIGHTED
A22NN-RMM-NWA-G101-NN | 5495 | 666001 | Pushbutton A22NN Ø22, bezel metal, MUSHROOM, MOMENTARY, CAP COLOR Opaque WHITE, , 2NO, NON-LIGHTED
A22NN-RMM-NWA-G102-NN | 5495 | 663196 | Pushbutton A22NN Ø22, bezel metal, MUSHROOM, MOMENTARY, CAP COLOR Opaque WHITE, , 1NO1NC, NON-LIGHTED
A22NN-RMM-NWA-G111-NN | 6105 | 659876 | Pushbutton A22NN Ø22, bezel metal, MUSHROOM, MOMENTARY, CAP COLOR Opaque WHITE, , 3NO, NON-LIGHTED
A22NN-RMM-NWA-G112-NN | 6105 | 661669 | Pushbutton A22NN Ø22, bezel metal, MUSHROOM, MOMENTARY, CAP COLOR Opaque WHITE, , 2NO1NC, NON-LIGHTED
A22NN-RMM-NWA-G122-NN | 6105 | 662743 | Pushbutton A22NN Ø22, bezel metal, MUSHROOM, MOMENTARY, CAP COLOR Opaque WHITE, , 1NO2NC, NON-LIGHTED
A22NN-RMM-NWA-G202-NN | 5495 | 666008 | Pushbutton A22NN Ø22, bezel metal, MUSHROOM, MOMENTARY, CAP COLOR Opaque WHITE, , 2NC, NON-LIGHTED
A22NN-RMM-NWA-G222-NN | 6105 | 666907 | Pushbutton A22NN Ø22, bezel metal, MUSHROOM, MOMENTARY, CAP COLOR Opaque WHITE, , 3NC, NON-LIGHTED
A22NN-RMM-NYA-G002-NN | 4882 | 662474 | Pushbutton A22NN Ø22, bezel metal, MUSHROOM, MOMENTARY, CAP COLOR Opaque YELLOW, , 1NC, NON-LIGHTED
A22NN-RMM-NYA-G100-NN | 4882 | 663683 | Pushbutton A22NN Ø22, bezel metal, MUSHROOM, MOMENTARY, CAP COLOR Opaque YELLOW, , 1NO, NON-LIGHTED
A22NN-RMM-NYA-G101-NN | 5495 | 664100 | Pushbutton A22NN Ø22, bezel metal, MUSHROOM, MOMENTARY, CAP COLOR Opaque YELLOW, , 2NO, NON-LIGHTED
A22NN-RMM-NYA-G102-NN | 5495 | 661235 | Pushbutton A22NN Ø22, bezel metal, MUSHROOM, MOMENTARY, CAP COLOR Opaque YELLOW, , 1NO1NC, NON-LIGHTED
A22NN-RMM-NYA-G111-NN | 6105 | 663203 | Pushbutton A22NN Ø22, bezel metal, MUSHROOM, MOMENTARY, CAP COLOR Opaque YELLOW, , 3NO, NON-LIGHTED
A22NN-RMM-NYA-G112-NN | 6105 | 666002 | Pushbutton A22NN Ø22, bezel metal, MUSHROOM, MOMENTARY, CAP COLOR Opaque YELLOW, , 2NO1NC, NON-LIGHTED
A22NN-RMM-NYA-G122-NN | 6105 | 661241 | Pushbutton A22NN Ø22, bezel metal, MUSHROOM, MOMENTARY, CAP COLOR Opaque YELLOW, , 1NO2NC, NON-LIGHTED
A22NN-RMM-NYA-G202-NN | 5495 | 660816 | Pushbutton A22NN Ø22, bezel metal, MUSHROOM, MOMENTARY, CAP COLOR Opaque YELLOW, , 2NC, NON-LIGHTED
A22NN-RMM-NYA-G222-NN | 6105 | 662192 | Pushbutton A22NN Ø22, bezel metal, MUSHROOM, MOMENTARY, CAP COLOR Opaque YELLOW, , 3NC, NON-LIGHTED
A22NN-RMM-UAA-G002-NN | 4882 | 663451 | Pushbutton A22NN Ø22, bezel metal, MUSHROOM, MOMENTARY, CAP COLOR Transparent BLUE, , 1NC, NON-LIGHTED
A22NN-RMM-UAA-G100-NN | 4882 | 666502 | Pushbutton A22NN Ø22, bezel metal, MUSHROOM, MOMENTARY, CAP COLOR Transparent BLUE, , 1NO, NON-LIGHTED
A22NN-RMM-UAA-G101-NN | 5495 | 666013 | Pushbutton A22NN Ø22, bezel metal, MUSHROOM, MOMENTARY, CAP COLOR Transparent BLUE, , 2NO, NON-LIGHTED
A22NN-RMM-UAA-G102-NN | 5495 | 661467 | Pushbutton A22NN Ø22, bezel metal, MUSHROOM, MOMENTARY, CAP COLOR Transparent BLUE, , 1NO1NC, NON-LIGHTED
A22NN-RMM-UAA-G111-NN | 6105 | 666922 | Pushbutton A22NN Ø22, bezel metal, MUSHROOM, MOMENTARY, CAP COLOR Transparent BLUE, , 3NO, NON-LIGHTED
A22NN-RMM-UAA-G112-NN | 6105 | 665049 | Pushbutton A22NN Ø22, bezel metal, MUSHROOM, MOMENTARY, CAP COLOR Transparent BLUE, , 2NO1NC, NON-LIGHTED
A22NN-RMM-UAA-G122-NN | 6105 | 662478 | Pushbutton A22NN Ø22, bezel metal, MUSHROOM, MOMENTARY, CAP COLOR Transparent BLUE, , 1NO2NC, NON-LIGHTED
A22NN-RMM-UAA-G202-NN | 5495 | 667176 | Pushbutton A22NN Ø22, bezel metal, MUSHROOM, MOMENTARY, CAP COLOR Transparent BLUE, , 2NC, NON-LIGHTED
A22NN-RMM-UAA-G222-NN | 6105 | 663205 | Pushbutton A22NN Ø22, bezel metal, MUSHROOM, MOMENTARY, CAP COLOR Transparent BLUE, , 3NC, NON-LIGHTED
A22NN-RMM-UGA-G002-NN | 4882 | 667175 | Pushbutton A22NN Ø22, bezel metal, MUSHROOM, MOMENTARY, CAP COLOR Transparent GREEN, , 1NC, NON-LIGHTED
A22NN-RMM-UGA-G100-NN | 4882 | 663195 | Pushbutton A22NN Ø22, bezel metal, MUSHROOM, MOMENTARY, CAP COLOR Transparent GREEN, , 1NO, NON-LIGHTED
A22NN-RMM-UGA-G101-NN | 5495 | 664591 | Pushbutton A22NN Ø22, bezel metal, MUSHROOM, MOMENTARY, CAP COLOR Transparent GREEN, , 2NO, NON-LIGHTED
A22NN-RMM-UGA-G102-NN | 5495 | 665030 | Pushbutton A22NN Ø22, bezel metal, MUSHROOM, MOMENTARY, CAP COLOR Transparent GREEN, , 1NO1NC, NON-LIGHTED
A22NN-RMM-UGA-G111-NN | 6105 | 667177 | Pushbutton A22NN Ø22, bezel metal, MUSHROOM, MOMENTARY, CAP COLOR Transparent GREEN, , 3NO, NON-LIGHTED
A22NN-RMM-UGA-G112-NN | 6105 | 662202 | Pushbutton A22NN Ø22, bezel metal, MUSHROOM, MOMENTARY, CAP COLOR Transparent GREEN, , 2NO1NC, NON-LIGHTED
A22NN-RMM-UGA-G122-NN | 6105 | 660550 | Pushbutton A22NN Ø22, bezel metal, MUSHROOM, MOMENTARY, CAP COLOR Transparent GREEN, , 1NO2NC, NON-LIGHTED
A22NN-RMM-UGA-G202-NN | 5495 | 660817 | Pushbutton A22NN Ø22, bezel metal, MUSHROOM, MOMENTARY, CAP COLOR Transparent GREEN, , 2NC, NON-LIGHTED
A22NN-RMM-UGA-G222-NN | 6105 | 666501 | Pushbutton A22NN Ø22, bezel metal, MUSHROOM, MOMENTARY, CAP COLOR Transparent GREEN, , 3NC, NON-LIGHTED
A22NN-RMM-URA-G002-NN | 4882 | 666908 | Pushbutton A22NN Ø22, bezel metal, MUSHROOM, MOMENTARY, CAP COLOR Transparent RED, , 1NC, NON-LIGHTED
A22NN-RMM-URA-G100-NN | 4882 | 666254 | Pushbutton A22NN Ø22, bezel metal, MUSHROOM, MOMENTARY, CAP COLOR Transparent RED, , 1NO, NON-LIGHTED
A22NN-RMM-URA-G101-NN | 5495 | 660734 | Pushbutton A22NN Ø22, bezel metal, MUSHROOM, MOMENTARY, CAP COLOR Transparent RED, , 2NO, NON-LIGHTED
A22NN-RMM-URA-G102-NN | 5495 | 667178 | Pushbutton A22NN Ø22, bezel metal, MUSHROOM, MOMENTARY, CAP COLOR Transparent RED, , 1NO1NC, NON-LIGHTED
A22NN-RMM-URA-G111-NN | 6105 | 661226 | Pushbutton A22NN Ø22, bezel metal, MUSHROOM, MOMENTARY, CAP COLOR Transparent RED, , 3NO, NON-LIGHTED
A22NN-RMM-URA-G112-NN | 6105 | 665573 | Pushbutton A22NN Ø22, bezel metal, MUSHROOM, MOMENTARY, CAP COLOR Transparent RED, , 2NO1NC, NON-LIGHTED
A22NN-RMM-URA-G122-NN | 6105 | 659801 | Pushbutton A22NN Ø22, bezel metal, MUSHROOM, MOMENTARY, CAP COLOR Transparent RED, , 1NO2NC, NON-LIGHTED
A22NN-RMM-URA-G202-NN | 5495 | 662193 | Pushbutton A22NN Ø22, bezel metal, MUSHROOM, MOMENTARY, CAP COLOR Transparent RED, , 2NC, NON-LIGHTED
A22NN-RMM-URA-G222-NN | 6105 | 663682 | Pushbutton A22NN Ø22, bezel metal, MUSHROOM, MOMENTARY, CAP COLOR Transparent RED, , 3NC, NON-LIGHTED
A22NN-RMM-UWA-G002-NN | 4882 | 663694 | Pushbutton A22NN Ø22, bezel metal, MUSHROOM, MOMENTARY, CAP COLOR Transparent WHITE, , 1NC, NON-LIGHTED
A22NN-RMM-UWA-G100-NN | 4882 | 666009 | Pushbutton A22NN Ø22, bezel metal, MUSHROOM, MOMENTARY, CAP COLOR Transparent WHITE, , 1NO, NON-LIGHTED
A22NN-RMM-UWA-G101-NN | 5495 | 665050 | Pushbutton A22NN Ø22, bezel metal, MUSHROOM, MOMENTARY, CAP COLOR Transparent WHITE, , 2NO, NON-LIGHTED
A22NN-RMM-UWA-G102-NN | 5495 | 660825 | Pushbutton A22NN Ø22, bezel metal, MUSHROOM, MOMENTARY, CAP COLOR Transparent WHITE, , 1NO1NC, NON-LIGHTED
A22NN-RMM-UWA-G111-NN | 6105 | 660824 | Pushbutton A22NN Ø22, bezel metal, MUSHROOM, MOMENTARY, CAP COLOR Transparent WHITE, , 3NO, NON-LIGHTED
A22NN-RMM-UWA-G112-NN | 6105 | 662204 | Pushbutton A22NN Ø22, bezel metal, MUSHROOM, MOMENTARY, CAP COLOR Transparent WHITE, , 2NO1NC, NON-LIGHTED
A22NN-RMM-UWA-G122-NN | 6105 | 661744 | Pushbutton A22NN Ø22, bezel metal, MUSHROOM, MOMENTARY, CAP COLOR Transparent WHITE, , 1NO2NC, NON-LIGHTED
A22NN-RMM-UWA-G202-NN | 5495 | 663202 | Pushbutton A22NN Ø22, bezel metal, MUSHROOM, MOMENTARY, CAP COLOR Transparent WHITE, , 2NC, NON-LIGHTED
A22NN-RMM-UWA-G222-NN | 6105 | 664351 | Pushbutton A22NN Ø22, bezel metal, MUSHROOM, MOMENTARY, CAP COLOR Transparent WHITE, , 3NC, NON-LIGHTED
A22NN-RMM-UYA-G002-NN | 4882 | 663692 | Pushbutton A22NN Ø22, bezel metal, MUSHROOM, MOMENTARY, CAP COLOR Transparent YELLOW, , 1NC, NON-LIGHTED
A22NN-RMM-UYA-G100-NN | 4882 | 659867 | Pushbutton A22NN Ø22, bezel metal, MUSHROOM, MOMENTARY, CAP COLOR Transparent YELLOW, , 1NO, NON-LIGHTED
A22NN-RMM-UYA-G101-NN | 5495 | 666503 | Pushbutton A22NN Ø22, bezel metal, MUSHROOM, MOMENTARY, CAP COLOR Transparent YELLOW, , 2NO, NON-LIGHTED
A22NN-RMM-UYA-G102-NN | 5495 | 666921 | Pushbutton A22NN Ø22, bezel metal, MUSHROOM, MOMENTARY, CAP COLOR Transparent YELLOW, , 1NO1NC, NON-LIGHTED
A22NN-RMM-UYA-G111-NN | 6105 | 663206 | Pushbutton A22NN Ø22, bezel metal, MUSHROOM, MOMENTARY, CAP COLOR Transparent YELLOW, , 3NO, NON-LIGHTED
A22NN-RMM-UYA-G112-NN | 6105 | 664350 | Pushbutton A22NN Ø22, bezel metal, MUSHROOM, MOMENTARY, CAP COLOR Transparent YELLOW, , 2NO1NC, NON-LIGHTED
A22NN-RMM-UYA-G122-NN | 6105 | 660302 | Pushbutton A22NN Ø22, bezel metal, MUSHROOM, MOMENTARY, CAP COLOR Transparent YELLOW, , 1NO2NC, NON-LIGHTED
A22NN-RMM-UYA-G202-NN | 5495 | 661743 | Pushbutton A22NN Ø22, bezel metal, MUSHROOM, MOMENTARY, CAP COLOR Transparent YELLOW, , 2NC, NON-LIGHTED
A22NN-RMM-UYA-G222-NN | 6105 | 664352 | Pushbutton A22NN Ø22, bezel metal, MUSHROOM, MOMENTARY, CAP COLOR Transparent YELLOW, , 3NC, NON-LIGHTED
A22NN-RNA-NAA-G002-NN | 4882 | 660449 | Pushbutton A22NN Ø22, bezel metal, FLAT, Alternate, CAP COLOR Opaque BLUE, , 1NC, NON-LIGHTED
A22NN-RNA-NAA-G100-NN | 4882 | 662759 | Pushbutton A22NN Ø22, bezel metal, FLAT, Alternate, CAP COLOR Opaque BLUE, , 1NO, NON-LIGHTED
A22NN-RNA-NAA-G101-NN | 6105 | 666164 | Pushbutton A22NN Ø22, bezel metal, FLAT, Alternate, CAP COLOR Opaque BLUE, , 2NO, NON-LIGHTED
A22NN-RNA-NAA-G102-NN | 6105 | 666188 | Pushbutton A22NN Ø22, bezel metal, FLAT, Alternate, CAP COLOR Opaque BLUE, , 1NO1NC, NON-LIGHTED
A22NN-RNA-NAA-G111-NN | 6725 | 662394 | Pushbutton A22NN Ø22, bezel metal, FLAT, Alternate, CAP COLOR Opaque BLUE, , 3NO, NON-LIGHTED
A22NN-RNA-NAA-G112-NN | 6725 | 664504 | Pushbutton A22NN Ø22, bezel metal, FLAT, Alternate, CAP COLOR Opaque BLUE, , 2NO1NC, NON-LIGHTED
A22NN-RNA-NAA-G122-NN | 6105 | 662367 | Pushbutton A22NN Ø22, bezel metal, FLAT, Alternate, CAP COLOR Opaque BLUE, , 1NO2NC, NON-LIGHTED
A22NN-RNA-NAA-G202-NN | 6105 | 660450 | Pushbutton A22NN Ø22, bezel metal, FLAT, Alternate, CAP COLOR Opaque BLUE, , 2NC, NON-LIGHTED
A22NN-RNA-NAA-G222-NN | 6725 | 660283 | Pushbutton A22NN Ø22, bezel metal, FLAT, Alternate, CAP COLOR Opaque BLUE, , 3NC, NON-LIGHTED
A22NN-RNA-NBA-G002-NN | 4882 | 667079 | Pushbutton A22NN Ø22, bezel metal, FLAT, Alternate, CAP COLOR Opaque BLACK, , 1NC, NON-LIGHTED
A22NN-RNA-NBA-G100-NN | 4882 | 662400 | Pushbutton A22NN Ø22, bezel metal, FLAT, Alternate, CAP COLOR Opaque BLACK, , 1NO, NON-LIGHTED
A22NN-RNA-NBA-G101-NN | 6105 | 659783 | Pushbutton A22NN Ø22, bezel metal, FLAT, Alternate, CAP COLOR Opaque BLACK, , 2NO, NON-LIGHTED
A22NN-RNA-NBA-G102-NN | 6105 | 660733 | Pushbutton A22NN 22 dia., bezel metal, flat, alternate, cap color opaque black, 1NO1NC, non-lighted
A22NN-RNA-NBA-G111-NN | 6725 | 664520 | Pushbutton A22NN Ø22, bezel metal, FLAT, Alternate, CAP COLOR Opaque BLACK, , 3NO, NON-LIGHTED
A22NN-RNA-NBA-G112-NN | 6725 | 661382 | Pushbutton A22NN Ø22, bezel metal, FLAT, Alternate, CAP COLOR Opaque BLACK, , 2NO1NC, NON-LIGHTED
A22NN-RNA-NBA-G122-NN | 6105 | 666179 | Pushbutton A22NN Ø22, bezel metal, FLAT, Alternate, CAP COLOR Opaque BLACK, , 1NO2NC, NON-LIGHTED
A22NN-RNA-NBA-G202-NN | 6105 | 662369 | Pushbutton A22NN Ø22, bezel metal, FLAT, Alternate, CAP COLOR Opaque BLACK, , 2NC, NON-LIGHTED
A22NN-RNA-NBA-G222-NN | 6725 | 665993 | Pushbutton A22NN Ø22, bezel metal, FLAT, Alternate, CAP COLOR Opaque BLACK, , 3NC, NON-LIGHTED
A22NN-RNA-NGA-G002-NN | 4882 | 664490 | Pushbutton A22NN Ø22, bezel metal, FLAT, Alternate, CAP COLOR Opaque GREEN, , 1NC, NON-LIGHTED
A22NN-RNA-NGA-G100-NN | 4882 | 660448 | Pushbutton A22NN Ø22, bezel metal, FLAT, Alternate, CAP COLOR Opaque GREEN, , 1NO, NON-LIGHTED
A22NN-RNA-NGA-G101-NN | 6105 | 659883 | Pushbutton A22NN Ø22, bezel metal, FLAT, Alternate, CAP COLOR Opaque GREEN, , 2NO, NON-LIGHTED
A22NN-RNA-NGA-G102-NN | 6105 | 661374 | Pushbutton A22NN 22 dia., bezel metal, flat, alternate, cap color opaque green, 1NO1NC, non-lighted
A22NN-RNA-NGA-G111-NN | 6725 | 662371 | Pushbutton A22NN Ø22, bezel metal, FLAT, Alternate, CAP COLOR Opaque GREEN, , 3NO, NON-LIGHTED
A22NN-RNA-NGA-G112-NN | 6725 | 664505 | Pushbutton A22NN Ø22, bezel metal, FLAT, Alternate, CAP COLOR Opaque GREEN, , 2NO1NC, NON-LIGHTED
A22NN-RNA-NGA-G122-NN | 6105 | 665216 | Pushbutton A22NN Ø22, bezel metal, FLAT, Alternate, CAP COLOR Opaque GREEN, , 1NO2NC, NON-LIGHTED
A22NN-RNA-NGA-G202-NN | 6105 | 663714 | Pushbutton A22NN Ø22, bezel metal, FLAT, Alternate, CAP COLOR Opaque GREEN, , 2NC, NON-LIGHTED
A22NN-RNA-NGA-G222-NN | 6725 | 667097 | Pushbutton A22NN Ø22, bezel metal, FLAT, Alternate, CAP COLOR Opaque GREEN, , 3NC, NON-LIGHTED
A22NN-RNA-NRA-G002-NN | 4882 | 661659 | Pushbutton A22NN Ø22, bezel metal, FLAT, Alternate, CAP COLOR Opaque RED, , 1NC, NON-LIGHTED
A22NN-RNA-NRA-G100-NN | 4882 | 659746 | Pushbutton A22NN Ø22, bezel metal, FLAT, Alternate, CAP COLOR Opaque RED, , 1NO, NON-LIGHTED
A22NN-RNA-NRA-G101-NN | 6105 | 660469 | Pushbutton A22NN Ø22, bezel metal, FLAT, Alternate, CAP COLOR Opaque RED, , 2NO, NON-LIGHTED
A22NN-RNA-NRA-G102-NN | 6105 | 666177 | Pushbutton A22NN 22 dia., bezel metal, flat, alternate, cap color opaque red, 1NO1NC, non-lighted
A22NN-RNA-NRA-G111-NN | 6725 | 662393 | Pushbutton A22NN Ø22, bezel metal, FLAT, Alternate, CAP COLOR Opaque RED, , 3NO, NON-LIGHTED
A22NN-RNA-NRA-G112-NN | 6725 | 665466 | Pushbutton A22NN Ø22, bezel metal, FLAT, Alternate, CAP COLOR Opaque RED, , 2NO1NC, NON-LIGHTED
A22NN-RNA-NRA-G122-NN | 6105 | 666196 | Pushbutton A22NN Ø22, bezel metal, FLAT, Alternate, CAP COLOR Opaque RED, , 1NO2NC, NON-LIGHTED
A22NN-RNA-NRA-G202-NN | 6105 | 660462 | Pushbutton A22NN Ø22, bezel metal, FLAT, Alternate, CAP COLOR Opaque RED, , 2NC, NON-LIGHTED
A22NN-RNA-NRA-G222-NN | 6725 | 663366 | Pushbutton A22NN Ø22, bezel metal, FLAT, Alternate, CAP COLOR Opaque RED, , 3NC, NON-LIGHTED
A22NN-RNA-NWA-G002-NN | 4882 | 663001 | Pushbutton A22NN Ø22, bezel metal, FLAT, Alternate, CAP COLOR Opaque WHITE, , 1NC, NON-LIGHTED
A22NN-RNA-NWA-G100-NN | 4882 | 659750 | Pushbutton A22NN Ø22, bezel metal, FLAT, Alternate, CAP COLOR Opaque WHITE, , 1NO, NON-LIGHTED
A22NN-RNA-NWA-G101-NN | 6105 | 664526 | Pushbutton A22NN Ø22, bezel metal, FLAT, Alternate, CAP COLOR Opaque WHITE, , 2NO, NON-LIGHTED
A22NN-RNA-NWA-G102-NN | 6105 | 664510 | Pushbutton A22NN Ø22, bezel metal, FLAT, Alternate, CAP COLOR Opaque WHITE, , 1NO1NC, NON-LIGHTED
A22NN-RNA-NWA-G111-NN | 6725 | 664263 | Pushbutton A22NN Ø22, bezel metal, FLAT, Alternate, CAP COLOR Opaque WHITE, , 3NO, NON-LIGHTED
A22NN-RNA-NWA-G112-NN | 6725 | 659768 | Pushbutton A22NN Ø22, bezel metal, FLAT, Alternate, CAP COLOR Opaque WHITE, , 2NO1NC, NON-LIGHTED
A22NN-RNA-NWA-G122-NN | 6105 | 661373 | Pushbutton A22NN Ø22, bezel metal, FLAT, Alternate, CAP COLOR Opaque WHITE, , 1NO2NC, NON-LIGHTED
A22NN-RNA-NWA-G202-NN | 6105 | 662650 | Pushbutton A22NN Ø22, bezel metal, FLAT, Alternate, CAP COLOR Opaque WHITE, , 2NC, NON-LIGHTED
A22NN-RNA-NWA-G222-NN | 6725 | 665226 | Pushbutton A22NN Ø22, bezel metal, FLAT, Alternate, CAP COLOR Opaque WHITE, , 3NC, NON-LIGHTED
A22NN-RNA-NYA-G002-NN | 4882 | 665204 | Pushbutton A22NN Ø22, bezel metal, FLAT, Alternate, CAP COLOR Opaque YELLOW, , 1NC, NON-LIGHTED
A22NN-RNA-NYA-G100-NN | 4882 | 662672 | Pushbutton A22NN Ø22, bezel metal, FLAT, Alternate, CAP COLOR Opaque YELLOW, , 1NO, NON-LIGHTED
A22NN-RNA-NYA-G101-NN | 6105 | 664272 | Pushbutton A22NN Ø22, bezel metal, FLAT, Alternate, CAP COLOR Opaque YELLOW, , 2NO, NON-LIGHTED
A22NN-RNA-NYA-G102-NN | 6105 | 663598 | Pushbutton A22NN Ø22, bezel metal, FLAT, Alternate, CAP COLOR Opaque YELLOW, , 1NO1NC, NON-LIGHTED
A22NN-RNA-NYA-G111-NN | 6725 | 665447 | Pushbutton A22NN Ø22, bezel metal, FLAT, Alternate, CAP COLOR Opaque YELLOW, , 3NO, NON-LIGHTED
A22NN-RNA-NYA-G112-NN | 6725 | 661372 | Pushbutton A22NN Ø22, bezel metal, FLAT, Alternate, CAP COLOR Opaque YELLOW, , 2NO1NC, NON-LIGHTED
A22NN-RNA-NYA-G122-NN | 6105 | 661626 | Pushbutton A22NN Ø22, bezel metal, FLAT, Alternate, CAP COLOR Opaque YELLOW, , 1NO2NC, NON-LIGHTED
A22NN-RNA-NYA-G202-NN | 6105 | 664503 | Pushbutton A22NN Ø22, bezel metal, FLAT, Alternate, CAP COLOR Opaque YELLOW, , 2NC, NON-LIGHTED
A22NN-RNA-NYA-G222-NN | 6725 | 661651 | Pushbutton A22NN Ø22, bezel metal, FLAT, Alternate, CAP COLOR Opaque YELLOW, , 3NC, NON-LIGHTED
A22NN-RNA-UAA-G002-NN | 4882 | 661383 | Pushbutton A22NN Ø22, bezel metal, FLAT, Alternate, CAP COLOR Transparent BLUE, , 1NC, NON-LIGHTED
A22NN-RNA-UAA-G100-NN | 4882 | 663603 | Pushbutton A22NN Ø22, bezel metal, FLAT, Alternate, CAP COLOR Transparent BLUE, , 1NO, NON-LIGHTED
A22NN-RNA-UAA-G101-NN | 6105 | 664522 | Pushbutton A22NN Ø22, bezel metal, FLAT, Alternate, CAP COLOR Transparent BLUE, , 2NO, NON-LIGHTED
A22NN-RNA-UAA-G102-NN | 6105 | 665228 | Pushbutton A22NN Ø22, bezel metal, FLAT, Alternate, CAP COLOR Transparent BLUE, , 1NO1NC, NON-LIGHTED
A22NN-RNA-UAA-G111-NN | 6725 | 659767 | Pushbutton A22NN Ø22, bezel metal, FLAT, Alternate, CAP COLOR Transparent BLUE, , 3NO, NON-LIGHTED
A22NN-RNA-UAA-G112-NN | 6725 | 665477 | Pushbutton A22NN Ø22, bezel metal, FLAT, Alternate, CAP COLOR Transparent BLUE, , 2NO1NC, NON-LIGHTED
A22NN-RNA-UAA-G122-NN | 6105 | 660723 | Pushbutton A22NN Ø22, bezel metal, FLAT, Alternate, CAP COLOR Transparent BLUE, , 1NO2NC, NON-LIGHTED
A22NN-RNA-UAA-G202-NN | 6105 | 660727 | Pushbutton A22NN Ø22, bezel metal, FLAT, Alternate, CAP COLOR Transparent BLUE, , 2NC, NON-LIGHTED
A22NN-RNA-UAA-G222-NN | 6725 | 663375 | Pushbutton A22NN Ø22, bezel metal, FLAT, Alternate, CAP COLOR Transparent BLUE, , 3NC, NON-LIGHTED
A22NN-RNA-UGA-G002-NN | 4882 | 666178 | Pushbutton A22NN Ø22, bezel metal, FLAT, Alternate, CAP COLOR Transparent GREEN, , 1NC, NON-LIGHTED
A22NN-RNA-UGA-G100-NN | 4882 | 665225 | Pushbutton A22NN Ø22, bezel metal, FLAT, Alternate, CAP COLOR Transparent GREEN, , 1NO, NON-LIGHTED
A22NN-RNA-UGA-G101-NN | 6105 | 661618 | Pushbutton A22NN Ø22, bezel metal, FLAT, Alternate, CAP COLOR Transparent GREEN, , 2NO, NON-LIGHTED
A22NN-RNA-UGA-G102-NN | 6105 | 664511 | Pushbutton A22NN 22 dia., bezel metal, flat, alternate, cap color transparent green, 1NO1NC, non-lighted
A22NN-RNA-UGA-G111-NN | 6725 | 661624 | Pushbutton A22NN Ø22, bezel metal, FLAT, Alternate, CAP COLOR Transparent GREEN, , 3NO, NON-LIGHTED
A22NN-RNA-UGA-G112-NN | 6725 | 665224 | Pushbutton A22NN Ø22, bezel metal, FLAT, Alternate, CAP COLOR Transparent GREEN, , 2NO1NC, NON-LIGHTED
A22NN-RNA-UGA-G122-NN | 6105 | 666424 | Pushbutton A22NN Ø22, bezel metal, FLAT, Alternate, CAP COLOR Transparent GREEN, , 1NO2NC, NON-LIGHTED
A22NN-RNA-UGA-G202-NN | 6105 | 666523 | Pushbutton A22NN Ø22, bezel metal, FLAT, Alternate, CAP COLOR Transparent GREEN, , 2NC, NON-LIGHTED
A22NN-RNA-UGA-G222-NN | 6725 | 660693 | Pushbutton A22NN Ø22, bezel metal, FLAT, Alternate, CAP COLOR Transparent GREEN, , 3NC, NON-LIGHTED
A22NN-RNA-URA-G002-NN | 4882 | 660696 | Pushbutton A22NN Ø22, bezel metal, FLAT, Alternate, CAP COLOR Transparent RED, , 1NC, NON-LIGHTED
A22NN-RNA-URA-G100-NN | 4882 | 666197 | Pushbutton A22NN Ø22, bezel metal, FLAT, Alternate, CAP COLOR Transparent RED, , 1NO, NON-LIGHTED
A22NN-RNA-URA-G101-NN | 6105 | 666190 | Pushbutton A22NN Ø22, bezel metal, FLAT, Alternate, CAP COLOR Transparent RED, , 2NO, NON-LIGHTED
A22NN-RNA-URA-G102-NN | 6105 | 666203 | Pushbutton A22NN 22 dia., bezel metal, flat, alternate, cap color transparent red, 1NO1NC, non-lighted
A22NN-RNA-URA-G111-NN | 6725 | 666189 | Pushbutton A22NN Ø22, bezel metal, FLAT, Alternate, CAP COLOR Transparent RED, , 3NO, NON-LIGHTED
A22NN-RNA-URA-G112-NN | 6725 | 663374 | Pushbutton A22NN Ø22, bezel metal, FLAT, Alternate, CAP COLOR Transparent RED, , 2NO1NC, NON-LIGHTED
A22NN-RNA-URA-G122-NN | 6105 | 666900 | Pushbutton A22NN Ø22, bezel metal, FLAT, Alternate, CAP COLOR Transparent RED, , 1NO2NC, NON-LIGHTED
A22NN-RNA-URA-G202-NN | 6105 | 659782 | Pushbutton A22NN Ø22, bezel metal, FLAT, Alternate, CAP COLOR Transparent RED, , 2NC, NON-LIGHTED
A22NN-RNA-URA-G222-NN | 6725 | 662669 | Pushbutton A22NN Ø22, bezel metal, FLAT, Alternate, CAP COLOR Transparent RED, , 3NC, NON-LIGHTED
A22NN-RNA-UWA-G002-NN | 4882 | 662629 | Pushbutton A22NN Ø22, bezel metal, FLAT, Alternate, CAP COLOR Transparent WHITE, , 1NC, NON-LIGHTED
A22NN-RNA-UWA-G100-NN | 4882 | 664614 | Pushbutton A22NN Ø22, bezel metal, FLAT, Alternate, CAP COLOR Transparent WHITE, , 1NO, NON-LIGHTED
A22NN-RNA-UWA-G101-NN | 6105 | 662675 | Pushbutton A22NN Ø22, bezel metal, FLAT, Alternate, CAP COLOR Transparent WHITE, , 2NO, NON-LIGHTED
A22NN-RNA-UWA-G102-NN | 6105 | 666195 | Pushbutton A22NN Ø22, bezel metal, FLAT, Alternate, CAP COLOR Transparent WHITE, , 1NO1NC, NON-LIGHTED
A22NN-RNA-UWA-G111-NN | 6725 | 661365 | Pushbutton A22NN Ø22, bezel metal, FLAT, Alternate, CAP COLOR Transparent WHITE, , 3NO, NON-LIGHTED
A22NN-RNA-UWA-G112-NN | 6725 | 664615 | Pushbutton A22NN Ø22, bezel metal, FLAT, Alternate, CAP COLOR Transparent WHITE, , 2NO1NC, NON-LIGHTED
A22NN-RNA-UWA-G122-NN | 6105 | 663361 | Pushbutton A22NN Ø22, bezel metal, FLAT, Alternate, CAP COLOR Transparent WHITE, , 1NO2NC, NON-LIGHTED
A22NN-RNA-UWA-G202-NN | 6105 | 667080 | Pushbutton A22NN Ø22, bezel metal, FLAT, Alternate, CAP COLOR Transparent WHITE, , 2NC, NON-LIGHTED
A22NN-RNA-UWA-G222-NN | 6725 | 664264 | Pushbutton A22NN Ø22, bezel metal, FLAT, Alternate, CAP COLOR Transparent WHITE, , 3NC, NON-LIGHTED
A22NN-RNA-UYA-G002-NN | 4882 | 666187 | Pushbutton A22NN Ø22, bezel metal, FLAT, Alternate, CAP COLOR Transparent YELLOW, , 1NC, NON-LIGHTED
A22NN-RNA-UYA-G100-NN | 4882 | 661625 | Pushbutton A22NN Ø22, bezel metal, FLAT, Alternate, CAP COLOR Transparent YELLOW, , 1NO, NON-LIGHTED
A22NN-RNA-UYA-G101-NN | 6105 | 663365 | Pushbutton A22NN Ø22, bezel metal, FLAT, Alternate, CAP COLOR Transparent YELLOW, , 2NO, NON-LIGHTED
A22NN-RNA-UYA-G102-NN | 6105 | 659794 | Pushbutton A22NN Ø22, bezel metal, FLAT, Alternate, CAP COLOR Transparent YELLOW, , 1NO1NC, NON-LIGHTED
A22NN-RNA-UYA-G111-NN | 6725 | 663580 | Pushbutton A22NN Ø22, bezel metal, FLAT, Alternate, CAP COLOR Transparent YELLOW, , 3NO, NON-LIGHTED
A22NN-RNA-UYA-G112-NN | 6725 | 661385 | Pushbutton A22NN Ø22, bezel metal, FLAT, Alternate, CAP COLOR Transparent YELLOW, , 2NO1NC, NON-LIGHTED
A22NN-RNA-UYA-G122-NN | 6105 | 664258 | Pushbutton A22NN Ø22, bezel metal, FLAT, Alternate, CAP COLOR Transparent YELLOW, , 1NO2NC, NON-LIGHTED
A22NN-RNA-UYA-G202-NN | 6105 | 667098 | Pushbutton A22NN Ø22, bezel metal, FLAT, Alternate, CAP COLOR Transparent YELLOW, , 2NC, NON-LIGHTED
A22NN-RNA-UYA-G222-NN | 6725 | 666425 | Pushbutton A22NN Ø22, bezel metal, FLAT, Alternate, CAP COLOR Transparent YELLOW, , 3NC, NON-LIGHTED
A22NN-RNM-NAA-G002-NN | 4882 | 666079 | Pushbutton A22NN Ø22, bezel metal, FLAT, MOMENTARY, CAP COLOR Opaque BLUE, , 1NC, NON-LIGHTED
A22NN-RNM-NAA-G100-NN | 4882 | 664160 | Pushbutton A22NN Ø22, bezel metal, FLAT, MOMENTARY, CAP COLOR Opaque BLUE, , 1NO, NON-LIGHTED
A22NN-RNM-NAA-G101-NN | 5495 | 664685 | Pushbutton A22NN Ø22, bezel metal, FLAT, MOMENTARY, CAP COLOR Opaque BLUE, , 2NO, NON-LIGHTED
A22NN-RNM-NAA-G102-NN | 5495 | 666083 | Pushbutton A22NN Ø22, bezel metal, FLAT, MOMENTARY, CAP COLOR Opaque BLUE, , 1NO1NC, NON-LIGHTED
A22NN-RNM-NAA-G111-NN | 6105 | 659772 | Pushbutton A22NN Ø22, bezel metal, FLAT, MOMENTARY, CAP COLOR Opaque BLUE, , 3NO, NON-LIGHTED
A22NN-RNM-NAA-G112-NN | 6105 | 662314 | Pushbutton A22NN Ø22, bezel metal, FLAT, MOMENTARY, CAP COLOR Opaque BLUE, , 2NO1NC, NON-LIGHTED
A22NN-RNM-NAA-G122-NN | 6105 | 664684 | Pushbutton A22NN Ø22, bezel metal, FLAT, MOMENTARY, CAP COLOR Opaque BLUE, , 1NO2NC, NON-LIGHTED
A22NN-RNM-NAA-G202-NN | 5495 | 659754 | Pushbutton A22NN Ø22, bezel metal, FLAT, MOMENTARY, CAP COLOR Opaque BLUE, , 2NC, NON-LIGHTED
A22NN-RNM-NAA-G222-NN | 6105 | 661858 | Pushbutton A22NN Ø22, bezel metal, FLAT, MOMENTARY, CAP COLOR Opaque BLUE, , 3NC, NON-LIGHTED
A22NN-RNM-NBA-G002-NN | 4882 | 662284 | Pushbutton A22NN Ø22, bezel metal, FLAT, MOMENTARY, CAP COLOR Opaque BLACK, , 1NC, NON-LIGHTED
A22NN-RNM-NBA-G100-NN | 4882 | 661292 | Pushbutton A22NN Ø22, bezel metal, FLAT, MOMENTARY, CAP COLOR Opaque BLACK, , 1NO, NON-LIGHTED
A22NN-RNM-NBA-G101-NN | 5495 | 666400 | Pushbutton A22NN Ø22, bezel metal, FLAT, MOMENTARY, CAP COLOR Opaque BLACK, , 2NO, NON-LIGHTED
A22NN-RNM-NBA-G102-NN | 5495 | 667018 | Pushbutton A22NN 22 dia., bezel metal, flat, momentary, cap color opaque black, 1NO1NC, non-lighted
A22NN-RNM-NBA-G111-NN | 6105 | 666386 | Pushbutton A22NN Ø22, bezel metal, FLAT, MOMENTARY, CAP COLOR Opaque BLACK, , 3NO, NON-LIGHTED
A22NN-RNM-NBA-G112-NN | 6105 | 666603 | Pushbutton A22NN Ø22, bezel metal, FLAT, MOMENTARY, CAP COLOR Opaque BLACK, , 2NO1NC, NON-LIGHTED
A22NN-RNM-NBA-G122-NN | 6105 | 664493 | Pushbutton A22NN Ø22, bezel metal, FLAT, MOMENTARY, CAP COLOR Opaque BLACK, , 1NO2NC, NON-LIGHTED
A22NN-RNM-NBA-G202-NN | 5495 | 661849 | Pushbutton A22NN Ø22, bezel metal, FLAT, MOMENTARY, CAP COLOR Opaque BLACK, , 2NC, NON-LIGHTED
A22NN-RNM-NBA-G222-NN | 6105 | 664159 | Pushbutton A22NN Ø22, bezel metal, FLAT, MOMENTARY, CAP COLOR Opaque BLACK, , 3NC, NON-LIGHTED
A22NN-RNM-NBA-P100-NN | 4440 | 673690 | Pushbutton A22NN Ø22, bezel metal, FLAT, MOMENTARY, CAP COLOR Opaque BLACK, , 1NO, NON-LIGHTED, push-in terminal
A22NN-RNM-NBA-P102-NN | 5495 | 673651 | Pushbutton A22NN Ø22, bezel metal, FLAT, MOMENTARY, CAP COLOR Opaque BLACK, , 1NO1NC, NON-LIGHTED, push-in terminal
A22NN-RNM-NGA-G002-NN | 4882 | 662850 | Pushbutton A22NN Ø22, bezel metal, FLAT, MOMENTARY, CAP COLOR Opaque GREEN, , 1NC, NON-LIGHTED
A22NN-RNM-NGA-G100-NN | 4882 | 662617 | Pushbutton A22NN Ø22, bezel metal, FLAT, MOMENTARY, CAP COLOR Opaque GREEN, , 1NO, NON-LIGHTED
A22NN-RNM-NGA-G101-NN | 5495 | 666377 | Pushbutton A22NN Ø22, bezel metal, FLAT, MOMENTARY, CAP COLOR Opaque GREEN, , 2NO, NON-LIGHTED
A22NN-RNM-NGA-G102-NN | 5495 | 663301 | Pushbutton A22NN 22 dia., bezel metal, flat, momentary, cap color opaque green, 1NO1NC, non-lighted
A22NN-RNM-NGA-G111-NN | 6105 | 664162 | Pushbutton A22NN Ø22, bezel metal, FLAT, MOMENTARY, CAP COLOR Opaque GREEN, , 3NO, NON-LIGHTED
A22NN-RNM-NGA-G112-NN | 6105 | 659735 | Pushbutton A22NN Ø22, bezel metal, FLAT, MOMENTARY, CAP COLOR Opaque GREEN, , 2NO1NC, NON-LIGHTED
A22NN-RNM-NGA-G122-NN | 6105 | 664158 | Pushbutton A22NN Ø22, bezel metal, FLAT, MOMENTARY, CAP COLOR Opaque GREEN, , 1NO2NC, NON-LIGHTED
A22NN-RNM-NGA-G202-NN | 5495 | 664492 | Pushbutton A22NN Ø22, bezel metal, FLAT, MOMENTARY, CAP COLOR Opaque GREEN, , 2NC, NON-LIGHTED
A22NN-RNM-NGA-G222-NN | 6105 | 666591 | Pushbutton A22NN Ø22, bezel metal, FLAT, MOMENTARY, CAP COLOR Opaque GREEN, , 3NC, NON-LIGHTED
A22NN-RNM-NGA-P100-NN | 4440 | 673666 | Pushbutton A22NN Ø22, bezel metal, FLAT, MOMENTARY, CAP COLOR Opaque GREEN, , 1NO, NON-LIGHTED, push-in terminal
A22NN-RNM-NRA-G002-NN | 4882 | 667001 | Pushbutton A22NN Ø22, bezel metal, FLAT, MOMENTARY, CAP COLOR Opaque RED, , 1NC, NON-LIGHTED
A22NN-RNM-NRA-G100-NN | 4882 | 661614 | Pushbutton A22NN Ø22, bezel metal, FLAT, MOMENTARY, CAP COLOR Opaque RED, , 1NO, NON-LIGHTED
A22NN-RNM-NRA-G101-NN | 5495 | 664676 | Pushbutton A22NN Ø22, bezel metal, FLAT, MOMENTARY, CAP COLOR Opaque RED, , 2NO, NON-LIGHTED
A22NN-RNM-NRA-G102-NN | 5495 | 661291 | Pushbutton A22NN 22 dia., bezel metal, flat, momentary, cap color opaque red, 1NO1NC, non-lighted
A22NN-RNM-NRA-G111-NN | 6105 | 661609 | Pushbutton A22NN Ø22, bezel metal, FLAT, MOMENTARY, CAP COLOR Opaque RED, , 3NO, NON-LIGHTED
A22NN-RNM-NRA-G112-NN | 6105 | 660370 | Pushbutton A22NN Ø22, bezel metal, FLAT, MOMENTARY, CAP COLOR Opaque RED, , 2NO1NC, NON-LIGHTED
A22NN-RNM-NRA-G122-NN | 6105 | 664463 | Pushbutton A22NN Ø22, bezel metal, FLAT, MOMENTARY, CAP COLOR Opaque RED, , 1NO2NC, NON-LIGHTED
A22NN-RNM-NRA-G202-NN | 5495 | 666080 | Pushbutton A22NN Ø22, bezel metal, FLAT, MOMENTARY, CAP COLOR Opaque RED, , 2NC, NON-LIGHTED
A22NN-RNM-NRA-G222-NN | 6105 | 665661 | Pushbutton A22NN Ø22, bezel metal, FLAT, MOMENTARY, CAP COLOR Opaque RED, , 3NC, NON-LIGHTED
A22NN-RNM-NRA-P100-NN | 4440 | 673639 | Pushbutton A22NN Ø22, bezel metal, FLAT, MOMENTARY, CAP COLOR Opaque RED, , 1NO, NON-LIGHTED, push-in terminal
A22NN-RNM-NRA-P102-NN | 5495 | 673695 | Pushbutton A22NN Ø22, bezel metal, FLAT, MOMENTARY, CAP COLOR Opaque RED, , 1NO1NC, NON-LIGHTED, push-in terminal
A22NN-RNM-NWA-G002-NN | 4882 | 665469 | Pushbutton A22NN Ø22, bezel metal, FLAT, MOMENTARY, CAP COLOR Opaque WHITE, , 1NC, NON-LIGHTED
A22NN-RNM-NWA-G100-NN | 4882 | 659774 | Pushbutton A22NN Ø22, bezel metal, FLAT, MOMENTARY, CAP COLOR Opaque WHITE, , 1NO, NON-LIGHTED
A22NN-RNM-NWA-G101-NN | 5495 | 661620 | Pushbutton A22NN Ø22, bezel metal, FLAT, MOMENTARY, CAP COLOR Opaque WHITE, , 2NO, NON-LIGHTED
A22NN-RNM-NWA-G102-NN | 5495 | 659773 | Pushbutton A22NN Ø22, bezel metal, FLAT, MOMENTARY, CAP COLOR Opaque WHITE, , 1NO1NC, NON-LIGHTED
A22NN-RNM-NWA-G111-NN | 6105 | 665129 | Pushbutton A22NN Ø22, bezel metal, FLAT, MOMENTARY, CAP COLOR Opaque WHITE, , 3NO, NON-LIGHTED
A22NN-RNM-NWA-G112-NN | 6105 | 660715 | Pushbutton A22NN Ø22, bezel metal, FLAT, MOMENTARY, CAP COLOR Opaque WHITE, , 2NO1NC, NON-LIGHTED
A22NN-RNM-NWA-G122-NN | 6105 | 660905 | Pushbutton A22NN Ø22, bezel metal, FLAT, MOMENTARY, CAP COLOR Opaque WHITE, , 1NO2NC, NON-LIGHTED
A22NN-RNM-NWA-G202-NN | 5495 | 663302 | Pushbutton A22NN Ø22, bezel metal, FLAT, MOMENTARY, CAP COLOR Opaque WHITE, , 2NC, NON-LIGHTED
A22NN-RNM-NWA-G222-NN | 6105 | 660699 | Pushbutton A22NN Ø22, bezel metal, FLAT, MOMENTARY, CAP COLOR Opaque WHITE, , 3NC, NON-LIGHTED
A22NN-RNM-NYA-G002-NN | 4882 | 662327 | Pushbutton A22NN Ø22, bezel metal, FLAT, MOMENTARY, CAP COLOR Opaque YELLOW, , 1NC, NON-LIGHTED
A22NN-RNM-NYA-G100-NN | 4882 | 665662 | Pushbutton A22NN Ø22, bezel metal, FLAT, MOMENTARY, CAP COLOR Opaque YELLOW, , 1NO, NON-LIGHTED
A22NN-RNM-NYA-G101-NN | 5495 | 660378 | Pushbutton A22NN Ø22, bezel metal, FLAT, MOMENTARY, CAP COLOR Opaque YELLOW, , 2NO, NON-LIGHTED
A22NN-RNM-NYA-G102-NN | 5495 | 666093 | Pushbutton A22NN Ø22, bezel metal, FLAT, MOMENTARY, CAP COLOR Opaque YELLOW, , 1NO1NC, NON-LIGHTED
A22NN-RNM-NYA-G111-NN | 6105 | 660401 | Pushbutton A22NN Ø22, bezel metal, FLAT, MOMENTARY, CAP COLOR Opaque YELLOW, , 3NO, NON-LIGHTED
A22NN-RNM-NYA-G112-NN | 6105 | 660698 | Pushbutton A22NN Ø22, bezel metal, FLAT, MOMENTARY, CAP COLOR Opaque YELLOW, , 2NO1NC, NON-LIGHTED
A22NN-RNM-NYA-G122-NN | 6105 | 666592 | Pushbutton A22NN Ø22, bezel metal, FLAT, MOMENTARY, CAP COLOR Opaque YELLOW, , 1NO2NC, NON-LIGHTED
A22NN-RNM-NYA-G202-NN | 5495 | 665448 | Pushbutton A22NN Ø22, bezel metal, FLAT, MOMENTARY, CAP COLOR Opaque YELLOW, , 2NC, NON-LIGHTED
A22NN-RNM-NYA-G222-NN | 6105 | 666086 | Pushbutton A22NN Ø22, bezel metal, FLAT, MOMENTARY, CAP COLOR Opaque YELLOW, , 3NC, NON-LIGHTED
A22NN-RNM-NYA-P100-NN | 4440 | 673658 | Pushbutton A22NN Ø22, bezel metal, FLAT, MOMENTARY, CAP COLOR Opaque YELLOW, , 1NO, NON-LIGHTED, push-in terminal
A22NN-RNM-UAA-G002-NN | 4882 | 660906 | Pushbutton A22NN Ø22, bezel metal, FLAT, MOMENTARY, CAP COLOR Transparent BLUE, , 1NC, NON-LIGHTED
A22NN-RNM-UAA-G100-NN | 4882 | 662618 | Pushbutton A22NN Ø22, bezel metal, FLAT, MOMENTARY, CAP COLOR Transparent BLUE, , 1NO, NON-LIGHTED
A22NN-RNM-UAA-G101-NN | 5495 | 661850 | Pushbutton A22NN Ø22, bezel metal, FLAT, MOMENTARY, CAP COLOR Transparent BLUE, , 2NO, NON-LIGHTED
A22NN-RNM-UAA-G102-NN | 5495 | 661630 | Pushbutton A22NN Ø22, bezel metal, FLAT, MOMENTARY, CAP COLOR Transparent BLUE, , 1NO1NC, NON-LIGHTED
A22NN-RNM-UAA-G111-NN | 6105 | 662289 | Pushbutton A22NN Ø22, bezel metal, FLAT, MOMENTARY, CAP COLOR Transparent BLUE, , 3NO, NON-LIGHTED
A22NN-RNM-UAA-G112-NN | 6105 | 662329 | Pushbutton A22NN Ø22, bezel metal, FLAT, MOMENTARY, CAP COLOR Transparent BLUE, , 2NO1NC, NON-LIGHTED
A22NN-RNM-UAA-G122-NN | 6105 | 661644 | Pushbutton A22NN Ø22, bezel metal, FLAT, MOMENTARY, CAP COLOR Transparent BLUE, , 1NO2NC, NON-LIGHTED
A22NN-RNM-UAA-G202-NN | 5495 | 666084 | Pushbutton A22NN Ø22, bezel metal, FLAT, MOMENTARY, CAP COLOR Transparent BLUE, , 2NC, NON-LIGHTED
A22NN-RNM-UAA-G222-NN | 6105 | 667027 | Pushbutton A22NN Ø22, bezel metal, FLAT, MOMENTARY, CAP COLOR Transparent BLUE, , 3NC, NON-LIGHTED
A22NN-RNM-UGA-G002-NN | 4882 | 662313 | Pushbutton A22NN Ø22, bezel metal, FLAT, MOMENTARY, CAP COLOR Transparent GREEN, , 1NC, NON-LIGHTED
A22NN-RNM-UGA-G100-NN | 4882 | 660399 | Pushbutton A22NN Ø22, bezel metal, FLAT, MOMENTARY, CAP COLOR Transparent GREEN, , 1NO, NON-LIGHTED
A22NN-RNM-UGA-G101-NN | 5495 | 662849 | Pushbutton A22NN Ø22, bezel metal, FLAT, MOMENTARY, CAP COLOR Transparent GREEN, , 2NO, NON-LIGHTED
A22NN-RNM-UGA-G102-NN | 5495 | 661296 | Pushbutton A22NN 22 dia., bezel metal, flat, momentary, cap color transparent green, 1NO1NC, non-lighted
A22NN-RNM-UGA-G111-NN | 6105 | 661331 | Pushbutton A22NN Ø22, bezel metal, FLAT, MOMENTARY, CAP COLOR Transparent GREEN, , 3NO, NON-LIGHTED
A22NN-RNM-UGA-G112-NN | 6105 | 659748 | Pushbutton A22NN Ø22, bezel metal, FLAT, MOMENTARY, CAP COLOR Transparent GREEN, , 2NO1NC, NON-LIGHTED
A22NN-RNM-UGA-G122-NN | 6105 | 664212 | Pushbutton A22NN Ø22, bezel metal, FLAT, MOMENTARY, CAP COLOR Transparent GREEN, , 1NO2NC, NON-LIGHTED
A22NN-RNM-UGA-G202-NN | 5495 | 666087 | Pushbutton A22NN Ø22, bezel metal, FLAT, MOMENTARY, CAP COLOR Transparent GREEN, , 2NC, NON-LIGHTED
A22NN-RNM-UGA-G222-NN | 6105 | 660690 | Pushbutton A22NN Ø22, bezel metal, FLAT, MOMENTARY, CAP COLOR Transparent GREEN, , 3NC, NON-LIGHTED
A22NN-RNM-URA-G002-NN | 4882 | 665151 | Pushbutton A22NN Ø22, bezel metal, FLAT, MOMENTARY, CAP COLOR Transparent RED, , 1NC, NON-LIGHTED
A22NN-RNM-URA-G100-NN | 4882 | 666089 | Pushbutton A22NN Ø22, bezel metal, FLAT, MOMENTARY, CAP COLOR Transparent RED, , 1NO, NON-LIGHTED
A22NN-RNM-URA-G101-NN | 5495 | 660400 | Pushbutton A22NN Ø22, bezel metal, FLAT, MOMENTARY, CAP COLOR Transparent RED, , 2NO, NON-LIGHTED
A22NN-RNM-URA-G102-NN | 5495 | 660694 | Pushbutton A22NN 22 dia., bezel metal, flat, momentary, cap color transparent red, 1NO1NC, non-lighted
A22NN-RNM-URA-G111-NN | 6105 | 661595 | Pushbutton A22NN Ø22, bezel metal, FLAT, MOMENTARY, CAP COLOR Transparent RED, , 3NO, NON-LIGHTED
A22NN-RNM-URA-G112-NN | 6105 | 663309 | Pushbutton A22NN Ø22, bezel metal, FLAT, MOMENTARY, CAP COLOR Transparent RED, , 2NO1NC, NON-LIGHTED
A22NN-RNM-URA-G122-NN | 6105 | 666081 | Pushbutton A22NN Ø22, bezel metal, FLAT, MOMENTARY, CAP COLOR Transparent RED, , 1NO2NC, NON-LIGHTED
A22NN-RNM-URA-G202-NN | 5495 | 662656 | Pushbutton A22NN Ø22, bezel metal, FLAT, MOMENTARY, CAP COLOR Transparent RED, , 2NC, NON-LIGHTED
A22NN-RNM-URA-G222-NN | 6105 | 662328 | Pushbutton A22NN Ø22, bezel metal, FLAT, MOMENTARY, CAP COLOR Transparent RED, , 3NC, NON-LIGHTED
A22NN-RNM-UWA-G002-NN | 4882 | 660709 | Pushbutton A22NN Ø22, bezel metal, FLAT, MOMENTARY, CAP COLOR Transparent WHITE, , 1NC, NON-LIGHTED
A22NN-RNM-UWA-G100-NN | 4882 | 665153 | Pushbutton A22NN Ø22, bezel metal, FLAT, MOMENTARY, CAP COLOR Transparent WHITE, , 1NO, NON-LIGHTED
A22NN-RNM-UWA-G101-NN | 5495 | 661594 | Pushbutton A22NN Ø22, bezel metal, FLAT, MOMENTARY, CAP COLOR Transparent WHITE, , 2NO, NON-LIGHTED
A22NN-RNM-UWA-G102-NN | 5495 | 660406 | Pushbutton A22NN Ø22, bezel metal, FLAT, MOMENTARY, CAP COLOR Transparent WHITE, , 1NO1NC, NON-LIGHTED
A22NN-RNM-UWA-G111-NN | 6105 | 666085 | Pushbutton A22NN Ø22, bezel metal, FLAT, MOMENTARY, CAP COLOR Transparent WHITE, , 3NO, NON-LIGHTED
A22NN-RNM-UWA-G112-NN | 6105 | 665164 | Pushbutton A22NN Ø22, bezel metal, FLAT, MOMENTARY, CAP COLOR Transparent WHITE, , 2NO1NC, NON-LIGHTED
A22NN-RNM-UWA-G122-NN | 6105 | 664468 | Pushbutton A22NN Ø22, bezel metal, FLAT, MOMENTARY, CAP COLOR Transparent WHITE, , 1NO2NC, NON-LIGHTED
A22NN-RNM-UWA-G202-NN | 5495 | 663793 | Pushbutton A22NN Ø22, bezel metal, FLAT, MOMENTARY, CAP COLOR Transparent WHITE, , 2NC, NON-LIGHTED
A22NN-RNM-UWA-G222-NN | 6105 | 666128 | Pushbutton A22NN Ø22, bezel metal, FLAT, MOMENTARY, CAP COLOR Transparent WHITE, , 3NC, NON-LIGHTED
A22NN-RNM-UYA-G002-NN | 4882 | 663299 | Pushbutton A22NN Ø22, bezel metal, FLAT, MOMENTARY, CAP COLOR Transparent YELLOW, , 1NC, NON-LIGHTED
A22NN-RNM-UYA-G100-NN | 4882 | 662655 | Pushbutton A22NN Ø22, bezel metal, FLAT, MOMENTARY, CAP COLOR Transparent YELLOW, , 1NO, NON-LIGHTED
A22NN-RNM-UYA-G101-NN | 5495 | 666988 | Pushbutton A22NN Ø22, bezel metal, FLAT, MOMENTARY, CAP COLOR Transparent YELLOW, , 2NO, NON-LIGHTED
A22NN-RNM-UYA-G102-NN | 5495 | 666987 | Pushbutton A22NN Ø22, bezel metal, FLAT, MOMENTARY, CAP COLOR Transparent YELLOW, , 1NO1NC, NON-LIGHTED
A22NN-RNM-UYA-G111-NN | 6105 | 664165 | Pushbutton A22NN Ø22, bezel metal, FLAT, MOMENTARY, CAP COLOR Transparent YELLOW, , 3NO, NON-LIGHTED
A22NN-RNM-UYA-G112-NN | 6105 | 661631 | Pushbutton A22NN Ø22, bezel metal, FLAT, MOMENTARY, CAP COLOR Transparent YELLOW, , 2NO1NC, NON-LIGHTED
A22NN-RNM-UYA-G122-NN | 6105 | 660372 | Pushbutton A22NN Ø22, bezel metal, FLAT, MOMENTARY, CAP COLOR Transparent YELLOW, , 1NO2NC, NON-LIGHTED
A22NN-RNM-UYA-G202-NN | 5495 | 662281 | Pushbutton A22NN Ø22, bezel metal, FLAT, MOMENTARY, CAP COLOR Transparent YELLOW, , 2NC, NON-LIGHTED
A22NN-RNM-UYA-G222-NN | 6105 | 661330 | Pushbutton A22NN Ø22, bezel metal, FLAT, MOMENTARY, CAP COLOR Transparent YELLOW, , 3NC, NON-LIGHTED
A22NN-RPA-NAA-G002-NN | 4882 | 666456 | Pushbutton A22NN Ø22, bezel metal, PROJECTED, Alternate, CAP COLOR Opaque BLUE, , 1NC, NON-LIGHTED
A22NN-RPA-NAA-G100-NN | 4882 | 666277 | Pushbutton A22NN Ø22, bezel metal, PROJECTED, Alternate, CAP COLOR Opaque BLUE, , 1NO, NON-LIGHTED
A22NN-RPA-NAA-G101-NN | 6105 | 662704 | Pushbutton A22NN Ø22, bezel metal, PROJECTED, Alternate, CAP COLOR Opaque BLUE, , 2NO, NON-LIGHTED
A22NN-RPA-NAA-G102-NN | 6105 | 660318 | Pushbutton A22NN Ø22, bezel metal, PROJECTED, Alternate, CAP COLOR Opaque BLUE, , 1NO1NC, NON-LIGHTED
A22NN-RPA-NAA-G111-NN | 6725 | 662496 | Pushbutton A22NN Ø22, bezel metal, PROJECTED, Alternate, CAP COLOR Opaque BLUE, , 3NO, NON-LIGHTED
A22NN-RPA-NAA-G112-NN | 6725 | 661493 | Pushbutton A22NN Ø22, bezel metal, PROJECTED, Alternate, CAP COLOR Opaque BLUE, , 2NO1NC, NON-LIGHTED
A22NN-RPA-NAA-G122-NN | 6105 | 666280 | Pushbutton A22NN Ø22, bezel metal, PROJECTED, Alternate, CAP COLOR Opaque BLUE, , 1NO2NC, NON-LIGHTED
A22NN-RPA-NAA-G202-NN | 6105 | 666466 | Pushbutton A22NN Ø22, bezel metal, PROJECTED, Alternate, CAP COLOR Opaque BLUE, , 2NC, NON-LIGHTED
A22NN-RPA-NAA-G222-NN | 6725 | 661491 | Pushbutton A22NN Ø22, bezel metal, PROJECTED, Alternate, CAP COLOR Opaque BLUE, , 3NC, NON-LIGHTED
A22NN-RPA-NBA-G002-NN | 4882 | 663218 | Pushbutton A22NN Ø22, bezel metal, PROJECTED, Alternate, CAP COLOR Opaque BLACK, , 1NC, NON-LIGHTED
A22NN-RPA-NBA-G100-NN | 4882 | 662216 | Pushbutton A22NN Ø22, bezel metal, PROJECTED, Alternate, CAP COLOR Opaque BLACK, , 1NO, NON-LIGHTED
A22NN-RPA-NBA-G101-NN | 6105 | 666933 | Pushbutton A22NN Ø22, bezel metal, PROJECTED, Alternate, CAP COLOR Opaque BLACK, , 2NO, NON-LIGHTED
A22NN-RPA-NBA-G102-NN | 6105 | 662225 | Pushbutton A22NN 22 dia., bezel metal, projected, alternate, cap color opaque black, 1NO1NC, non-lighted
A22NN-RPA-NBA-G111-NN | 6725 | 663473 | Pushbutton A22NN Ø22, bezel metal, PROJECTED, Alternate, CAP COLOR Opaque BLACK, , 3NO, NON-LIGHTED
A22NN-RPA-NBA-G112-NN | 6725 | 667197 | Pushbutton A22NN Ø22, bezel metal, PROJECTED, Alternate, CAP COLOR Opaque BLACK, , 2NO1NC, NON-LIGHTED
A22NN-RPA-NBA-G122-NN | 6105 | 662494 | Pushbutton A22NN Ø22, bezel metal, PROJECTED, Alternate, CAP COLOR Opaque BLACK, , 1NO2NC, NON-LIGHTED
A22NN-RPA-NBA-G202-NN | 6105 | 665060 | Pushbutton A22NN Ø22, bezel metal, PROJECTED, Alternate, CAP COLOR Opaque BLACK, , 2NC, NON-LIGHTED
A22NN-RPA-NBA-G222-NN | 6725 | 663477 | Pushbutton A22NN Ø22, bezel metal, PROJECTED, Alternate, CAP COLOR Opaque BLACK, , 3NC, NON-LIGHTED
A22NN-RPA-NGA-G002-NN | 4882 | 666430 | Pushbutton A22NN Ø22, bezel metal, PROJECTED, Alternate, CAP COLOR Opaque GREEN, , 1NC, NON-LIGHTED
A22NN-RPA-NGA-G100-NN | 4882 | 663383 | Pushbutton A22NN Ø22, bezel metal, PROJECTED, Alternate, CAP COLOR Opaque GREEN, , 1NO, NON-LIGHTED
A22NN-RPA-NGA-G101-NN | 6105 | 663376 | Pushbutton A22NN Ø22, bezel metal, PROJECTED, Alternate, CAP COLOR Opaque GREEN, , 2NO, NON-LIGHTED
A22NN-RPA-NGA-G102-NN | 6105 | 661388 | Pushbutton A22NN 22 dia., bezel metal, projected, alternate, cap color opaque green, 1NO1NC, non-lighted
A22NN-RPA-NGA-G111-NN | 6725 | 661649 | Pushbutton A22NN Ø22, bezel metal, PROJECTED, Alternate, CAP COLOR Opaque GREEN, , 3NO, NON-LIGHTED
A22NN-RPA-NGA-G112-NN | 6725 | 662652 | Pushbutton A22NN Ø22, bezel metal, PROJECTED, Alternate, CAP COLOR Opaque GREEN, , 2NO1NC, NON-LIGHTED
A22NN-RPA-NGA-G122-NN | 6105 | 664546 | Pushbutton A22NN Ø22, bezel metal, PROJECTED, Alternate, CAP COLOR Opaque GREEN, , 1NO2NC, NON-LIGHTED
A22NN-RPA-NGA-G202-NN | 6105 | 660713 | Pushbutton A22NN Ø22, bezel metal, PROJECTED, Alternate, CAP COLOR Opaque GREEN, , 2NC, NON-LIGHTED
A22NN-RPA-NGA-G222-NN | 6725 | 659817 | Pushbutton A22NN Ø22, bezel metal, PROJECTED, Alternate, CAP COLOR Opaque GREEN, , 3NC, NON-LIGHTED
A22NN-RPA-NRA-G002-NN | 4882 | 660284 | Pushbutton A22NN Ø22, bezel metal, PROJECTED, Alternate, CAP COLOR Opaque RED, , 1NC, NON-LIGHTED
A22NN-RPA-NRA-G100-NN | 4882 | 663588 | Pushbutton A22NN Ø22, bezel metal, PROJECTED, Alternate, CAP COLOR Opaque RED, , 1NO, NON-LIGHTED
A22NN-RPA-NRA-G101-NN | 6105 | 665487 | Pushbutton A22NN Ø22, bezel metal, PROJECTED, Alternate, CAP COLOR Opaque RED, , 2NO, NON-LIGHTED
A22NN-RPA-NRA-G102-NN | 6105 | 662651 | Pushbutton A22NN 22 dia., bezel metal, projected, alternate, cap color opaque red, 1NO1NC, non-lighted
A22NN-RPA-NRA-G111-NN | 6725 | 661650 | Pushbutton A22NN Ø22, bezel metal, PROJECTED, Alternate, CAP COLOR Opaque RED, , 3NO, NON-LIGHTED
A22NN-RPA-NRA-G112-NN | 6725 | 664087 | Pushbutton A22NN Ø22, bezel metal, PROJECTED, Alternate, CAP COLOR Opaque RED, , 2NO1NC, NON-LIGHTED
A22NN-RPA-NRA-G122-NN | 6105 | 665476 | Pushbutton A22NN Ø22, bezel metal, PROJECTED, Alternate, CAP COLOR Opaque RED, , 1NO2NC, NON-LIGHTED
A22NN-RPA-NRA-G202-NN | 6105 | 665227 | Pushbutton A22NN Ø22, bezel metal, PROJECTED, Alternate, CAP COLOR Opaque RED, , 2NC, NON-LIGHTED
A22NN-RPA-NRA-G222-NN | 6725 | 663587 | Pushbutton A22NN Ø22, bezel metal, PROJECTED, Alternate, CAP COLOR Opaque RED, , 3NC, NON-LIGHTED
A22NN-RPA-NWA-G002-NN | 4882 | 663625 | Pushbutton A22NN Ø22, bezel metal, PROJECTED, Alternate, CAP COLOR Opaque WHITE, , 1NC, NON-LIGHTED
A22NN-RPA-NWA-G100-NN | 4882 | 665525 | Pushbutton A22NN Ø22, bezel metal, PROJECTED, Alternate, CAP COLOR Opaque WHITE, , 1NO, NON-LIGHTED
A22NN-RPA-NWA-G101-NN | 6105 | 663633 | Pushbutton A22NN Ø22, bezel metal, PROJECTED, Alternate, CAP COLOR Opaque WHITE, , 2NO, NON-LIGHTED
A22NN-RPA-NWA-G102-NN | 6105 | 664545 | Pushbutton A22NN Ø22, bezel metal, PROJECTED, Alternate, CAP COLOR Opaque WHITE, , 1NO1NC, NON-LIGHTED
A22NN-RPA-NWA-G111-NN | 6725 | 664553 | Pushbutton A22NN Ø22, bezel metal, PROJECTED, Alternate, CAP COLOR Opaque WHITE, , 3NO, NON-LIGHTED
A22NN-RPA-NWA-G112-NN | 6725 | 664444 | Pushbutton A22NN Ø22, bezel metal, PROJECTED, Alternate, CAP COLOR Opaque WHITE, , 2NO1NC, NON-LIGHTED
A22NN-RPA-NWA-G122-NN | 6105 | 663634 | Pushbutton A22NN Ø22, bezel metal, PROJECTED, Alternate, CAP COLOR Opaque WHITE, , 1NO2NC, NON-LIGHTED
A22NN-RPA-NWA-G202-NN | 6105 | 662706 | Pushbutton A22NN Ø22, bezel metal, PROJECTED, Alternate, CAP COLOR Opaque WHITE, , 2NC, NON-LIGHTED
A22NN-RPA-NWA-G222-NN | 6725 | 664556 | Pushbutton A22NN Ø22, bezel metal, PROJECTED, Alternate, CAP COLOR Opaque WHITE, , 3NC, NON-LIGHTED
A22NN-RPA-NYA-G002-NN | 4882 | 666349 | Pushbutton A22NN Ø22, bezel metal, PROJECTED, Alternate, CAP COLOR Opaque YELLOW, , 1NC, NON-LIGHTED
A22NN-RPA-NYA-G100-NN | 4882 | 662697 | Pushbutton A22NN Ø22, bezel metal, PROJECTED, Alternate, CAP COLOR Opaque YELLOW, , 1NO, NON-LIGHTED
A22NN-RPA-NYA-G101-NN | 6105 | 664442 | Pushbutton A22NN Ø22, bezel metal, PROJECTED, Alternate, CAP COLOR Opaque YELLOW, , 2NO, NON-LIGHTED
A22NN-RPA-NYA-G102-NN | 6105 | 664547 | Pushbutton A22NN Ø22, bezel metal, PROJECTED, Alternate, CAP COLOR Opaque YELLOW, , 1NO1NC, NON-LIGHTED
A22NN-RPA-NYA-G111-NN | 6725 | 661693 | Pushbutton A22NN Ø22, bezel metal, PROJECTED, Alternate, CAP COLOR Opaque YELLOW, , 3NO, NON-LIGHTED
A22NN-RPA-NYA-G112-NN | 6725 | 660759 | Pushbutton A22NN Ø22, bezel metal, PROJECTED, Alternate, CAP COLOR Opaque YELLOW, , 2NO1NC, NON-LIGHTED
A22NN-RPA-NYA-G122-NN | 6105 | 662696 | Pushbutton A22NN Ø22, bezel metal, PROJECTED, Alternate, CAP COLOR Opaque YELLOW, , 1NO2NC, NON-LIGHTED
A22NN-RPA-NYA-G202-NN | 6105 | 659816 | Pushbutton A22NN Ø22, bezel metal, PROJECTED, Alternate, CAP COLOR Opaque YELLOW, , 2NC, NON-LIGHTED
A22NN-RPA-NYA-G222-NN | 6725 | 662593 | Pushbutton A22NN Ø22, bezel metal, PROJECTED, Alternate, CAP COLOR Opaque YELLOW, , 3NC, NON-LIGHTED
A22NN-RPA-UAA-G002-NN | 4882 | 663220 | Pushbutton A22NN Ø22, bezel metal, PROJECTED, Alternate, CAP COLOR Transparent BLUE, , 1NC, NON-LIGHTED
A22NN-RPA-UAA-G100-NN | 4882 | 666932 | Pushbutton A22NN Ø22, bezel metal, PROJECTED, Alternate, CAP COLOR Transparent BLUE, , 1NO, NON-LIGHTED
A22NN-RPA-UAA-G101-NN | 6105 | 662714 | Pushbutton A22NN Ø22, bezel metal, PROJECTED, Alternate, CAP COLOR Transparent BLUE, , 2NO, NON-LIGHTED
A22NN-RPA-UAA-G102-NN | 6105 | 665405 | Pushbutton A22NN Ø22, bezel metal, PROJECTED, Alternate, CAP COLOR Transparent BLUE, , 1NO1NC, NON-LIGHTED
A22NN-RPA-UAA-G111-NN | 6725 | 661569 | Pushbutton A22NN Ø22, bezel metal, PROJECTED, Alternate, CAP COLOR Transparent BLUE, , 3NO, NON-LIGHTED
A22NN-RPA-UAA-G112-NN | 6725 | 662705 | Pushbutton A22NN Ø22, bezel metal, PROJECTED, Alternate, CAP COLOR Transparent BLUE, , 2NO1NC, NON-LIGHTED
A22NN-RPA-UAA-G122-NN | 6105 | 661705 | Pushbutton A22NN Ø22, bezel metal, PROJECTED, Alternate, CAP COLOR Transparent BLUE, , 1NO2NC, NON-LIGHTED
A22NN-RPA-UAA-G202-NN | 6105 | 660773 | Pushbutton A22NN Ø22, bezel metal, PROJECTED, Alternate, CAP COLOR Transparent BLUE, , 2NC, NON-LIGHTED
A22NN-RPA-UAA-G222-NN | 6725 | 659714 | Pushbutton A22NN Ø22, bezel metal, PROJECTED, Alternate, CAP COLOR Transparent BLUE, , 3NC, NON-LIGHTED
A22NN-RPA-UGA-G002-NN | 4882 | 665534 | Pushbutton A22NN Ø22, bezel metal, PROJECTED, Alternate, CAP COLOR Transparent GREEN, , 1NC, NON-LIGHTED
A22NN-RPA-UGA-G100-NN | 4882 | 665325 | Pushbutton A22NN Ø22, bezel metal, PROJECTED, Alternate, CAP COLOR Transparent GREEN, , 1NO, NON-LIGHTED
A22NN-RPA-UGA-G101-NN | 6105 | 666352 | Pushbutton A22NN Ø22, bezel metal, PROJECTED, Alternate, CAP COLOR Transparent GREEN, , 2NO, NON-LIGHTED
A22NN-RPA-UGA-G102-NN | 6105 | 661570 | Pushbutton A22NN 22 dia., bezel metal, projected, alternate, cap color transparent green, 1NO1NC, non-lighted
A22NN-RPA-UGA-G111-NN | 6725 | 663219 | Pushbutton A22NN Ø22, bezel metal, PROJECTED, Alternate, CAP COLOR Transparent GREEN, , 3NO, NON-LIGHTED
A22NN-RPA-UGA-G112-NN | 6725 | 664115 | Pushbutton A22NN Ø22, bezel metal, PROJECTED, Alternate, CAP COLOR Transparent GREEN, , 2NO1NC, NON-LIGHTED
A22NN-RPA-UGA-G122-NN | 6105 | 663216 | Pushbutton A22NN Ø22, bezel metal, PROJECTED, Alternate, CAP COLOR Transparent GREEN, , 1NO2NC, NON-LIGHTED
A22NN-RPA-UGA-G202-NN | 6105 | 665533 | Pushbutton A22NN Ø22, bezel metal, PROJECTED, Alternate, CAP COLOR Transparent GREEN, , 2NC, NON-LIGHTED
A22NN-RPA-UGA-G222-NN | 6725 | 666467 | Pushbutton A22NN Ø22, bezel metal, PROJECTED, Alternate, CAP COLOR Transparent GREEN, , 3NC, NON-LIGHTED
A22NN-RPA-URA-G002-NN | 4882 | 664371 | Pushbutton A22NN Ø22, bezel metal, PROJECTED, Alternate, CAP COLOR Transparent RED, , 1NC, NON-LIGHTED
A22NN-RPA-URA-G100-NN | 4882 | 666930 | Pushbutton A22NN Ø22, bezel metal, PROJECTED, Alternate, CAP COLOR Transparent RED, , 1NO, NON-LIGHTED
A22NN-RPA-URA-G101-NN | 6105 | 666351 | Pushbutton A22NN Ø22, bezel metal, PROJECTED, Alternate, CAP COLOR Transparent RED, , 2NO, NON-LIGHTED
A22NN-RPA-URA-G102-NN | 6105 | 660577 | Pushbutton A22NN 22 dia., bezel metal, projected, alternate, cap color transparent red, 1NO1NC, non-lighted
A22NN-RPA-URA-G111-NN | 6725 | 665326 | Pushbutton A22NN Ø22, bezel metal, PROJECTED, Alternate, CAP COLOR Transparent RED, , 3NO, NON-LIGHTED
A22NN-RPA-URA-G112-NN | 6725 | 660576 | Pushbutton A22NN Ø22, bezel metal, PROJECTED, Alternate, CAP COLOR Transparent RED, , 2NO1NC, NON-LIGHTED
A22NN-RPA-URA-G122-NN | 6105 | 660575 | Pushbutton A22NN Ø22, bezel metal, PROJECTED, Alternate, CAP COLOR Transparent RED, , 1NO2NC, NON-LIGHTED
A22NN-RPA-URA-G202-NN | 6105 | 666353 | Pushbutton A22NN Ø22, bezel metal, PROJECTED, Alternate, CAP COLOR Transparent RED, , 2NC, NON-LIGHTED
A22NN-RPA-URA-G222-NN | 6725 | 666018 | Pushbutton A22NN Ø22, bezel metal, PROJECTED, Alternate, CAP COLOR Transparent RED, , 3NC, NON-LIGHTED
A22NN-RPA-UWA-G002-NN | 4882 | 662495 | Pushbutton A22NN Ø22, bezel metal, PROJECTED, Alternate, CAP COLOR Transparent WHITE, , 1NC, NON-LIGHTED
A22NN-RPA-UWA-G100-NN | 4882 | 659832 | Pushbutton A22NN Ø22, bezel metal, PROJECTED, Alternate, CAP COLOR Transparent WHITE, , 1NO, NON-LIGHTED
A22NN-RPA-UWA-G101-NN | 6105 | 661249 | Pushbutton A22NN Ø22, bezel metal, PROJECTED, Alternate, CAP COLOR Transparent WHITE, , 2NO, NON-LIGHTED
A22NN-RPA-UWA-G102-NN | 6105 | 662497 | Pushbutton A22NN Ø22, bezel metal, PROJECTED, Alternate, CAP COLOR Transparent WHITE, , 1NO1NC, NON-LIGHTED
A22NN-RPA-UWA-G111-NN | 6725 | 660317 | Pushbutton A22NN Ø22, bezel metal, PROJECTED, Alternate, CAP COLOR Transparent WHITE, , 3NO, NON-LIGHTED
A22NN-RPA-UWA-G112-NN | 6725 | 662594 | Pushbutton A22NN Ø22, bezel metal, PROJECTED, Alternate, CAP COLOR Transparent WHITE, , 2NO1NC, NON-LIGHTED
A22NN-RPA-UWA-G122-NN | 6105 | 666928 | Pushbutton A22NN Ø22, bezel metal, PROJECTED, Alternate, CAP COLOR Transparent WHITE, , 1NO2NC, NON-LIGHTED
A22NN-RPA-UWA-G202-NN | 6105 | 666023 | Pushbutton A22NN Ø22, bezel metal, PROJECTED, Alternate, CAP COLOR Transparent WHITE, , 2NC, NON-LIGHTED
A22NN-RPA-UWA-G222-NN | 6725 | 662224 | Pushbutton A22NN Ø22, bezel metal, PROJECTED, Alternate, CAP COLOR Transparent WHITE, , 3NC, NON-LIGHTED
A22NN-RPA-UYA-G002-NN | 4882 | 661571 | Pushbutton A22NN Ø22, bezel metal, PROJECTED, Alternate, CAP COLOR Transparent YELLOW, , 1NC, NON-LIGHTED
A22NN-RPA-UYA-G100-NN | 4882 | 663474 | Pushbutton A22NN Ø22, bezel metal, PROJECTED, Alternate, CAP COLOR Transparent YELLOW, , 1NO, NON-LIGHTED
A22NN-RPA-UYA-G101-NN | 6105 | 667196 | Pushbutton A22NN Ø22, bezel metal, PROJECTED, Alternate, CAP COLOR Transparent YELLOW, , 2NO, NON-LIGHTED
A22NN-RPA-UYA-G102-NN | 6105 | 664555 | Pushbutton A22NN Ø22, bezel metal, PROJECTED, Alternate, CAP COLOR Transparent YELLOW, , 1NO1NC, NON-LIGHTED
A22NN-RPA-UYA-G111-NN | 6725 | 664554 | Pushbutton A22NN Ø22, bezel metal, PROJECTED, Alternate, CAP COLOR Transparent YELLOW, , 3NO, NON-LIGHTED
A22NN-RPA-UYA-G112-NN | 6725 | 660320 | Pushbutton A22NN Ø22, bezel metal, PROJECTED, Alternate, CAP COLOR Transparent YELLOW, , 2NO1NC, NON-LIGHTED
A22NN-RPA-UYA-G122-NN | 6105 | 666931 | Pushbutton A22NN Ø22, bezel metal, PROJECTED, Alternate, CAP COLOR Transparent YELLOW, , 1NO2NC, NON-LIGHTED
A22NN-RPA-UYA-G202-NN | 6105 | 666929 | Pushbutton A22NN Ø22, bezel metal, PROJECTED, Alternate, CAP COLOR Transparent YELLOW, , 2NC, NON-LIGHTED
A22NN-RPA-UYA-G222-NN | 6725 | 666350 | Pushbutton A22NN Ø22, bezel metal, PROJECTED, Alternate, CAP COLOR Transparent YELLOW, , 3NC, NON-LIGHTED
A22NN-RPM-NAA-G002-NN | 4882 | 666094 | Pushbutton A22NN Ø22, bezel metal, PROJECTED, MOMENTARY, CAP COLOR Opaque BLUE, , 1NC, NON-LIGHTED
A22NN-RPM-NAA-G100-NN | 4882 | 664239 | Pushbutton A22NN Ø22, bezel metal, PROJECTED, MOMENTARY, CAP COLOR Opaque BLUE, , 1NO, NON-LIGHTED
A22NN-RPM-NAA-G101-NN | 5495 | 664229 | Pushbutton A22NN Ø22, bezel metal, PROJECTED, MOMENTARY, CAP COLOR Opaque BLUE, , 2NO, NON-LIGHTED
A22NN-RPM-NAA-G102-NN | 5495 | 665165 | Pushbutton A22NN Ø22, bezel metal, PROJECTED, MOMENTARY, CAP COLOR Opaque BLUE, , 1NO1NC, NON-LIGHTED
A22NN-RPM-NAA-G111-NN | 6105 | 663333 | Pushbutton A22NN Ø22, bezel metal, PROJECTED, MOMENTARY, CAP COLOR Opaque BLUE, , 3NO, NON-LIGHTED
A22NN-RPM-NAA-G112-NN | 6105 | 667037 | Pushbutton A22NN Ø22, bezel metal, PROJECTED, MOMENTARY, CAP COLOR Opaque BLUE, , 2NO1NC, NON-LIGHTED
A22NN-RPM-NAA-G122-NN | 6105 | 660408 | Pushbutton A22NN Ø22, bezel metal, PROJECTED, MOMENTARY, CAP COLOR Opaque BLUE, , 1NO2NC, NON-LIGHTED
A22NN-RPM-NAA-G202-NN | 5495 | 661319 | Pushbutton A22NN Ø22, bezel metal, PROJECTED, MOMENTARY, CAP COLOR Opaque BLUE, , 2NC, NON-LIGHTED
A22NN-RPM-NAA-G222-NN | 6105 | 664220 | Pushbutton A22NN Ø22, bezel metal, PROJECTED, MOMENTARY, CAP COLOR Opaque BLUE, , 3NC, NON-LIGHTED
A22NN-RPM-NBA-G002-NN | 4882 | 663344 | Pushbutton A22NN Ø22, bezel metal, PROJECTED, MOMENTARY, CAP COLOR Opaque BLACK, , 1NC, NON-LIGHTED
A22NN-RPM-NBA-G100-NN | 4882 | 666134 | Pushbutton A22NN Ø22, bezel metal, PROJECTED, MOMENTARY, CAP COLOR Opaque BLACK, , 1NO, NON-LIGHTED
A22NN-RPM-NBA-G101-NN | 5495 | 666149 | Pushbutton A22NN Ø22, bezel metal, PROJECTED, MOMENTARY, CAP COLOR Opaque BLACK, , 2NO, NON-LIGHTED
A22NN-RPM-NBA-G102-NN | 5495 | 663334 | Pushbutton A22NN 22 dia., bezel metal, projected, momentary, cap color opaque black, 1NO1NC, non-lighted
A22NN-RPM-NBA-G111-NN | 6105 | 666148 | Pushbutton A22NN Ø22, bezel metal, PROJECTED, MOMENTARY, CAP COLOR Opaque BLACK, , 3NO, NON-LIGHTED
A22NN-RPM-NBA-G112-NN | 6105 | 660417 | Pushbutton A22NN Ø22, bezel metal, PROJECTED, MOMENTARY, CAP COLOR Opaque BLACK, , 2NO1NC, NON-LIGHTED
A22NN-RPM-NBA-G122-NN | 6105 | 665196 | Pushbutton A22NN Ø22, bezel metal, PROJECTED, MOMENTARY, CAP COLOR Opaque BLACK, , 1NO2NC, NON-LIGHTED
A22NN-RPM-NBA-G202-NN | 5495 | 664221 | Pushbutton A22NN Ø22, bezel metal, PROJECTED, MOMENTARY, CAP COLOR Opaque BLACK, , 2NC, NON-LIGHTED
A22NN-RPM-NBA-G222-NN | 6105 | 663281 | Pushbutton A22NN Ø22, bezel metal, PROJECTED, MOMENTARY, CAP COLOR Opaque BLACK, , 3NC, NON-LIGHTED
A22NN-RPM-NGA-G002-NN | 4882 | 667036 | Pushbutton A22NN Ø22, bezel metal, PROJECTED, MOMENTARY, CAP COLOR Opaque GREEN, , 1NC, NON-LIGHTED
A22NN-RPM-NGA-G100-NN | 4882 | 664163 | Pushbutton A22NN Ø22, bezel metal, PROJECTED, MOMENTARY, CAP COLOR Opaque GREEN, , 1NO, NON-LIGHTED
A22NN-RPM-NGA-G101-NN | 5495 | 667068 | Pushbutton A22NN Ø22, bezel metal, PROJECTED, MOMENTARY, CAP COLOR Opaque GREEN, , 2NO, NON-LIGHTED
A22NN-RPM-NGA-G102-NN | 5495 | 662346 | Pushbutton A22NN 22 dia., bezel metal, projected, momentary, cap color opaque green, 1NO1NC, non-lighted
A22NN-RPM-NGA-G111-NN | 6105 | 660423 | Pushbutton A22NN Ø22, bezel metal, PROJECTED, MOMENTARY, CAP COLOR Opaque GREEN, , 3NO, NON-LIGHTED
A22NN-RPM-NGA-G112-NN | 6105 | 665152 | Pushbutton A22NN Ø22, bezel metal, PROJECTED, MOMENTARY, CAP COLOR Opaque GREEN, , 2NO1NC, NON-LIGHTED
A22NN-RPM-NGA-G122-NN | 6105 | 663300 | Pushbutton A22NN Ø22, bezel metal, PROJECTED, MOMENTARY, CAP COLOR Opaque GREEN, , 1NO2NC, NON-LIGHTED
A22NN-RPM-NGA-G202-NN | 5495 | 665172 | Pushbutton A22NN Ø22, bezel metal, PROJECTED, MOMENTARY, CAP COLOR Opaque GREEN, , 2NC, NON-LIGHTED
A22NN-RPM-NGA-G222-NN | 6105 | 661346 | Pushbutton A22NN Ø22, bezel metal, PROJECTED, MOMENTARY, CAP COLOR Opaque GREEN, , 3NC, NON-LIGHTED
A22NN-RPM-NRA-G002-NN | 4882 | 666118 | Pushbutton A22NN Ø22, bezel metal, PROJECTED, MOMENTARY, CAP COLOR Opaque RED, , 1NC, NON-LIGHTED
A22NN-RPM-NRA-G100-NN | 4882 | 665119 | Pushbutton A22NN Ø22, bezel metal, PROJECTED, MOMENTARY, CAP COLOR Opaque RED, , 1NO, NON-LIGHTED
A22NN-RPM-NRA-G101-NN | 5495 | 665663 | Pushbutton A22NN Ø22, bezel metal, PROJECTED, MOMENTARY, CAP COLOR Opaque RED, , 2NO, NON-LIGHTED
A22NN-RPM-NRA-G102-NN | 5495 | 661293 | Pushbutton A22NN 22 dia., bezel metal, projected, momentary, cap color opaque red, 1NO1NC, non-lighted
A22NN-RPM-NRA-G111-NN | 6105 | 662282 | Pushbutton A22NN Ø22, bezel metal, PROJECTED, MOMENTARY, CAP COLOR Opaque RED, , 3NO, NON-LIGHTED
A22NN-RPM-NRA-G112-NN | 6105 | 663322 | Pushbutton A22NN Ø22, bezel metal, PROJECTED, MOMENTARY, CAP COLOR Opaque RED, , 2NO1NC, NON-LIGHTED
A22NN-RPM-NRA-G122-NN | 6105 | 666246 | Pushbutton A22NN Ø22, bezel metal, PROJECTED, MOMENTARY, CAP COLOR Opaque RED, , 1NO2NC, NON-LIGHTED
A22NN-RPM-NRA-G202-NN | 5495 | 660374 | Pushbutton A22NN Ø22, bezel metal, PROJECTED, MOMENTARY, CAP COLOR Opaque RED, , 2NC, NON-LIGHTED
A22NN-RPM-NRA-G222-NN | 6105 | 660904 | Pushbutton A22NN Ø22, bezel metal, PROJECTED, MOMENTARY, CAP COLOR Opaque RED, , 3NC, NON-LIGHTED
A22NN-RPM-NWA-G002-NN | 4882 | 667038 | Pushbutton A22NN Ø22, bezel metal, PROJECTED, MOMENTARY, CAP COLOR Opaque WHITE, , 1NC, NON-LIGHTED
A22NN-RPM-NWA-G100-NN | 4882 | 662312 | Pushbutton A22NN Ø22, bezel metal, PROJECTED, MOMENTARY, CAP COLOR Opaque WHITE, , 1NO, NON-LIGHTED
A22NN-RPM-NWA-G101-NN | 5495 | 663343 | Pushbutton A22NN Ø22, bezel metal, PROJECTED, MOMENTARY, CAP COLOR Opaque WHITE, , 2NO, NON-LIGHTED
A22NN-RPM-NWA-G102-NN | 5495 | 661339 | Pushbutton A22NN Ø22, bezel metal, PROJECTED, MOMENTARY, CAP COLOR Opaque WHITE, , 1NO1NC, NON-LIGHTED
A22NN-RPM-NWA-G111-NN | 6105 | 663330 | Pushbutton A22NN Ø22, bezel metal, PROJECTED, MOMENTARY, CAP COLOR Opaque WHITE, , 3NO, NON-LIGHTED
A22NN-RPM-NWA-G112-NN | 6105 | 666151 | Pushbutton A22NN Ø22, bezel metal, PROJECTED, MOMENTARY, CAP COLOR Opaque WHITE, , 2NO1NC, NON-LIGHTED
A22NN-RPM-NWA-G122-NN | 6105 | 660407 | Pushbutton A22NN Ø22, bezel metal, PROJECTED, MOMENTARY, CAP COLOR Opaque WHITE, , 1NO2NC, NON-LIGHTED
A22NN-RPM-NWA-G202-NN | 5495 | 661347 | Pushbutton A22NN Ø22, bezel metal, PROJECTED, MOMENTARY, CAP COLOR Opaque WHITE, , 2NC, NON-LIGHTED
A22NN-RPM-NWA-G222-NN | 6105 | 666135 | Pushbutton A22NN Ø22, bezel metal, PROJECTED, MOMENTARY, CAP COLOR Opaque WHITE, , 3NC, NON-LIGHTED
A22NN-RPM-NYA-G002-NN | 4882 | 666136 | Pushbutton A22NN Ø22, bezel metal, PROJECTED, MOMENTARY, CAP COLOR Opaque YELLOW, , 1NC, NON-LIGHTED
A22NN-RPM-NYA-G100-NN | 4882 | 662337 | Pushbutton A22NN Ø22, bezel metal, PROJECTED, MOMENTARY, CAP COLOR Opaque YELLOW, , 1NO, NON-LIGHTED
A22NN-RPM-NYA-G101-NN | 5495 | 664164 | Pushbutton A22NN Ø22, bezel metal, PROJECTED, MOMENTARY, CAP COLOR Opaque YELLOW, , 2NO, NON-LIGHTED
A22NN-RPM-NYA-G102-NN | 5495 | 663310 | Pushbutton A22NN Ø22, bezel metal, PROJECTED, MOMENTARY, CAP COLOR Opaque YELLOW, , 1NO1NC, NON-LIGHTED
A22NN-RPM-NYA-G111-NN | 6105 | 665184 | Pushbutton A22NN Ø22, bezel metal, PROJECTED, MOMENTARY, CAP COLOR Opaque YELLOW, , 3NO, NON-LIGHTED
A22NN-RPM-NYA-G112-NN | 6105 | 663321 | Pushbutton A22NN Ø22, bezel metal, PROJECTED, MOMENTARY, CAP COLOR Opaque YELLOW, , 2NO1NC, NON-LIGHTED
A22NN-RPM-NYA-G122-NN | 6105 | 660416 | Pushbutton A22NN Ø22, bezel metal, PROJECTED, MOMENTARY, CAP COLOR Opaque YELLOW, , 1NO2NC, NON-LIGHTED
A22NN-RPM-NYA-G202-NN | 5495 | 666137 | Pushbutton A22NN Ø22, bezel metal, PROJECTED, MOMENTARY, CAP COLOR Opaque YELLOW, , 2NC, NON-LIGHTED
A22NN-RPM-NYA-G222-NN | 6105 | 666150 | Pushbutton A22NN Ø22, bezel metal, PROJECTED, MOMENTARY, CAP COLOR Opaque YELLOW, , 3NC, NON-LIGHTED
A22NN-RPM-UAA-G002-NN | 4882 | 665480 | Pushbutton A22NN Ø22, bezel metal, PROJECTED, MOMENTARY, CAP COLOR Transparent BLUE, , 1NC, NON-LIGHTED
A22NN-RPM-UAA-G100-NN | 4882 | 664183 | Pushbutton A22NN Ø22, bezel metal, PROJECTED, MOMENTARY, CAP COLOR Transparent BLUE, , 1NO, NON-LIGHTED
A22NN-RPM-UAA-G101-NN | 5495 | 661664 | Pushbutton A22NN Ø22, bezel metal, PROJECTED, MOMENTARY, CAP COLOR Transparent BLUE, , 2NO, NON-LIGHTED
A22NN-RPM-UAA-G102-NN | 5495 | 666422 | Pushbutton A22NN Ø22, bezel metal, PROJECTED, MOMENTARY, CAP COLOR Transparent BLUE, , 1NO1NC, NON-LIGHTED
A22NN-RPM-UAA-G111-NN | 6105 | 661655 | Pushbutton A22NN Ø22, bezel metal, PROJECTED, MOMENTARY, CAP COLOR Transparent BLUE, , 3NO, NON-LIGHTED
A22NN-RPM-UAA-G112-NN | 6105 | 666419 | Pushbutton A22NN Ø22, bezel metal, PROJECTED, MOMENTARY, CAP COLOR Transparent BLUE, , 2NO1NC, NON-LIGHTED
A22NN-RPM-UAA-G122-NN | 6105 | 663595 | Pushbutton A22NN Ø22, bezel metal, PROJECTED, MOMENTARY, CAP COLOR Transparent BLUE, , 1NO2NC, NON-LIGHTED
A22NN-RPM-UAA-G202-NN | 5495 | 664184 | Pushbutton A22NN Ø22, bezel metal, PROJECTED, MOMENTARY, CAP COLOR Transparent BLUE, , 2NC, NON-LIGHTED
A22NN-RPM-UAA-G222-NN | 6105 | 666421 | Pushbutton A22NN Ø22, bezel metal, PROJECTED, MOMENTARY, CAP COLOR Transparent BLUE, , 3NC, NON-LIGHTED
A22NN-RPM-UGA-G002-NN | 4882 | 664176 | Pushbutton A22NN Ø22, bezel metal, PROJECTED, MOMENTARY, CAP COLOR Transparent GREEN, , 1NC, NON-LIGHTED
A22NN-RPM-UGA-G100-NN | 4882 | 661297 | Pushbutton A22NN Ø22, bezel metal, PROJECTED, MOMENTARY, CAP COLOR Transparent GREEN, , 1NO, NON-LIGHTED
A22NN-RPM-UGA-G101-NN | 5495 | 660439 | Pushbutton A22NN Ø22, bezel metal, PROJECTED, MOMENTARY, CAP COLOR Transparent GREEN, , 2NO, NON-LIGHTED
A22NN-RPM-UGA-G102-NN | 5495 | 661301 | Pushbutton A22NN 22 dia., bezel metal, projected, momentary, cap color transparent green, 1NO1NC, non-lighted
A22NN-RPM-UGA-G111-NN | 6105 | 661355 | Pushbutton A22NN Ø22, bezel metal, PROJECTED, MOMENTARY, CAP COLOR Transparent GREEN, , 3NO, NON-LIGHTED
A22NN-RPM-UGA-G112-NN | 6105 | 663345 | Pushbutton A22NN Ø22, bezel metal, PROJECTED, MOMENTARY, CAP COLOR Transparent GREEN, , 2NO1NC, NON-LIGHTED
A22NN-RPM-UGA-G122-NN | 6105 | 663276 | Pushbutton A22NN Ø22, bezel metal, PROJECTED, MOMENTARY, CAP COLOR Transparent GREEN, , 1NO2NC, NON-LIGHTED
A22NN-RPM-UGA-G202-NN | 5495 | 663277 | Pushbutton A22NN Ø22, bezel metal, PROJECTED, MOMENTARY, CAP COLOR Transparent GREEN, , 2NC, NON-LIGHTED
A22NN-RPM-UGA-G222-NN | 6105 | 661354 | Pushbutton A22NN Ø22, bezel metal, PROJECTED, MOMENTARY, CAP COLOR Transparent GREEN, , 3NC, NON-LIGHTED
A22NN-RPM-UGA-P102-NN | 5495 | 673693 | Pushbutton A22NN Ø22, bezel metal, PROJECTED, MOMENTARY, CAP COLOR Transparent GREEN, , 1NO1NC, NON-LIGHTED, push-in terminal
A22NN-RPM-URA-G002-NN | 4882 | 662354 | Pushbutton A22NN Ø22, bezel metal, PROJECTED, MOMENTARY, CAP COLOR Transparent RED, , 1NC, NON-LIGHTED
A22NN-RPM-URA-G100-NN | 4882 | 660377 | Pushbutton A22NN Ø22, bezel metal, PROJECTED, MOMENTARY, CAP COLOR Transparent RED, , 1NO, NON-LIGHTED
A22NN-RPM-URA-G101-NN | 5495 | 663331 | Pushbutton A22NN Ø22, bezel metal, PROJECTED, MOMENTARY, CAP COLOR Transparent RED, , 2NO, NON-LIGHTED
A22NN-RPM-URA-G102-NN | 5495 | 661356 | Pushbutton A22NN 22 dia., bezel metal, projected, momentary, cap color transparent red, 1NO1NC, non-lighted
A22NN-RPM-URA-G111-NN | 6105 | 663332 | Pushbutton A22NN Ø22, bezel metal, PROJECTED, MOMENTARY, CAP COLOR Transparent RED, , 3NO, NON-LIGHTED
A22NN-RPM-URA-G112-NN | 6105 | 666163 | Pushbutton A22NN Ø22, bezel metal, PROJECTED, MOMENTARY, CAP COLOR Transparent RED, , 2NO1NC, NON-LIGHTED
A22NN-RPM-URA-G122-NN | 6105 | 665130 | Pushbutton A22NN Ø22, bezel metal, PROJECTED, MOMENTARY, CAP COLOR Transparent RED, , 1NO2NC, NON-LIGHTED
A22NN-RPM-URA-G202-NN | 5495 | 660424 | Pushbutton A22NN Ø22, bezel metal, PROJECTED, MOMENTARY, CAP COLOR Transparent RED, , 2NC, NON-LIGHTED
A22NN-RPM-URA-G222-NN | 6105 | 665185 | Pushbutton A22NN Ø22, bezel metal, PROJECTED, MOMENTARY, CAP COLOR Transparent RED, , 3NC, NON-LIGHTED
A22NN-RPM-UWA-G002-NN | 4882 | 663285 | Pushbutton A22NN Ø22, bezel metal, PROJECTED, MOMENTARY, CAP COLOR Transparent WHITE, , 1NC, NON-LIGHTED
A22NN-RPM-UWA-G100-NN | 4882 | 662301 | Pushbutton A22NN Ø22, bezel metal, PROJECTED, MOMENTARY, CAP COLOR Transparent WHITE, , 1NO, NON-LIGHTED
A22NN-RPM-UWA-G101-NN | 5495 | 663282 | Pushbutton A22NN Ø22, bezel metal, PROJECTED, MOMENTARY, CAP COLOR Transparent WHITE, , 2NO, NON-LIGHTED
A22NN-RPM-UWA-G102-NN | 5495 | 659786 | Pushbutton A22NN Ø22, bezel metal, PROJECTED, MOMENTARY, CAP COLOR Transparent WHITE, , 1NO1NC, NON-LIGHTED
A22NN-RPM-UWA-G111-NN | 6105 | 665137 | Pushbutton A22NN Ø22, bezel metal, PROJECTED, MOMENTARY, CAP COLOR Transparent WHITE, , 3NO, NON-LIGHTED
A22NN-RPM-UWA-G112-NN | 6105 | 665470 | Pushbutton A22NN Ø22, bezel metal, PROJECTED, MOMENTARY, CAP COLOR Transparent WHITE, , 2NO1NC, NON-LIGHTED
A22NN-RPM-UWA-G122-NN | 6105 | 660389 | Pushbutton A22NN Ø22, bezel metal, PROJECTED, MOMENTARY, CAP COLOR Transparent WHITE, , 1NO2NC, NON-LIGHTED
A22NN-RPM-UWA-G202-NN | 5495 | 664521 | Pushbutton A22NN Ø22, bezel metal, PROJECTED, MOMENTARY, CAP COLOR Transparent WHITE, , 2NC, NON-LIGHTED
A22NN-RPM-UWA-G222-NN | 6105 | 659787 | Pushbutton A22NN Ø22, bezel metal, PROJECTED, MOMENTARY, CAP COLOR Transparent WHITE, , 3NC, NON-LIGHTED
A22NN-RPM-UYA-G002-NN | 4882 | 665197 | Pushbutton A22NN Ø22, bezel metal, PROJECTED, MOMENTARY, CAP COLOR Transparent YELLOW, , 1NC, NON-LIGHTED
A22NN-RPM-UYA-G100-NN | 4882 | 661357 | Pushbutton A22NN Ø22, bezel metal, PROJECTED, MOMENTARY, CAP COLOR Transparent YELLOW, , 1NO, NON-LIGHTED
A22NN-RPM-UYA-G101-NN | 5495 | 659785 | Pushbutton A22NN Ø22, bezel metal, PROJECTED, MOMENTARY, CAP COLOR Transparent YELLOW, , 2NO, NON-LIGHTED
A22NN-RPM-UYA-G102-NN | 5495 | 666429 | Pushbutton A22NN Ø22, bezel metal, PROJECTED, MOMENTARY, CAP COLOR Transparent YELLOW, , 1NO1NC, NON-LIGHTED
A22NN-RPM-UYA-G111-NN | 6105 | 664186 | Pushbutton A22NN Ø22, bezel metal, PROJECTED, MOMENTARY, CAP COLOR Transparent YELLOW, , 3NO, NON-LIGHTED
A22NN-RPM-UYA-G112-NN | 6105 | 664187 | Pushbutton A22NN Ø22, bezel metal, PROJECTED, MOMENTARY, CAP COLOR Transparent YELLOW, , 2NO1NC, NON-LIGHTED
A22NN-RPM-UYA-G122-NN | 6105 | 664515 | Pushbutton A22NN Ø22, bezel metal, PROJECTED, MOMENTARY, CAP COLOR Transparent YELLOW, , 1NO2NC, NON-LIGHTED
A22NN-RPM-UYA-G202-NN | 5495 | 664185 | Pushbutton A22NN Ø22, bezel metal, PROJECTED, MOMENTARY, CAP COLOR Transparent YELLOW, , 2NC, NON-LIGHTED
A22NN-RPM-UYA-G222-NN | 6105 | 662665 | Pushbutton A22NN Ø22, bezel metal, PROJECTED, MOMENTARY, CAP COLOR Transparent YELLOW, , 3NC, NON-LIGHTED
A22NN-RPM-UYA-P102-NN | 5495 | 673689 | Pushbutton A22NN Ø22, bezel metal, PROJECTED, MOMENTARY, CAP COLOR Transparent YELLOW, , 1NO1NC, NON-LIGHTED, push-in terminal
A22NS-2BL-NAA-G002-NN | 7335 | 666886 | Selector A22NS Ø22, 2 position, NON-Lighted, bezel PLASTIC, AUTO RESET ON LEFT, COLOR BLUE, 1NC
A22NS-2BL-NAA-G100-NN | 7335 | 665975 | Selector A22NS Ø22, 2 position, NON-Lighted, bezel PLASTIC, AUTO RESET ON LEFT, COLOR BLUE, 1NO
A22NS-2BL-NAA-G101-NN | 7955 | 663717 | Selector A22NS Ø22, 2 position, NON-Lighted, bezel PLASTIC, AUTO RESET ON LEFT, COLOR BLUE, 2NO
A22NS-2BL-NAA-G102-NN | 7955 | 663447 | Selector A22NS Ø22, 2 position, NON-Lighted, bezel PLASTIC, AUTO RESET ON LEFT, COLOR BLUE, 1NO1NC
A22NS-2BL-NAA-G111-NN | 8560 | 665300 | Selector A22NS Ø22, 2 position, NON-Lighted, bezel PLASTIC, AUTO RESET ON LEFT, COLOR BLUE, 3NO
A22NS-2BL-NAA-G112-NN | 8560 | 663637 | Selector A22NS Ø22, 2 position, NON-Lighted, bezel PLASTIC, AUTO RESET ON LEFT, COLOR BLUE, 2NO1NC
A22NS-2BL-NAA-G122-NN | 7955 | 663715 | Selector A22NS Ø22, 2 position, NON-Lighted, bezel PLASTIC, AUTO RESET ON LEFT, COLOR BLUE, 1NO2NC
A22NS-2BL-NAA-G202-NN | 7955 | 662477 | Selector A22NS Ø22, 2 position, NON-Lighted, bezel PLASTIC, AUTO RESET ON LEFT, COLOR BLUE, 2NC
A22NS-2BL-NAA-G222-NN | 8560 | 663718 | Selector A22NS Ø22, 2 position, NON-Lighted, bezel PLASTIC, AUTO RESET ON LEFT, COLOR BLUE, 3NC
A22NS-2BL-NBA-G002-NN | 7335 | 666527 | Selector A22NS Ø22, 2 position, NON-Lighted, bezel PLASTIC, AUTO RESET ON LEFT, COLOR BLACK, 1NC
A22NS-2BL-NBA-G100-NN | 7335 | 667180 | Selector A22NS Ø22, 2 position, NON-Lighted, bezel PLASTIC, AUTO RESET ON LEFT, COLOR BLACK, 1NO
A22NS-2BL-NBA-G101-NN | 7955 | 664111 | Selector A22NS Ø22, 2 position, NON-Lighted, bezel PLASTIC, AUTO RESET ON LEFT, COLOR BLACK, 2NO
A22NS-2BL-NBA-G102-NN | 7955 | 659841 | Selector A22NS 22 dia., 2 position, NON-Lighted, bezel plastic, auto reset on left, color black, 1NO1NC
A22NS-2BL-NBA-G111-NN | 8560 | 659842 | Selector A22NS Ø22, 2 position, NON-Lighted, bezel PLASTIC, AUTO RESET ON LEFT, COLOR BLACK, 3NO
A22NS-2BL-NBA-G112-NN | 8560 | 659843 | Selector A22NS Ø22, 2 position, NON-Lighted, bezel PLASTIC, AUTO RESET ON LEFT, COLOR BLACK, 2NO1NC
A22NS-2BL-NBA-G122-NN | 7955 | 663184 | Selector A22NS Ø22, 2 position, NON-Lighted, bezel PLASTIC, AUTO RESET ON LEFT, COLOR BLACK, 1NO2NC
A22NS-2BL-NBA-G202-NN | 7955 | 666017 | Selector A22NS Ø22, 2 position, NON-Lighted, bezel PLASTIC, AUTO RESET ON LEFT, COLOR BLACK, 2NC
A22NS-2BL-NBA-G222-NN | 8560 | 666923 | Selector A22NS Ø22, 2 position, NON-Lighted, bezel PLASTIC, AUTO RESET ON LEFT, COLOR BLACK, 3NC
A22NS-2BL-NGA-G002-NN | 7335 | 663716 | Selector A22NS Ø22, 2 position, NON-Lighted, bezel PLASTIC, AUTO RESET ON LEFT, COLOR GREEN, 1NC
A22NS-2BL-NGA-G100-NN | 7335 | 660312 | Selector A22NS Ø22, 2 position, NON-Lighted, bezel PLASTIC, AUTO RESET ON LEFT, COLOR GREEN, 1NO
A22NS-2BL-NGA-G101-NN | 7955 | 662176 | Selector A22NS Ø22, 2 position, NON-Lighted, bezel PLASTIC, AUTO RESET ON LEFT, COLOR GREEN, 2NO
A22NS-2BL-NGA-G102-NN | 7955 | 666458 | Selector A22NS 22 dia., 2 position, NON-Lighted, bezel plastic, auto reset on left, color green, 1NO1NC
A22NS-2BL-NGA-G111-NN | 8560 | 666785 | Selector A22NS Ø22, 2 position, NON-Lighted, bezel PLASTIC, AUTO RESET ON LEFT, COLOR GREEN, 3NO
A22NS-2BL-NGA-G112-NN | 8560 | 662213 | Selector A22NS Ø22, 2 position, NON-Lighted, bezel PLASTIC, AUTO RESET ON LEFT, COLOR GREEN, 2NO1NC
A22NS-2BL-NGA-G122-NN | 7955 | 666253 | Selector A22NS Ø22, 2 position, NON-Lighted, bezel PLASTIC, AUTO RESET ON LEFT, COLOR GREEN, 1NO2NC
A22NS-2BL-NGA-G202-NN | 7955 | 659899 | Selector A22NS Ø22, 2 position, NON-Lighted, bezel PLASTIC, AUTO RESET ON LEFT, COLOR GREEN, 2NC
A22NS-2BL-NGA-G222-NN | 8560 | 661473 | Selector A22NS Ø22, 2 position, NON-Lighted, bezel PLASTIC, AUTO RESET ON LEFT, COLOR GREEN, 3NC
A22NS-2BL-NRA-G002-NN | 7335 | 666784 | Selector A22NS Ø22, 2 position, NON-Lighted, bezel PLASTIC, AUTO RESET ON LEFT, COLOR RED, 1NC
A22NS-2BL-NRA-G100-NN | 7335 | 666526 | Selector A22NS Ø22, 2 position, NON-Lighted, bezel PLASTIC, AUTO RESET ON LEFT, COLOR RED, 1NO
A22NS-2BL-NRA-G101-NN | 7955 | 660548 | Selector A22NS Ø22, 2 position, NON-Lighted, bezel PLASTIC, AUTO RESET ON LEFT, COLOR RED, 2NO
A22NS-2BL-NRA-G102-NN | 7955 | 666885 | Selector A22NS 22 dia., 2 position, NON-Lighted, bezel plastic, auto reset on left, color red, 1NO1NC
A22NS-2BL-NRA-G111-NN | 8560 | 660772 | Selector A22NS Ø22, 2 position, NON-Lighted, bezel PLASTIC, AUTO RESET ON LEFT, COLOR RED, 3NO
A22NS-2BL-NRA-G112-NN | 8560 | 662717 | Selector A22NS Ø22, 2 position, NON-Lighted, bezel PLASTIC, AUTO RESET ON LEFT, COLOR RED, 2NO1NC
A22NS-2BL-NRA-G122-NN | 7955 | 663055 | Selector A22NS Ø22, 2 position, NON-Lighted, bezel PLASTIC, AUTO RESET ON LEFT, COLOR RED, 1NO2NC
A22NS-2BL-NRA-G202-NN | 7955 | 666925 | Selector A22NS Ø22, 2 position, NON-Lighted, bezel PLASTIC, AUTO RESET ON LEFT, COLOR RED, 2NC
A22NS-2BL-NRA-G222-NN | 8560 | 661711 | Selector A22NS Ø22, 2 position, NON-Lighted, bezel PLASTIC, AUTO RESET ON LEFT, COLOR RED, 3NC
A22NS-2BL-NWA-G002-NN | 7335 | 665023 | Selector A22NS Ø22, 2 position, NON-Lighted, bezel PLASTIC, AUTO RESET ON LEFT, COLOR WHITE, 1NC
A22NS-2BL-NWA-G100-NN | 7335 | 664355 | Selector A22NS Ø22, 2 position, NON-Lighted, bezel PLASTIC, AUTO RESET ON LEFT, COLOR WHITE, 1NO
A22NS-2BL-NWA-G101-NN | 7955 | 666473 | Selector A22NS Ø22, 2 position, NON-Lighted, bezel PLASTIC, AUTO RESET ON LEFT, COLOR WHITE, 2NO
A22NS-2BL-NWA-G102-NN | 7955 | 660271 | Selector A22NS Ø22, 2 position, NON-Lighted, bezel PLASTIC, AUTO RESET ON LEFT, COLOR WHITE, 1NO1NC
A22NS-2BL-NWA-G111-NN | 8560 | 659897 | Selector A22NS Ø22, 2 position, NON-Lighted, bezel PLASTIC, AUTO RESET ON LEFT, COLOR WHITE, 3NO
A22NS-2BL-NWA-G112-NN | 8560 | 662718 | Selector A22NS Ø22, 2 position, NON-Lighted, bezel PLASTIC, AUTO RESET ON LEFT, COLOR WHITE, 2NO1NC
A22NS-2BL-NWA-G122-NN | 7955 | 663638 | Selector A22NS Ø22, 2 position, NON-Lighted, bezel PLASTIC, AUTO RESET ON LEFT, COLOR WHITE, 1NO2NC
A22NS-2BL-NWA-G202-NN | 7955 | 666924 | Selector A22NS Ø22, 2 position, NON-Lighted, bezel PLASTIC, AUTO RESET ON LEFT, COLOR WHITE, 2NC
A22NS-2BL-NWA-G222-NN | 8560 | 660771 | Selector A22NS Ø22, 2 position, NON-Lighted, bezel PLASTIC, AUTO RESET ON LEFT, COLOR WHITE, 3NC
A22NS-2BL-NYA-G002-NN | 7335 | 661710 | Selector A22NS Ø22, 2 position, NON-Lighted, bezel PLASTIC, AUTO RESET ON LEFT, COLOR YELLOW, 1NC
A22NS-2BL-NYA-G100-NN | 7335 | 660269 | Selector A22NS Ø22, 2 position, NON-Lighted, bezel PLASTIC, AUTO RESET ON LEFT, COLOR YELLOW, 1NO
A22NS-2BL-NYA-G101-NN | 7955 | 659900 | Selector A22NS Ø22, 2 position, NON-Lighted, bezel PLASTIC, AUTO RESET ON LEFT, COLOR YELLOW, 2NO
A22NS-2BL-NYA-G102-NN | 7955 | 663976 | Selector A22NS Ø22, 2 position, NON-Lighted, bezel PLASTIC, AUTO RESET ON LEFT, COLOR YELLOW, 1NO1NC
A22NS-2BL-NYA-G111-NN | 8560 | 663975 | Selector A22NS Ø22, 2 position, NON-Lighted, bezel PLASTIC, AUTO RESET ON LEFT, COLOR YELLOW, 3NO
A22NS-2BL-NYA-G112-NN | 8560 | 665535 | Selector A22NS Ø22, 2 position, NON-Lighted, bezel PLASTIC, AUTO RESET ON LEFT, COLOR YELLOW, 2NO1NC
A22NS-2BL-NYA-G122-NN | 7955 | 660781 | Selector A22NS Ø22, 2 position, NON-Lighted, bezel PLASTIC, AUTO RESET ON LEFT, COLOR YELLOW, 1NO2NC
A22NS-2BL-NYA-G202-NN | 7955 | 660167 | Selector A22NS Ø22, 2 position, NON-Lighted, bezel PLASTIC, AUTO RESET ON LEFT, COLOR YELLOW, 2NC
A22NS-2BL-NYA-G222-NN | 8560 | 663054 | Selector A22NS Ø22, 2 position, NON-Lighted, bezel PLASTIC, AUTO RESET ON LEFT, COLOR YELLOW, 3NC
A22NS-2BM-NAA-G002-NN | 7335 | 662709 | Selector A22NS Ø22, 2 position, NON-Lighted, bezel PLASTIC, MANUAL, COLOR BLUE, 1NC
A22NS-2BM-NAA-G100-NN | 7335 | 663446 | Selector A22NS Ø22, 2 position, NON-Lighted, bezel PLASTIC, MANUAL, COLOR BLUE, 1NO
A22NS-2BM-NAA-G101-NN | 7955 | 662710 | Selector A22NS Ø22, 2 position, NON-Lighted, bezel PLASTIC, MANUAL, COLOR BLUE, 2NO
A22NS-2BM-NAA-G102-NN | 7955 | 665536 | Selector A22NS Ø22, 2 position, NON-Lighted, bezel PLASTIC, MANUAL, COLOR BLUE, 1NO1NC
A22NS-2BM-NAA-G111-NN | 8560 | 661100 | Selector A22NS Ø22, 2 position, NON-Lighted, bezel PLASTIC, MANUAL, COLOR BLUE, 3NO
A22NS-2BM-NAA-G112-NN | 8560 | 659898 | Selector A22NS Ø22, 2 position, NON-Lighted, bezel PLASTIC, MANUAL, COLOR BLUE, 2NO1NC
A22NS-2BM-NAA-G122-NN | 7955 | 661764 | Selector A22NS Ø22, 2 position, NON-Lighted, bezel PLASTIC, MANUAL, COLOR BLUE, 1NO2NC
A22NS-2BM-NAA-G202-NN | 7955 | 665542 | Selector A22NS Ø22, 2 position, NON-Lighted, bezel PLASTIC, MANUAL, COLOR BLUE, 2NC
A22NS-2BM-NAA-G222-NN | 8560 | 664567 | Selector A22NS Ø22, 2 position, NON-Lighted, bezel PLASTIC, MANUAL, COLOR BLUE, 3NC
A22NS-2BM-NBA-G002-NN | 7335 | 666460 | Selector A22NS Ø22, 2 position, NON-Lighted, bezel PLASTIC, MANUAL, COLOR BLACK, 1NC
A22NS-2BM-NBA-G100-NN | 7335 | 661708 | Selector A22NS Ø22, 2 position, NON-Lighted, bezel PLASTIC, MANUAL, COLOR BLACK, 1NO
A22NS-2BM-NBA-G101-NN | 7955 | 665301 | Selector A22NS Ø22, 2 position, NON-Lighted, bezel PLASTIC, MANUAL, COLOR BLACK, 2NO
A22NS-2BM-NBA-G102-NN | 7955 | 666783 | Selector A22NS 22 dia., 2 position, NON-Lighted, bezel plastic, manual, color black, 1NO1NC
A22NS-2BM-NBA-G111-NN | 8560 | 664346 | Selector A22NS Ø22, 2 position, NON-Lighted, bezel PLASTIC, MANUAL, COLOR BLACK, 3NO
A22NS-2BM-NBA-G112-NN | 8560 | 662046 | Selector A22NS Ø22, 2 position, NON-Lighted, bezel PLASTIC, MANUAL, COLOR BLACK, 2NO1NC
A22NS-2BM-NBA-G122-NN | 7955 | 663636 | Selector A22NS Ø22, 2 position, NON-Lighted, bezel PLASTIC, MANUAL, COLOR BLACK, 1NO2NC
A22NS-2BM-NBA-G202-NN | 7955 | 667174 | Selector A22NS Ø22, 2 position, NON-Lighted, bezel PLASTIC, MANUAL, COLOR BLACK, 2NC
A22NS-2BM-NBA-G222-NN | 8560 | 660313 | Selector A22NS Ø22, 2 position, NON-Lighted, bezel PLASTIC, MANUAL, COLOR BLACK, 3NC
A22NS-2BM-NBA-P102-NN | 7955 | 673654 | Selector A22NS Ø22, 2 position, NON-Lighted, bezel PLASTIC, MANUAL, COLOR BLACK, 1NO1NC, push-in terminal
A22NS-2BM-NGA-G002-NN | 7335 | 660762 | Selector A22NS Ø22, 2 position, NON-Lighted, bezel PLASTIC, MANUAL, COLOR GREEN, 1NC
A22NS-2BM-NGA-G100-NN | 7335 | 667173 | Selector A22NS Ø22, 2 position, NON-Lighted, bezel PLASTIC, MANUAL, COLOR GREEN, 1NO
A22NS-2BM-NGA-G101-NN | 7955 | 662175 | Selector A22NS Ø22, 2 position, NON-Lighted, bezel PLASTIC, MANUAL, COLOR GREEN, 2NO
A22NS-2BM-NGA-G102-NN | 7955 | 661755 | Selector A22NS 22 dia., 2 position, NON-Lighted, bezel plastic, manual, color green, 1NO1NC
A22NS-2BM-NGA-G111-NN | 8560 | 665292 | Selector A22NS Ø22, 2 position, NON-Lighted, bezel PLASTIC, MANUAL, COLOR GREEN, 3NO
A22NS-2BM-NGA-G112-NN | 8560 | 666883 | Selector A22NS Ø22, 2 position, NON-Lighted, bezel PLASTIC, MANUAL, COLOR GREEN, 2NO1NC
A22NS-2BM-NGA-G122-NN | 7955 | 663183 | Selector A22NS Ø22, 2 position, NON-Lighted, bezel PLASTIC, MANUAL, COLOR GREEN, 1NO2NC
A22NS-2BM-NGA-G202-NN | 7955 | 664549 | Selector A22NS Ø22, 2 position, NON-Lighted, bezel PLASTIC, MANUAL, COLOR GREEN, 2NC
A22NS-2BM-NGA-G222-NN | 8560 | 665527 | Selector A22NS Ø22, 2 position, NON-Lighted, bezel PLASTIC, MANUAL, COLOR GREEN, 3NC
A22NS-2BM-NRA-G002-NN | 7335 | 663182 | Selector A22NS Ø22, 2 position, NON-Lighted, bezel PLASTIC, MANUAL, COLOR RED, 1NC
A22NS-2BM-NRA-G100-NN | 7335 | 661214 | Selector A22NS Ø22, 2 position, NON-Lighted, bezel PLASTIC, MANUAL, COLOR RED, 1NO
A22NS-2BM-NRA-G101-NN | 7955 | 661465 | Selector A22NS Ø22, 2 position, NON-Lighted, bezel PLASTIC, MANUAL, COLOR RED, 2NO
A22NS-2BM-NRA-G102-NN | 7955 | 663628 | Selector A22NS 22 dia., 2 position, NON-Lighted, bezel plastic, manual, color red, 1NO1NC
A22NS-2BM-NRA-G111-NN | 8560 | 666884 | Selector A22NS Ø22, 2 position, NON-Lighted, bezel PLASTIC, MANUAL, COLOR RED, 3NO
A22NS-2BM-NRA-G112-NN | 8560 | 660544 | Selector A22NS Ø22, 2 position, NON-Lighted, bezel PLASTIC, MANUAL, COLOR RED, 2NO1NC
A22NS-2BM-NRA-G122-NN | 7955 | 663444 | Selector A22NS Ø22, 2 position, NON-Lighted, bezel PLASTIC, MANUAL, COLOR RED, 1NO2NC
A22NS-2BM-NRA-G202-NN | 7955 | 659822 | Selector A22NS Ø22, 2 position, NON-Lighted, bezel PLASTIC, MANUAL, COLOR RED, 2NC
A22NS-2BM-NRA-G222-NN | 8560 | 667172 | Selector A22NS Ø22, 2 position, NON-Lighted, bezel PLASTIC, MANUAL, COLOR RED, 3NC
A22NS-2BM-NWA-G002-NN | 7335 | 661466 | Selector A22NS Ø22, 2 position, NON-Lighted, bezel PLASTIC, MANUAL, COLOR WHITE, 1NC
A22NS-2BM-NWA-G100-NN | 7335 | 665294 | Selector A22NS Ø22, 2 position, NON-Lighted, bezel PLASTIC, MANUAL, COLOR WHITE, 1NO
A22NS-2BM-NWA-G101-NN | 7955 | 665293 | Selector A22NS Ø22, 2 position, NON-Lighted, bezel PLASTIC, MANUAL, COLOR WHITE, 2NO
A22NS-2BM-NWA-G102-NN | 7955 | 659821 | Selector A22NS Ø22, 2 position, NON-Lighted, bezel PLASTIC, MANUAL, COLOR WHITE, 1NO1NC
A22NS-2BM-NWA-G111-NN | 8560 | 661464 | Selector A22NS Ø22, 2 position, NON-Lighted, bezel PLASTIC, MANUAL, COLOR WHITE, 3NO
A22NS-2BM-NWA-G112-NN | 8560 | 661696 | Selector A22NS Ø22, 2 position, NON-Lighted, bezel PLASTIC, MANUAL, COLOR WHITE, 2NO1NC
A22NS-2BM-NWA-G122-NN | 7955 | 664082 | Selector A22NS Ø22, 2 position, NON-Lighted, bezel PLASTIC, MANUAL, COLOR WHITE, 1NO2NC
A22NS-2BM-NWA-G202-NN | 7955 | 661216 | Selector A22NS Ø22, 2 position, NON-Lighted, bezel PLASTIC, MANUAL, COLOR WHITE, 2NC
A22NS-2BM-NWA-G222-NN | 8560 | 663212 | Selector A22NS Ø22, 2 position, NON-Lighted, bezel PLASTIC, MANUAL, COLOR WHITE, 3NC
A22NS-2BM-NYA-G002-NN | 7335 | 664550 | Selector A22NS Ø22, 2 position, NON-Lighted, bezel PLASTIC, MANUAL, COLOR YELLOW, 1NC
A22NS-2BM-NYA-G100-NN | 7335 | 663445 | Selector A22NS Ø22, 2 position, NON-Lighted, bezel PLASTIC, MANUAL, COLOR YELLOW, 1NO
A22NS-2BM-NYA-G101-NN | 7955 | 662708 | Selector A22NS Ø22, 2 position, NON-Lighted, bezel PLASTIC, MANUAL, COLOR YELLOW, 2NO
A22NS-2BM-NYA-G102-NN | 7955 | 664345 | Selector A22NS Ø22, 2 position, NON-Lighted, bezel PLASTIC, MANUAL, COLOR YELLOW, 1NO1NC
A22NS-2BM-NYA-G111-NN | 8560 | 660770 | Selector A22NS Ø22, 2 position, NON-Lighted, bezel PLASTIC, MANUAL, COLOR YELLOW, 3NO
A22NS-2BM-NYA-G112-NN | 8560 | 664558 | Selector A22NS Ø22, 2 position, NON-Lighted, bezel PLASTIC, MANUAL, COLOR YELLOW, 2NO1NC
A22NS-2BM-NYA-G122-NN | 7955 | 659823 | Selector A22NS Ø22, 2 position, NON-Lighted, bezel PLASTIC, MANUAL, COLOR YELLOW, 1NO2NC
A22NS-2BM-NYA-G202-NN | 7955 | 662472 | Selector A22NS Ø22, 2 position, NON-Lighted, bezel PLASTIC, MANUAL, COLOR YELLOW, 2NC
A22NS-2BM-NYA-G222-NN | 8560 | 662707 | Selector A22NS Ø22, 2 position, NON-Lighted, bezel PLASTIC, MANUAL, COLOR YELLOW, 3NC
A22NS-2ML-NAA-G002-NN | 7955 | 662209 | Selector A22NS Ø22, 2 position, NON-Lighted, bezel brushed metal, AUTO RESET ON LEFT, COLOR BLUE, 1NC
A22NS-2ML-NAA-G100-NN | 7955 | 665047 | Selector A22NS Ø22, 2 position, NON-Lighted, bezel brushed metal, AUTO RESET ON LEFT, COLOR BLUE, 1NO
A22NS-2ML-NAA-G101-NN | 8560 | 665059 | Selector A22NS Ø22, 2 position, NON-Lighted, bezel brushed metal, AUTO RESET ON LEFT, COLOR BLUE, 2NO
A22NS-2ML-NAA-G102-NN | 8560 | 662772 | Selector A22NS Ø22, 2 position, NON-Lighted, bezel brushed metal, AUTO RESET ON LEFT, COLOR BLUE, 1NO1NC
A22NS-2ML-NAA-G111-NN | 9190 | 663063 | Selector A22NS Ø22, 2 position, NON-Lighted, bezel brushed metal, AUTO RESET ON LEFT, COLOR BLUE, 3NO
A22NS-2ML-NAA-G112-NN | 9190 | 662217 | Selector A22NS Ø22, 2 position, NON-Lighted, bezel brushed metal, AUTO RESET ON LEFT, COLOR BLUE, 2NO1NC
A22NS-2ML-NAA-G122-NN | 8560 | 664110 | Selector A22NS Ø22, 2 position, NON-Lighted, bezel brushed metal, AUTO RESET ON LEFT, COLOR BLUE, 1NO2NC
A22NS-2ML-NAA-G202-NN | 8560 | 664896 | Selector A22NS Ø22, 2 position, NON-Lighted, bezel brushed metal, AUTO RESET ON LEFT, COLOR BLUE, 2NC
A22NS-2ML-NAA-G222-NN | 9190 | 663061 | Selector A22NS Ø22, 2 position, NON-Lighted, bezel brushed metal, AUTO RESET ON LEFT, COLOR BLUE, 3NC
A22NS-2ML-NBA-G002-NN | 7955 | 662050 | Selector A22NS Ø22, 2 position, NON-Lighted, bezel brushed metal, AUTO RESET ON LEFT, COLOR BLACK, 1NC
A22NS-2ML-NBA-G100-NN | 7955 | 663062 | Selector A22NS Ø22, 2 position, NON-Lighted, bezel brushed metal, AUTO RESET ON LEFT, COLOR BLACK, 1NO
A22NS-2ML-NBA-G101-NN | 8560 | 661766 | Selector A22NS Ø22, 2 position, NON-Lighted, bezel brushed metal, AUTO RESET ON LEFT, COLOR BLACK, 2NO
A22NS-2ML-NBA-G102-NN | 8560 | 662197 | Selector A22NS Ø22, 2 position, NON-Lighted, bezel brushed metal, AUTO RESET ON LEFT, COLOR BLACK, 1NO1NC
A22NS-2ML-NBA-G111-NN | 9190 | 664113 | Selector A22NS Ø22, 2 position, NON-Lighted, bezel brushed metal, AUTO RESET ON LEFT, COLOR BLACK, 3NO
A22NS-2ML-NBA-G112-NN | 9190 | 662199 | Selector A22NS Ø22, 2 position, NON-Lighted, bezel brushed metal, AUTO RESET ON LEFT, COLOR BLACK, 2NO1NC
A22NS-2ML-NBA-G122-NN | 8560 | 661767 | Selector A22NS Ø22, 2 position, NON-Lighted, bezel brushed metal, AUTO RESET ON LEFT, COLOR BLACK, 1NO2NC
A22NS-2ML-NBA-G202-NN | 8560 | 665048 | Selector A22NS Ø22, 2 position, NON-Lighted, bezel brushed metal, AUTO RESET ON LEFT, COLOR BLACK, 2NC
A22NS-2ML-NBA-G222-NN | 9190 | 664895 | Selector A22NS Ø22, 2 position, NON-Lighted, bezel brushed metal, AUTO RESET ON LEFT, COLOR BLACK, 3NC
A22NS-2ML-NGA-G002-NN | 7955 | 663194 | Selector A22NS Ø22, 2 position, NON-Lighted, bezel brushed metal, AUTO RESET ON LEFT, COLOR GREEN, 1NC
A22NS-2ML-NGA-G100-NN | 7955 | 666872 | Selector A22NS Ø22, 2 position, NON-Lighted, bezel brushed metal, AUTO RESET ON LEFT, COLOR GREEN, 1NO
A22NS-2ML-NGA-G101-NN | 8560 | 660310 | Selector A22NS Ø22, 2 position, NON-Lighted, bezel brushed metal, AUTO RESET ON LEFT, COLOR GREEN, 2NO
A22NS-2ML-NGA-G102-NN | 8560 | 661765 | Selector A22NS Ø22, 2 position, NON-Lighted, bezel brushed metal, AUTO RESET ON LEFT, COLOR GREEN, 1NO1NC
A22NS-2ML-NGA-G111-NN | 9190 | 662210 | Selector A22NS Ø22, 2 position, NON-Lighted, bezel brushed metal, AUTO RESET ON LEFT, COLOR GREEN, 3NO
A22NS-2ML-NGA-G112-NN | 9190 | 660265 | Selector A22NS Ø22, 2 position, NON-Lighted, bezel brushed metal, AUTO RESET ON LEFT, COLOR GREEN, 2NO1NC
A22NS-2ML-NGA-G122-NN | 8560 | 666868 | Selector A22NS Ø22, 2 position, NON-Lighted, bezel brushed metal, AUTO RESET ON LEFT, COLOR GREEN, 1NO2NC
A22NS-2ML-NGA-G202-NN | 8560 | 664097 | Selector A22NS Ø22, 2 position, NON-Lighted, bezel brushed metal, AUTO RESET ON LEFT, COLOR GREEN, 2NC
A22NS-2ML-NGA-G222-NN | 9190 | 662212 | Selector A22NS Ø22, 2 position, NON-Lighted, bezel brushed metal, AUTO RESET ON LEFT, COLOR GREEN, 3NC
A22NS-2ML-NRA-G002-NN | 7955 | 663210 | Selector A22NS Ø22, 2 position, NON-Lighted, bezel brushed metal, AUTO RESET ON LEFT, COLOR RED, 1NC
A22NS-2ML-NRA-G100-NN | 7955 | 663173 | Selector A22NS Ø22, 2 position, NON-Lighted, bezel brushed metal, AUTO RESET ON LEFT, COLOR RED, 1NO
A22NS-2ML-NRA-G101-NN | 8560 | 665036 | Selector A22NS Ø22, 2 position, NON-Lighted, bezel brushed metal, AUTO RESET ON LEFT, COLOR RED, 2NO
A22NS-2ML-NRA-G102-NN | 8560 | 666870 | Selector A22NS Ø22, 2 position, NON-Lighted, bezel brushed metal, AUTO RESET ON LEFT, COLOR RED, 1NO1NC
A22NS-2ML-NRA-G111-NN | 9190 | 661205 | Selector A22NS Ø22, 2 position, NON-Lighted, bezel brushed metal, AUTO RESET ON LEFT, COLOR RED, 3NO
A22NS-2ML-NRA-G112-NN | 9190 | 660264 | Selector A22NS Ø22, 2 position, NON-Lighted, bezel brushed metal, AUTO RESET ON LEFT, COLOR RED, 2NO1NC
A22NS-2ML-NRA-G122-NN | 8560 | 663982 | Selector A22NS Ø22, 2 position, NON-Lighted, bezel brushed metal, AUTO RESET ON LEFT, COLOR RED, 1NO2NC
A22NS-2ML-NRA-G202-NN | 8560 | 660288 | Selector A22NS Ø22, 2 position, NON-Lighted, bezel brushed metal, AUTO RESET ON LEFT, COLOR RED, 2NC
A22NS-2ML-NRA-G222-NN | 9190 | 663175 | Selector A22NS Ø22, 2 position, NON-Lighted, bezel brushed metal, AUTO RESET ON LEFT, COLOR RED, 3NC
A22NS-2ML-NWA-G002-NN | 7955 | 663983 | Selector A22NS Ø22, 2 position, NON-Lighted, bezel brushed metal, AUTO RESET ON LEFT, COLOR WHITE, 1NC
A22NS-2ML-NWA-G100-NN | 7955 | 660309 | Selector A22NS Ø22, 2 position, NON-Lighted, bezel brushed metal, AUTO RESET ON LEFT, COLOR WHITE, 1NO
A22NS-2ML-NWA-G101-NN | 8560 | 666535 | Selector A22NS Ø22, 2 position, NON-Lighted, bezel brushed metal, AUTO RESET ON LEFT, COLOR WHITE, 2NO
A22NS-2ML-NWA-G102-NN | 8560 | 660308 | Selector A22NS Ø22, 2 position, NON-Lighted, bezel brushed metal, AUTO RESET ON LEFT, COLOR WHITE, 1NO1NC
A22NS-2ML-NWA-G111-NN | 9190 | 659907 | Selector A22NS Ø22, 2 position, NON-Lighted, bezel brushed metal, AUTO RESET ON LEFT, COLOR WHITE, 3NO
A22NS-2ML-NWA-G112-NN | 9190 | 660169 | Selector A22NS Ø22, 2 position, NON-Lighted, bezel brushed metal, AUTO RESET ON LEFT, COLOR WHITE, 2NO1NC
A22NS-2ML-NWA-G122-NN | 8560 | 663984 | Selector A22NS Ø22, 2 position, NON-Lighted, bezel brushed metal, AUTO RESET ON LEFT, COLOR WHITE, 1NO2NC
A22NS-2ML-NWA-G202-NN | 8560 | 661102 | Selector A22NS Ø22, 2 position, NON-Lighted, bezel brushed metal, AUTO RESET ON LEFT, COLOR WHITE, 2NC
A22NS-2ML-NWA-G222-NN | 9190 | 664617 | Selector A22NS Ø22, 2 position, NON-Lighted, bezel brushed metal, AUTO RESET ON LEFT, COLOR WHITE, 3NC
A22NS-2ML-NYA-G002-NN | 7955 | 663174 | Selector A22NS Ø22, 2 position, NON-Lighted, bezel brushed metal, AUTO RESET ON LEFT, COLOR YELLOW, 1NC
A22NS-2ML-NYA-G100-NN | 7955 | 664618 | Selector A22NS Ø22, 2 position, NON-Lighted, bezel brushed metal, AUTO RESET ON LEFT, COLOR YELLOW, 1NO
A22NS-2ML-NYA-G101-NN | 8560 | 665997 | Selector A22NS Ø22, 2 position, NON-Lighted, bezel brushed metal, AUTO RESET ON LEFT, COLOR YELLOW, 2NO
A22NS-2ML-NYA-G102-NN | 8560 | 665013 | Selector A22NS Ø22, 2 position, NON-Lighted, bezel brushed metal, AUTO RESET ON LEFT, COLOR YELLOW, 1NO1NC
A22NS-2ML-NYA-G111-NN | 9190 | 662049 | Selector A22NS Ø22, 2 position, NON-Lighted, bezel brushed metal, AUTO RESET ON LEFT, COLOR YELLOW, 3NO
A22NS-2ML-NYA-G112-NN | 9190 | 666869 | Selector A22NS Ø22, 2 position, NON-Lighted, bezel brushed metal, AUTO RESET ON LEFT, COLOR YELLOW, 2NO1NC
A22NS-2ML-NYA-G122-NN | 8560 | 664894 | Selector A22NS Ø22, 2 position, NON-Lighted, bezel brushed metal, AUTO RESET ON LEFT, COLOR YELLOW, 1NO2NC
A22NS-2ML-NYA-G202-NN | 8560 | 665864 | Selector A22NS Ø22, 2 position, NON-Lighted, bezel brushed metal, AUTO RESET ON LEFT, COLOR YELLOW, 2NC
A22NS-2ML-NYA-G222-NN | 9190 | 664109 | Selector A22NS Ø22, 2 position, NON-Lighted, bezel brushed metal, AUTO RESET ON LEFT, COLOR YELLOW, 3NC
A22NS-2MM-NAA-G002-NN | 7955 | 662211 | Selector A22NS Ø22, 2 position, NON-Lighted, bezel brushed metal, MANUAL, COLOR BLUE, 1NC
A22NS-2MM-NAA-G100-NN | 7955 | 664101 | Selector A22NS Ø22, 2 position, NON-Lighted, bezel brushed metal, MANUAL, COLOR BLUE, 1NO
A22NS-2MM-NAA-G101-NN | 8560 | 661245 | Selector A22NS Ø22, 2 position, NON-Lighted, bezel brushed metal, MANUAL, COLOR BLUE, 2NO
A22NS-2MM-NAA-G102-NN | 8560 | 664108 | Selector A22NS Ø22, 2 position, NON-Lighted, bezel brushed metal, MANUAL, COLOR BLUE, 1NO1NC
A22NS-2MM-NAA-G111-NN | 9190 | 665035 | Selector A22NS Ø22, 2 position, NON-Lighted, bezel brushed metal, MANUAL, COLOR BLUE, 3NO
A22NS-2MM-NAA-G112-NN | 9190 | 666871 | Selector A22NS Ø22, 2 position, NON-Lighted, bezel brushed metal, MANUAL, COLOR BLUE, 2NO1NC
A22NS-2MM-NAA-G122-NN | 8560 | 663172 | Selector A22NS Ø22, 2 position, NON-Lighted, bezel brushed metal, MANUAL, COLOR BLUE, 1NO2NC
A22NS-2MM-NAA-G202-NN | 8560 | 665861 | Selector A22NS Ø22, 2 position, NON-Lighted, bezel brushed metal, MANUAL, COLOR BLUE, 2NC
A22NS-2MM-NAA-G222-NN | 9190 | 663549 | Selector A22NS Ø22, 2 position, NON-Lighted, bezel brushed metal, MANUAL, COLOR BLUE, 3NC
A22NS-2MM-NBA-G002-NN | 7955 | 662219 | Selector A22NS Ø22, 2 position, NON-Lighted, bezel brushed metal, MANUAL, COLOR BLACK, 1NC
A22NS-2MM-NBA-G100-NN | 7955 | 663064 | Selector A22NS Ø22, 2 position, NON-Lighted, bezel brushed metal, MANUAL, COLOR BLACK, 1NO
A22NS-2MM-NBA-G101-NN | 8560 | 662191 | Selector A22NS Ø22, 2 position, NON-Lighted, bezel brushed metal, MANUAL, COLOR BLACK, 2NO
A22NS-2MM-NBA-G102-NN | 8560 | 665860 | Selector A22NS 22 dia., 2 position, NON-lighted, bezel brushed metal, manual, color black, 1NO1NC
A22NS-2MM-NBA-G111-NN | 9190 | 666874 | Selector A22NS Ø22, 2 position, NON-Lighted, bezel brushed metal, MANUAL, COLOR BLACK, 3NO
A22NS-2MM-NBA-G112-NN | 9190 | 662218 | Selector A22NS Ø22, 2 position, NON-Lighted, bezel brushed metal, MANUAL, COLOR BLACK, 2NO1NC
A22NS-2MM-NBA-G122-NN | 8560 | 665998 | Selector A22NS Ø22, 2 position, NON-Lighted, bezel brushed metal, MANUAL, COLOR BLACK, 1NO2NC
A22NS-2MM-NBA-G202-NN | 8560 | 662048 | Selector A22NS Ø22, 2 position, NON-Lighted, bezel brushed metal, MANUAL, COLOR BLACK, 2NC
A22NS-2MM-NBA-G222-NN | 9190 | 661234 | Selector A22NS Ø22, 2 position, NON-Lighted, bezel brushed metal, MANUAL, COLOR BLACK, 3NC
A22NS-2MM-NBA-P100-NN | 7335 | 673386 | Selector A22NS Ø22, 2 position, NON-Lighted, bezel brushed metal, MANUAL, COLOR BLACK, 1NO, push-in terminal
A22NS-2MM-NGA-G002-NN | 7955 | 661712 | Selector A22NS Ø22, 2 position, NON-Lighted, bezel brushed metal, MANUAL, COLOR GREEN, 1NC
A22NS-2MM-NGA-G100-NN | 7955 | 664891 | Selector A22NS Ø22, 2 position, NON-Lighted, bezel brushed metal, MANUAL, COLOR GREEN, 1NO
A22NS-2MM-NGA-G101-NN | 8560 | 665859 | Selector A22NS Ø22, 2 position, NON-Lighted, bezel brushed metal, MANUAL, COLOR GREEN, 2NO
A22NS-2MM-NGA-G102-NN | 8560 | 666472 | Selector A22NS Ø22, 2 position, NON-Lighted, bezel brushed metal, MANUAL, COLOR GREEN, 1NO1NC
A22NS-2MM-NGA-G111-NN | 9190 | 666471 | Selector A22NS Ø22, 2 position, NON-Lighted, bezel brushed metal, MANUAL, COLOR GREEN, 3NO
A22NS-2MM-NGA-G112-NN | 9190 | 661763 | Selector A22NS Ø22, 2 position, NON-Lighted, bezel brushed metal, MANUAL, COLOR GREEN, 2NO1NC
A22NS-2MM-NGA-G122-NN | 8560 | 660549 | Selector A22NS Ø22, 2 position, NON-Lighted, bezel brushed metal, MANUAL, COLOR GREEN, 1NO2NC
A22NS-2MM-NGA-G202-NN | 8560 | 663977 | Selector A22NS Ø22, 2 position, NON-Lighted, bezel brushed metal, MANUAL, COLOR GREEN, 2NC
A22NS-2MM-NGA-G222-NN | 9190 | 661215 | Selector A22NS Ø22, 2 position, NON-Lighted, bezel brushed metal, MANUAL, COLOR GREEN, 3NC
A22NS-2MM-NRA-G002-NN | 7955 | 666459 | Selector A22NS Ø22, 2 position, NON-Lighted, bezel brushed metal, MANUAL, COLOR RED, 1NC
A22NS-2MM-NRA-G100-NN | 7955 | 662047 | Selector A22NS Ø22, 2 position, NON-Lighted, bezel brushed metal, MANUAL, COLOR RED, 1NO
A22NS-2MM-NRA-G101-NN | 8560 | 664559 | Selector A22NS Ø22, 2 position, NON-Lighted, bezel brushed metal, MANUAL, COLOR RED, 2NO
A22NS-2MM-NRA-G102-NN | 8560 | 666016 | Selector A22NS Ø22, 2 position, NON-Lighted, bezel brushed metal, MANUAL, COLOR RED, 1NO1NC
A22NS-2MM-NRA-G111-NN | 9190 | 661474 | Selector A22NS Ø22, 2 position, NON-Lighted, bezel brushed metal, MANUAL, COLOR RED, 3NO
A22NS-2MM-NRA-G112-NN | 9190 | 661709 | Selector A22NS Ø22, 2 position, NON-Lighted, bezel brushed metal, MANUAL, COLOR RED, 2NO1NC
A22NS-2MM-NRA-G122-NN | 8560 | 666257 | Selector A22NS Ø22, 2 position, NON-Lighted, bezel brushed metal, MANUAL, COLOR RED, 1NO2NC
A22NS-2MM-NRA-G202-NN | 8560 | 665299 | Selector A22NS Ø22, 2 position, NON-Lighted, bezel brushed metal, MANUAL, COLOR RED, 2NC
A22NS-2MM-NRA-G222-NN | 9190 | 662473 | Selector A22NS Ø22, 2 position, NON-Lighted, bezel brushed metal, MANUAL, COLOR RED, 3NC
A22NS-2MM-NWA-G002-NN | 7955 | 664089 | Selector A22NS Ø22, 2 position, NON-Lighted, bezel brushed metal, MANUAL, COLOR WHITE, 1NC
A22NS-2MM-NWA-G100-NN | 7955 | 662196 | Selector A22NS Ø22, 2 position, NON-Lighted, bezel brushed metal, MANUAL, COLOR WHITE, 1NO
A22NS-2MM-NWA-G101-NN | 8560 | 660287 | Selector A22NS Ø22, 2 position, NON-Lighted, bezel brushed metal, MANUAL, COLOR WHITE, 2NO
A22NS-2MM-NWA-G102-NN | 8560 | 663200 | Selector A22NS Ø22, 2 position, NON-Lighted, bezel brushed metal, MANUAL, COLOR WHITE, 1NO1NC
A22NS-2MM-NWA-G111-NN | 9190 | 663985 | Selector A22NS Ø22, 2 position, NON-Lighted, bezel brushed metal, MANUAL, COLOR WHITE, 3NO
A22NS-2MM-NWA-G112-NN | 9190 | 665012 | Selector A22NS Ø22, 2 position, NON-Lighted, bezel brushed metal, MANUAL, COLOR WHITE, 2NO1NC
A22NS-2MM-NWA-G122-NN | 8560 | 662163 | Selector A22NS Ø22, 2 position, NON-Lighted, bezel brushed metal, MANUAL, COLOR WHITE, 1NO2NC
A22NS-2MM-NWA-G202-NN | 8560 | 662188 | Selector A22NS Ø22, 2 position, NON-Lighted, bezel brushed metal, MANUAL, COLOR WHITE, 2NC
A22NS-2MM-NWA-G222-NN | 9190 | 665034 | Selector A22NS Ø22, 2 position, NON-Lighted, bezel brushed metal, MANUAL, COLOR WHITE, 3NC
A22NS-2MM-NYA-G002-NN | 7955 | 662215 | Selector A22NS Ø22, 2 position, NON-Lighted, bezel brushed metal, MANUAL, COLOR YELLOW, 1NC
A22NS-2MM-NYA-G100-NN | 7955 | 660270 | Selector A22NS Ø22, 2 position, NON-Lighted, bezel brushed metal, MANUAL, COLOR YELLOW, 1NO
A22NS-2MM-NYA-G101-NN | 8560 | 666918 | Selector A22NS Ø22, 2 position, NON-Lighted, bezel brushed metal, MANUAL, COLOR YELLOW, 2NO
A22NS-2MM-NYA-G102-NN | 8560 | 663204 | Selector A22NS Ø22, 2 position, NON-Lighted, bezel brushed metal, MANUAL, COLOR YELLOW, 1NO1NC
A22NS-2MM-NYA-G111-NN | 9190 | 660782 | Selector A22NS Ø22, 2 position, NON-Lighted, bezel brushed metal, MANUAL, COLOR YELLOW, 3NO
A22NS-2MM-NYA-G112-NN | 9190 | 663209 | Selector A22NS Ø22, 2 position, NON-Lighted, bezel brushed metal, MANUAL, COLOR YELLOW, 2NO1NC
A22NS-2MM-NYA-G122-NN | 8560 | 666873 | Selector A22NS Ø22, 2 position, NON-Lighted, bezel brushed metal, MANUAL, COLOR YELLOW, 1NO2NC
A22NS-2MM-NYA-G202-NN | 8560 | 661206 | Selector A22NS Ø22, 2 position, NON-Lighted, bezel brushed metal, MANUAL, COLOR YELLOW, 2NC
A22NS-2MM-NYA-G222-NN | 9190 | 665967 | Selector A22NS Ø22, 2 position, NON-Lighted, bezel brushed metal, MANUAL, COLOR YELLOW, 3NC
A22NS-2RL-NAA-G002-NN | 7955 | 662777 | Selector A22NS Ø22, 2 position, NON-Lighted, bezel metal, AUTO RESET ON LEFT, COLOR BLUE, 1NC
A22NS-2RL-NAA-G100-NN | 7955 | 666366 | Selector A22NS Ø22, 2 position, NON-Lighted, bezel metal, AUTO RESET ON LEFT, COLOR BLUE, 1NO
A22NS-2RL-NAA-G101-NN | 8560 | 661601 | Selector A22NS Ø22, 2 position, NON-Lighted, bezel metal, AUTO RESET ON LEFT, COLOR BLUE, 2NO
A22NS-2RL-NAA-G102-NN | 8560 | 662614 | Selector A22NS Ø22, 2 position, NON-Lighted, bezel metal, AUTO RESET ON LEFT, COLOR BLUE, 1NO1NC
A22NS-2RL-NAA-G111-NN | 9190 | 662606 | Selector A22NS Ø22, 2 position, NON-Lighted, bezel metal, AUTO RESET ON LEFT, COLOR BLUE, 3NO
A22NS-2RL-NAA-G112-NN | 9190 | 664121 | Selector A22NS Ø22, 2 position, NON-Lighted, bezel metal, AUTO RESET ON LEFT, COLOR BLUE, 2NO1NC
A22NS-2RL-NAA-G122-NN | 8560 | 666375 | Selector A22NS Ø22, 2 position, NON-Lighted, bezel metal, AUTO RESET ON LEFT, COLOR BLUE, 1NO2NC
A22NS-2RL-NAA-G202-NN | 8560 | 664629 | Selector A22NS Ø22, 2 position, NON-Lighted, bezel metal, AUTO RESET ON LEFT, COLOR BLUE, 2NC
A22NS-2RL-NAA-G222-NN | 9190 | 661602 | Selector A22NS Ø22, 2 position, NON-Lighted, bezel metal, AUTO RESET ON LEFT, COLOR BLUE, 3NC
A22NS-2RL-NBA-G002-NN | 7955 | 659738 | Selector A22NS Ø22, 2 position, NON-Lighted, bezel metal, AUTO RESET ON LEFT, COLOR BLACK, 1NC
A22NS-2RL-NBA-G100-NN | 7955 | 665602 | Selector A22NS Ø22, 2 position, NON-Lighted, bezel metal, AUTO RESET ON LEFT, COLOR BLACK, 1NO
A22NS-2RL-NBA-G101-NN | 8560 | 663734 | Selector A22NS Ø22, 2 position, NON-Lighted, bezel metal, AUTO RESET ON LEFT, COLOR BLACK, 2NO
A22NS-2RL-NBA-G102-NN | 8560 | 666554 | Selector A22NS 22 dia., 2 position, NON-Lighted, bezel metal, auto reset on left, color black, 1NO1NC
A22NS-2RL-NBA-G111-NN | 9190 | 665615 | Selector A22NS Ø22, 2 position, NON-Lighted, bezel metal, AUTO RESET ON LEFT, COLOR BLACK, 3NO
A22NS-2RL-NBA-G112-NN | 9190 | 661793 | Selector A22NS Ø22, 2 position, NON-Lighted, bezel metal, AUTO RESET ON LEFT, COLOR BLACK, 2NO1NC
A22NS-2RL-NBA-G122-NN | 8560 | 659737 | Selector A22NS Ø22, 2 position, NON-Lighted, bezel metal, AUTO RESET ON LEFT, COLOR BLACK, 1NO2NC
A22NS-2RL-NBA-G202-NN | 8560 | 660861 | Selector A22NS Ø22, 2 position, NON-Lighted, bezel metal, AUTO RESET ON LEFT, COLOR BLACK, 2NC
A22NS-2RL-NBA-G222-NN | 9190 | 660543 | Selector A22NS Ø22, 2 position, NON-Lighted, bezel metal, AUTO RESET ON LEFT, COLOR BLACK, 3NC
A22NS-2RL-NGA-G002-NN | 7955 | 662786 | Selector A22NS Ø22, 2 position, NON-Lighted, bezel metal, AUTO RESET ON LEFT, COLOR GREEN, 1NC
A22NS-2RL-NGA-G100-NN | 7955 | 660846 | Selector A22NS Ø22, 2 position, NON-Lighted, bezel metal, AUTO RESET ON LEFT, COLOR GREEN, 1NO
A22NS-2RL-NGA-G101-NN | 8560 | 661778 | Selector A22NS Ø22, 2 position, NON-Lighted, bezel metal, AUTO RESET ON LEFT, COLOR GREEN, 2NO
A22NS-2RL-NGA-G102-NN | 8560 | 665423 | Selector A22NS 22 dia., 2 position, NON-Lighted, bezel metal, auto reset on left, color green, 1NO1NC
A22NS-2RL-NGA-G111-NN | 9190 | 661105 | Selector A22NS Ø22, 2 position, NON-Lighted, bezel metal, AUTO RESET ON LEFT, COLOR GREEN, 3NO
A22NS-2RL-NGA-G112-NN | 9190 | 659922 | Selector A22NS Ø22, 2 position, NON-Lighted, bezel metal, AUTO RESET ON LEFT, COLOR GREEN, 2NO1NC
A22NS-2RL-NGA-G122-NN | 8560 | 664628 | Selector A22NS Ø22, 2 position, NON-Lighted, bezel metal, AUTO RESET ON LEFT, COLOR GREEN, 1NO2NC
A22NS-2RL-NGA-G202-NN | 8560 | 662779 | Selector A22NS Ø22, 2 position, NON-Lighted, bezel metal, AUTO RESET ON LEFT, COLOR GREEN, 2NC
A22NS-2RL-NGA-G222-NN | 9190 | 661773 | Selector A22NS Ø22, 2 position, NON-Lighted, bezel metal, AUTO RESET ON LEFT, COLOR GREEN, 3NC
A22NS-2RL-NRA-G002-NN | 7955 | 660681 | Selector A22NS Ø22, 2 position, NON-Lighted, bezel metal, AUTO RESET ON LEFT, COLOR RED, 1NC
A22NS-2RL-NRA-G100-NN | 7955 | 666543 | Selector A22NS Ø22, 2 position, NON-Lighted, bezel metal, AUTO RESET ON LEFT, COLOR RED, 1NO
A22NS-2RL-NRA-G101-NN | 8560 | 661588 | Selector A22NS Ø22, 2 position, NON-Lighted, bezel metal, AUTO RESET ON LEFT, COLOR RED, 2NO
A22NS-2RL-NRA-G102-NN | 8560 | 660174 | Selector A22NS 22 dia., 2 position, NON-Lighted, bezel metal, auto reset on left, color red, 1NO1NC
A22NS-2RL-NRA-G111-NN | 9190 | 662778 | Selector A22NS Ø22, 2 position, NON-Lighted, bezel metal, AUTO RESET ON LEFT, COLOR RED, 3NO
A22NS-2RL-NRA-G112-NN | 9190 | 666537 | Selector A22NS Ø22, 2 position, NON-Lighted, bezel metal, AUTO RESET ON LEFT, COLOR RED, 2NO1NC
A22NS-2RL-NRA-G122-NN | 8560 | 666027 | Selector A22NS Ø22, 2 position, NON-Lighted, bezel metal, AUTO RESET ON LEFT, COLOR RED, 1NO2NC
A22NS-2RL-NRA-G202-NN | 8560 | 666536 | Selector A22NS Ø22, 2 position, NON-Lighted, bezel metal, AUTO RESET ON LEFT, COLOR RED, 2NC
A22NS-2RL-NRA-G222-NN | 9190 | 660847 | Selector A22NS Ø22, 2 position, NON-Lighted, bezel metal, AUTO RESET ON LEFT, COLOR RED, 3NC
A22NS-2RL-NWA-G002-NN | 7955 | 665597 | Selector A22NS Ø22, 2 position, NON-Lighted, bezel metal, AUTO RESET ON LEFT, COLOR WHITE, 1NC
A22NS-2RL-NWA-G100-NN | 7955 | 666542 | Selector A22NS Ø22, 2 position, NON-Lighted, bezel metal, AUTO RESET ON LEFT, COLOR WHITE, 1NO
A22NS-2RL-NWA-G101-NN | 8560 | 665601 | Selector A22NS Ø22, 2 position, NON-Lighted, bezel metal, AUTO RESET ON LEFT, COLOR WHITE, 2NO
A22NS-2RL-NWA-G102-NN | 8560 | 662229 | Selector A22NS Ø22, 2 position, NON-Lighted, bezel metal, AUTO RESET ON LEFT, COLOR WHITE, 1NO1NC
A22NS-2RL-NWA-G111-NN | 9190 | 662051 | Selector A22NS Ø22, 2 position, NON-Lighted, bezel metal, AUTO RESET ON LEFT, COLOR WHITE, 3NO
A22NS-2RL-NWA-G112-NN | 9190 | 663070 | Selector A22NS Ø22, 2 position, NON-Lighted, bezel metal, AUTO RESET ON LEFT, COLOR WHITE, 2NO1NC
A22NS-2RL-NWA-G122-NN | 8560 | 663069 | Selector A22NS Ø22, 2 position, NON-Lighted, bezel metal, AUTO RESET ON LEFT, COLOR WHITE, 1NO2NC
A22NS-2RL-NWA-G202-NN | 8560 | 666367 | Selector A22NS Ø22, 2 position, NON-Lighted, bezel metal, AUTO RESET ON LEFT, COLOR WHITE, 2NC
A22NS-2RL-NWA-G222-NN | 9190 | 662785 | Selector A22NS Ø22, 2 position, NON-Lighted, bezel metal, AUTO RESET ON LEFT, COLOR WHITE, 3NC
A22NS-2RL-NYA-G002-NN | 7955 | 662607 | Selector A22NS Ø22, 2 position, NON-Lighted, bezel metal, AUTO RESET ON LEFT, COLOR YELLOW, 1NC
A22NS-2RL-NYA-G100-NN | 7955 | 663724 | Selector A22NS Ø22, 2 position, NON-Lighted, bezel metal, AUTO RESET ON LEFT, COLOR YELLOW, 1NO
A22NS-2RL-NYA-G101-NN | 8560 | 663723 | Selector A22NS Ø22, 2 position, NON-Lighted, bezel metal, AUTO RESET ON LEFT, COLOR YELLOW, 2NO
A22NS-2RL-NYA-G102-NN | 8560 | 659923 | Selector A22NS Ø22, 2 position, NON-Lighted, bezel metal, AUTO RESET ON LEFT, COLOR YELLOW, 1NO1NC
A22NS-2RL-NYA-G111-NN | 9190 | 659911 | Selector A22NS Ø22, 2 position, NON-Lighted, bezel metal, AUTO RESET ON LEFT, COLOR YELLOW, 3NO
A22NS-2RL-NYA-G112-NN | 9190 | 666368 | Selector A22NS Ø22, 2 position, NON-Lighted, bezel metal, AUTO RESET ON LEFT, COLOR YELLOW, 2NO1NC
A22NS-2RL-NYA-G122-NN | 8560 | 664462 | Selector A22NS Ø22, 2 position, NON-Lighted, bezel metal, AUTO RESET ON LEFT, COLOR YELLOW, 1NO2NC
A22NS-2RL-NYA-G202-NN | 8560 | 660173 | Selector A22NS Ø22, 2 position, NON-Lighted, bezel metal, AUTO RESET ON LEFT, COLOR YELLOW, 2NC
A22NS-2RL-NYA-G222-NN | 9190 | 666031 | Selector A22NS Ø22, 2 position, NON-Lighted, bezel metal, AUTO RESET ON LEFT, COLOR YELLOW, 3NC
A22NS-2RM-NAA-G002-NN | 7955 | 663222 | Selector A22NS Ø22, 2 position, NON-Lighted, bezel metal, MANUAL, COLOR BLUE, 1NC
A22NS-2RM-NAA-G100-NN | 7955 | 664119 | Selector A22NS Ø22, 2 position, NON-Lighted, bezel metal, MANUAL, COLOR BLUE, 1NO
A22NS-2RM-NAA-G101-NN | 8560 | 665066 | Selector A22NS Ø22, 2 position, NON-Lighted, bezel metal, MANUAL, COLOR BLUE, 2NO
A22NS-2RM-NAA-G102-NN | 8560 | 666028 | Selector A22NS Ø22, 2 position, NON-Lighted, bezel metal, MANUAL, COLOR BLUE, 1NO1NC
A22NS-2RM-NAA-G111-NN | 9190 | 666364 | Selector A22NS Ø22, 2 position, NON-Lighted, bezel metal, MANUAL, COLOR BLUE, 3NO
A22NS-2RM-NAA-G112-NN | 9190 | 662227 | Selector A22NS Ø22, 2 position, NON-Lighted, bezel metal, MANUAL, COLOR BLUE, 2NO1NC
A22NS-2RM-NAA-G122-NN | 8560 | 664120 | Selector A22NS Ø22, 2 position, NON-Lighted, bezel metal, MANUAL, COLOR BLUE, 1NO2NC
A22NS-2RM-NAA-G202-NN | 8560 | 660679 | Selector A22NS Ø22, 2 position, NON-Lighted, bezel metal, MANUAL, COLOR BLUE, 2NC
A22NS-2RM-NAA-G222-NN | 9190 | 663550 | Selector A22NS Ø22, 2 position, NON-Lighted, bezel metal, MANUAL, COLOR BLUE, 3NC
A22NS-2RM-NBA-G002-NN | 7955 | 661250 | Selector A22NS Ø22, 2 position, NON-Lighted, bezel metal, MANUAL, COLOR BLACK, 1NC
A22NS-2RM-NBA-G100-NN | 7955 | 663223 | Selector A22NS Ø22, 2 position, NON-Lighted, bezel metal, MANUAL, COLOR BLACK, 1NO
A22NS-2RM-NBA-G101-NN | 8560 | 659728 | Selector A22NS Ø22, 2 position, NON-Lighted, bezel metal, MANUAL, COLOR BLACK, 2NO
A22NS-2RM-NBA-G102-NN | 8560 | 662230 | Selector A22NS 22 dia., 2 position, NON-Lighted, bezel metal, manual, color black, 1NO1NC
A22NS-2RM-NBA-G111-NN | 9190 | 666025 | Selector A22NS Ø22, 2 position, NON-Lighted, bezel metal, MANUAL, COLOR BLACK, 3NO
A22NS-2RM-NBA-G112-NN | 9190 | 661775 | Selector A22NS Ø22, 2 position, NON-Lighted, bezel metal, MANUAL, COLOR BLACK, 2NO1NC
A22NS-2RM-NBA-G122-NN | 8560 | 661774 | Selector A22NS Ø22, 2 position, NON-Lighted, bezel metal, MANUAL, COLOR BLACK, 1NO2NC
A22NS-2RM-NBA-G202-NN | 8560 | 663987 | Selector A22NS Ø22, 2 position, NON-Lighted, bezel metal, MANUAL, COLOR BLACK, 2NC
A22NS-2RM-NBA-G222-NN | 9190 | 662228 | Selector A22NS Ø22, 2 position, NON-Lighted, bezel metal, MANUAL, COLOR BLACK, 3NC
A22NS-2RM-NBA-P100-NN | 8565 | 685683 | Selector Switch Ø22, 2 position, NON-Lighted, bezel metal, MANUAL, COLOR BLACK, 1NO, push-in terminal
A22NS-2RM-NBA-P101-NN | 8560 | 673627 | Selector A22NS Ø22, 2 position, NON-Lighted, bezel metal, MANUAL, COLOR BLACK, 2NO, push-in terminal
A22NS-2RM-NGA-G002-NN | 7955 | 666021 | Selector A22NS Ø22, 2 position, NON-Lighted, bezel metal, MANUAL, COLOR GREEN, 1NC
A22NS-2RM-NGA-G100-NN | 7955 | 666363 | Selector A22NS Ø22, 2 position, NON-Lighted, bezel metal, MANUAL, COLOR GREEN, 1NO
A22NS-2RM-NGA-G101-NN | 8560 | 664117 | Selector A22NS Ø22, 2 position, NON-Lighted, bezel metal, MANUAL, COLOR GREEN, 2NO
A22NS-2RM-NGA-G102-NN | 8560 | 666026 | Selector A22NS 22 dia., 2 position, NON-Lighted, bezel metal, manual, color green, 1NO1NC
A22NS-2RM-NGA-G111-NN | 9190 | 666937 | Selector A22NS Ø22, 2 position, NON-Lighted, bezel metal, MANUAL, COLOR GREEN, 3NO
A22NS-2RM-NGA-G112-NN | 9190 | 661251 | Selector A22NS Ø22, 2 position, NON-Lighted, bezel metal, MANUAL, COLOR GREEN, 2NO1NC
A22NS-2RM-NGA-G122-NN | 8560 | 662220 | Selector A22NS Ø22, 2 position, NON-Lighted, bezel metal, MANUAL, COLOR GREEN, 1NO2NC
A22NS-2RM-NGA-G202-NN | 8560 | 665063 | Selector A22NS Ø22, 2 position, NON-Lighted, bezel metal, MANUAL, COLOR GREEN, 2NC
A22NS-2RM-NGA-G222-NN | 9190 | 666032 | Selector A22NS Ø22, 2 position, NON-Lighted, bezel metal, MANUAL, COLOR GREEN, 3NC
A22NS-2RM-NRA-G002-NN | 7955 | 666019 | Selector A22NS Ø22, 2 position, NON-Lighted, bezel metal, MANUAL, COLOR RED, 1NC
A22NS-2RM-NRA-G100-NN | 7955 | 662198 | Selector A22NS Ø22, 2 position, NON-Lighted, bezel metal, MANUAL, COLOR RED, 1NO
A22NS-2RM-NRA-G101-NN | 8560 | 661252 | Selector A22NS Ø22, 2 position, NON-Lighted, bezel metal, MANUAL, COLOR RED, 2NO
A22NS-2RM-NRA-G102-NN | 8560 | 666365 | Selector A22NS 22 dia., 2 position, NON-Lighted, bezel metal, manual, color red, 1NO1NC
A22NS-2RM-NRA-G111-NN | 9190 | 660839 | Selector A22NS Ø22, 2 position, NON-Lighted, bezel metal, MANUAL, COLOR RED, 3NO
A22NS-2RM-NRA-G112-NN | 9190 | 659908 | Selector A22NS Ø22, 2 position, NON-Lighted, bezel metal, MANUAL, COLOR RED, 2NO1NC
A22NS-2RM-NRA-G122-NN | 8560 | 662221 | Selector A22NS Ø22, 2 position, NON-Lighted, bezel metal, MANUAL, COLOR RED, 1NO2NC
A22NS-2RM-NRA-G202-NN | 8560 | 666024 | Selector A22NS Ø22, 2 position, NON-Lighted, bezel metal, MANUAL, COLOR RED, 2NC
A22NS-2RM-NRA-G222-NN | 9190 | 660324 | Selector A22NS Ø22, 2 position, NON-Lighted, bezel metal, MANUAL, COLOR RED, 3NC
A22NS-2RM-NWA-G002-NN | 7955 | 666020 | Selector A22NS Ø22, 2 position, NON-Lighted, bezel metal, MANUAL, COLOR WHITE, 1NC
A22NS-2RM-NWA-G100-NN | 7955 | 660323 | Selector A22NS Ø22, 2 position, NON-Lighted, bezel metal, MANUAL, COLOR WHITE, 1NO
A22NS-2RM-NWA-G101-NN | 8560 | 665596 | Selector A22NS Ø22, 2 position, NON-Lighted, bezel metal, MANUAL, COLOR WHITE, 2NO
A22NS-2RM-NWA-G102-NN | 8560 | 662231 | Selector A22NS Ø22, 2 position, NON-Lighted, bezel metal, MANUAL, COLOR WHITE, 1NO1NC
A22NS-2RM-NWA-G111-NN | 9190 | 666934 | Selector A22NS Ø22, 2 position, NON-Lighted, bezel metal, MANUAL, COLOR WHITE, 3NO
A22NS-2RM-NWA-G112-NN | 9190 | 665061 | Selector A22NS Ø22, 2 position, NON-Lighted, bezel metal, MANUAL, COLOR WHITE, 2NO1NC
A22NS-2RM-NWA-G122-NN | 8560 | 663217 | Selector A22NS Ø22, 2 position, NON-Lighted, bezel metal, MANUAL, COLOR WHITE, 1NO2NC
A22NS-2RM-NWA-G202-NN | 8560 | 662222 | Selector A22NS Ø22, 2 position, NON-Lighted, bezel metal, MANUAL, COLOR WHITE, 2NC
A22NS-2RM-NWA-G222-NN | 9190 | 662056 | Selector A22NS Ø22, 2 position, NON-Lighted, bezel metal, MANUAL, COLOR WHITE, 3NC
A22NS-2RM-NYA-G002-NN | 7955 | 665062 | Selector A22NS Ø22, 2 position, NON-Lighted, bezel metal, MANUAL, COLOR YELLOW, 1NC
A22NS-2RM-NYA-G100-NN | 7955 | 659909 | Selector A22NS Ø22, 2 position, NON-Lighted, bezel metal, MANUAL, COLOR YELLOW, 1NO
A22NS-2RM-NYA-G101-NN | 8560 | 660680 | Selector A22NS Ø22, 2 position, NON-Lighted, bezel metal, MANUAL, COLOR YELLOW, 2NO
A22NS-2RM-NYA-G102-NN | 8560 | 665064 | Selector A22NS Ø22, 2 position, NON-Lighted, bezel metal, MANUAL, COLOR YELLOW, 1NO1NC
A22NS-2RM-NYA-G111-NN | 9190 | 664118 | Selector A22NS Ø22, 2 position, NON-Lighted, bezel metal, MANUAL, COLOR YELLOW, 3NO
A22NS-2RM-NYA-G112-NN | 9190 | 659910 | Selector A22NS Ø22, 2 position, NON-Lighted, bezel metal, MANUAL, COLOR YELLOW, 2NO1NC
A22NS-2RM-NYA-G122-NN | 8560 | 662605 | Selector A22NS Ø22, 2 position, NON-Lighted, bezel metal, MANUAL, COLOR YELLOW, 1NO2NC
A22NS-2RM-NYA-G202-NN | 8560 | 664897 | Selector A22NS Ø22, 2 position, NON-Lighted, bezel metal, MANUAL, COLOR YELLOW, 2NC
A22NS-2RM-NYA-G222-NN | 9190 | 659729 | Selector A22NS Ø22, 2 position, NON-Lighted, bezel metal, MANUAL, COLOR YELLOW, 3NC
A22NS-3BB-NAA-G011-NN | 7955 | 662649 | Selector A22NS Ø22, 3 position, NON-Lighted, bezel PLASTIC, AUTO RESET ON L/R, COLOR BLUE, 2NO
A22NS-3BB-NAA-G012-NN | 7955 | 663641 | Selector A22NS Ø22, 3 position, NON-Lighted, bezel PLASTIC, AUTO RESET ON L/R, COLOR BLUE, 1NO1NC
A22NS-3BB-NAA-G021-NN | 7955 | 661672 | Selector A22NS Ø22, 3 position, NON-Lighted, bezel PLASTIC, AUTO RESET ON L/R, COLOR BLUE, 1NO1NC
A22NS-3BB-NAA-G022-NN | 7955 | 666405 | Selector A22NS Ø22, 3 position, NON-Lighted, bezel PLASTIC, AUTO RESET ON L/R, COLOR BLUE, 2NC
A22NS-3BB-NAA-G101-NN | 7955 | 666404 | Selector A22NS Ø22, 3 position, NON-Lighted, bezel PLASTIC, AUTO RESET ON L/R, COLOR BLUE, 2NO
A22NS-3BB-NAA-G102-NN | 7955 | 662481 | Selector A22NS Ø22, 3 position, NON-Lighted, bezel PLASTIC, AUTO RESET ON L/R, COLOR BLUE, 1NO1NC
A22NS-3BB-NAA-G110-NN | 7955 | 662684 | Selector A22NS Ø22, 3 position, NON-Lighted, bezel PLASTIC, AUTO RESET ON L/R, COLOR BLUE, 2NO
A22NS-3BB-NAA-G111-NN | 8560 | 659836 | Selector A22NS Ø22, 3 position, NON-Lighted, bezel PLASTIC, AUTO RESET ON L/R, COLOR BLUE, 3NO
A22NS-3BB-NAA-G112-NN | 8560 | 662087 | Selector A22NS Ø22, 3 position, NON-Lighted, bezel PLASTIC, AUTO RESET ON L/R, COLOR BLUE, 2NO1NC
A22NS-3BB-NAA-G120-NN | 7955 | 665898 | Selector A22NS Ø22, 3 position, NON-Lighted, bezel PLASTIC, AUTO RESET ON L/R, COLOR BLUE, 1NO1NC
A22NS-3BB-NAA-G121-NN | 8560 | 662088 | Selector A22NS Ø22, 3 position, NON-Lighted, bezel PLASTIC, AUTO RESET ON L/R, COLOR BLUE, 2NO1NC
A22NS-3BB-NAA-G122-NN | 7955 | 665897 | Selector A22NS Ø22, 3 position, NON-Lighted, bezel PLASTIC, AUTO RESET ON L/R, COLOR BLUE, 1NO2NC
A22NS-3BB-NAA-G201-NN | 7955 | 661513 | Selector A22NS Ø22, 3 position, NON-Lighted, bezel PLASTIC, AUTO RESET ON L/R, COLOR BLUE, 1NO1NC
A22NS-3BB-NAA-G202-NN | 7955 | 662683 | Selector A22NS Ø22, 3 position, NON-Lighted, bezel PLASTIC, AUTO RESET ON L/R, COLOR BLUE, 2NC
A22NS-3BB-NAA-G210-NN | 7955 | 664536 | Selector A22NS Ø22, 3 position, NON-Lighted, bezel PLASTIC, AUTO RESET ON L/R, COLOR BLUE, 1NO1C
A22NS-3BB-NAA-G211-NN | 8560 | 664500 | Selector A22NS Ø22, 3 position, NON-Lighted, bezel PLASTIC, AUTO RESET ON L/R, COLOR BLUE, 2NO1NC
A22NS-3BB-NAA-G212-NN | 7955 | 666262 | Selector A22NS Ø22, 3 position, NON-Lighted, bezel PLASTIC, AUTO RESET ON L/R, COLOR BLUE, 1NO2NC
A22NS-3BB-NAA-G220-NN | 7955 | 667229 | Selector A22NS Ø22, 3 position, NON-Lighted, bezel PLASTIC, AUTO RESET ON L/R, COLOR BLUE, 2NC
A22NS-3BB-NAA-G221-NN | 7955 | 665896 | Selector A22NS Ø22, 3 position, NON-Lighted, bezel PLASTIC, AUTO RESET ON L/R, COLOR BLUE, 1NO2NC
A22NS-3BB-NAA-G222-NN | 8560 | 666463 | Selector A22NS Ø22, 3 position, NON-Lighted, bezel PLASTIC, AUTO RESET ON L/R, COLOR BLUE, 3NC
A22NS-3BB-NBA-G011-NN | 7955 | 662677 | Selector A22NS Ø22, 3 position, NON-Lighted, bezel PLASTIC, AUTO RESET ON L/R, COLOR BLACK, 2NO
A22NS-3BB-NBA-G012-NN | 7955 | 665311 | Selector A22NS Ø22, 3 position, NON-Lighted, bezel PLASTIC, AUTO RESET ON L/R, COLOR BLACK, 1NO1NC
A22NS-3BB-NBA-G021-NN | 7955 | 663579 | Selector A22NS Ø22, 3 position, NON-Lighted, bezel PLASTIC, AUTO RESET ON L/R, COLOR BLACK, 1NO1NC
A22NS-3BB-NBA-G022-NN | 7955 | 662522 | Selector A22NS Ø22, 3 position, NON-Lighted, bezel PLASTIC, AUTO RESET ON L/R, COLOR BLACK, 2NC
A22NS-3BB-NBA-G101-NN | 7955 | 663102 | Selector A22NS Ø22, 3 position, NON-Lighted, bezel PLASTIC, AUTO RESET ON L/R, COLOR BLACK, 2NO
A22NS-3BB-NBA-G102-NN | 7955 | 665899 | Selector A22NS Ø22, 3 position, NON-Lighted, bezel PLASTIC, AUTO RESET ON L/R, COLOR BLACK, 1NO1NC
A22NS-3BB-NBA-G110-NN | 7955 | 665517 | Selector A22NS Ø22, 3 position, NON-Lighted, bezel PLASTIC, AUTO RESET ON L/R, COLOR BLACK, 2NO
A22NS-3BB-NBA-G111-NN | 8560 | 665310 | Selector A22NS Ø22, 3 position, NON-Lighted, bezel PLASTIC, AUTO RESET ON L/R, COLOR BLACK, 3NO
A22NS-3BB-NBA-G112-NN | 8560 | 661640 | Selector A22NS 22 dia., 3 position, NON-Lighted, bezel plastic, auto reset on L/R, color black, 2NO1NC
A22NS-3BB-NBA-G120-NN | 7955 | 665463 | Selector A22NS Ø22, 3 position, NON-Lighted, bezel PLASTIC, AUTO RESET ON L/R, COLOR BLACK, 1NO1NC
A22NS-3BB-NBA-G121-NN | 8560 | 666406 | Selector A22NS 22 dia., 3 position, NON-Lighted, bezel plastic, auto reset on L/R, color black, 2NO1NC
A22NS-3BB-NBA-G122-NN | 7955 | 659812 | Selector A22NS 22 dia., 3 position, NON-Lighted, bezel plastic, auto reset on L/R, color black, 1NO2NC
A22NS-3BB-NBA-G201-NN | 7955 | 661639 | Selector A22NS Ø22, 3 position, NON-Lighted, bezel PLASTIC, AUTO RESET ON L/R, COLOR BLACK, 1NO1NC
A22NS-3BB-NBA-G202-NN | 7955 | 664498 | Selector A22NS Ø22, 3 position, NON-Lighted, bezel PLASTIC, AUTO RESET ON L/R, COLOR BLACK, 2NC
A22NS-3BB-NBA-G210-NN | 7955 | 660711 | Selector A22NS Ø22, 3 position, NON-Lighted, bezel PLASTIC, AUTO RESET ON L/R, COLOR BLACK, 1NO1C
A22NS-3BB-NBA-G211-NN | 8560 | 666814 | Selector A22NS 22 dia., 3 position, NON-Lighted, bezel plastic, auto reset on L/R, color black, 2NO1NC
A22NS-3BB-NBA-G212-NN | 7955 | 666261 | Selector A22NS 22 dia., 3 position, NON-Lighted, bezel plastic, auto reset on L/R, color black, 1NO2NC
A22NS-3BB-NBA-G220-NN | 7955 | 660213 | Selector A22NS Ø22, 3 position, NON-Lighted, bezel PLASTIC, AUTO RESET ON L/R, COLOR BLACK, 2NC
A22NS-3BB-NBA-G221-NN | 7955 | 667228 | Selector A22NS 22 dia., 3 position, NON-Lighted, bezel plastic, auto reset on L/R, color black, 1NO2NC
A22NS-3BB-NBA-G222-NN | 8560 | 664499 | Selector A22NS Ø22, 3 position, NON-Lighted, bezel PLASTIC, AUTO RESET ON L/R, COLOR BLACK, 3NC
A22NS-3BB-NGA-G011-NN | 7955 | 666295 | Selector A22NS Ø22, 3 position, NON-Lighted, bezel PLASTIC, AUTO RESET ON L/R, COLOR GREEN, 2NO
A22NS-3BB-NGA-G012-NN | 7955 | 664931 | Selector A22NS Ø22, 3 position, NON-Lighted, bezel PLASTIC, AUTO RESET ON L/R, COLOR GREEN, 1NO1NC
A22NS-3BB-NGA-G021-NN | 7955 | 666808 | Selector A22NS Ø22, 3 position, NON-Lighted, bezel PLASTIC, AUTO RESET ON L/R, COLOR GREEN, 1NO1NC
A22NS-3BB-NGA-G022-NN | 7955 | 661139 | Selector A22NS Ø22, 3 position, NON-Lighted, bezel PLASTIC, AUTO RESET ON L/R, COLOR GREEN, 2NC
A22NS-3BB-NGA-G101-NN | 7955 | 660208 | Selector A22NS Ø22, 3 position, NON-Lighted, bezel PLASTIC, AUTO RESET ON L/R, COLOR GREEN, 2NO
A22NS-3BB-NGA-G102-NN | 7955 | 665891 | Selector A22NS Ø22, 3 position, NON-Lighted, bezel PLASTIC, AUTO RESET ON L/R, COLOR GREEN, 1NO1NC
A22NS-3BB-NGA-G110-NN | 7955 | 665308 | Selector A22NS Ø22, 3 position, NON-Lighted, bezel PLASTIC, AUTO RESET ON L/R, COLOR GREEN, 2NO
A22NS-3BB-NGA-G111-NN | 8560 | 664932 | Selector A22NS Ø22, 3 position, NON-Lighted, bezel PLASTIC, AUTO RESET ON L/R, COLOR GREEN, 3NO
A22NS-3BB-NGA-G112-NN | 8560 | 663491 | Selector A22NS Ø22, 3 position, NON-Lighted, bezel PLASTIC, AUTO RESET ON L/R, COLOR GREEN, 2NO1NC
A22NS-3BB-NGA-G120-NN | 7955 | 661138 | Selector A22NS Ø22, 3 position, NON-Lighted, bezel PLASTIC, AUTO RESET ON L/R, COLOR GREEN, 1NO1NC
A22NS-3BB-NGA-G121-NN | 8560 | 666812 | Selector A22NS Ø22, 3 position, NON-Lighted, bezel PLASTIC, AUTO RESET ON L/R, COLOR GREEN, 2NO1NC
A22NS-3BB-NGA-G122-NN | 7955 | 666810 | Selector A22NS Ø22, 3 position, NON-Lighted, bezel PLASTIC, AUTO RESET ON L/R, COLOR GREEN, 1NO2NC
A22NS-3BB-NGA-G201-NN | 7955 | 664929 | Selector A22NS Ø22, 3 position, NON-Lighted, bezel PLASTIC, AUTO RESET ON L/R, COLOR GREEN, 1NO1NC
A22NS-3BB-NGA-G202-NN | 7955 | 664359 | Selector A22NS Ø22, 3 position, NON-Lighted, bezel PLASTIC, AUTO RESET ON L/R, COLOR GREEN, 2NC
A22NS-3BB-NGA-G210-NN | 7955 | 662081 | Selector A22NS Ø22, 3 position, NON-Lighted, bezel PLASTIC, AUTO RESET ON L/R, COLOR GREEN, 1NO1C
A22NS-3BB-NGA-G211-NN | 8560 | 665895 | Selector A22NS Ø22, 3 position, NON-Lighted, bezel PLASTIC, AUTO RESET ON L/R, COLOR GREEN, 2NO1NC
A22NS-3BB-NGA-G212-NN | 7955 | 663097 | Selector A22NS Ø22, 3 position, NON-Lighted, bezel PLASTIC, AUTO RESET ON L/R, COLOR GREEN, 1NO2NC
A22NS-3BB-NGA-G220-NN | 7955 | 663094 | Selector A22NS Ø22, 3 position, NON-Lighted, bezel PLASTIC, AUTO RESET ON L/R, COLOR GREEN, 2NC
A22NS-3BB-NGA-G221-NN | 7955 | 660596 | Selector A22NS Ø22, 3 position, NON-Lighted, bezel PLASTIC, AUTO RESET ON L/R, COLOR GREEN, 1NO2NC
A22NS-3BB-NGA-G222-NN | 8560 | 664015 | Selector A22NS Ø22, 3 position, NON-Lighted, bezel PLASTIC, AUTO RESET ON L/R, COLOR GREEN, 3NC
A22NS-3BB-NRA-G011-NN | 7955 | 662519 | Selector A22NS Ø22, 3 position, NON-Lighted, bezel PLASTIC, AUTO RESET ON L/R, COLOR RED, 2NO
A22NS-3BB-NRA-G012-NN | 7955 | 666260 | Selector A22NS Ø22, 3 position, NON-Lighted, bezel PLASTIC, AUTO RESET ON L/R, COLOR RED, 1NO1NC
A22NS-3BB-NRA-G021-NN | 7955 | 660209 | Selector A22NS Ø22, 3 position, NON-Lighted, bezel PLASTIC, AUTO RESET ON L/R, COLOR RED, 1NO1NC
A22NS-3BB-NRA-G022-NN | 7955 | 664930 | Selector A22NS Ø22, 3 position, NON-Lighted, bezel PLASTIC, AUTO RESET ON L/R, COLOR RED, 2NC
A22NS-3BB-NRA-G101-NN | 7955 | 662083 | Selector A22NS Ø22, 3 position, NON-Lighted, bezel PLASTIC, AUTO RESET ON L/R, COLOR RED, 2NO
A22NS-3BB-NRA-G102-NN | 7955 | 665349 | Selector A22NS Ø22, 3 position, NON-Lighted, bezel PLASTIC, AUTO RESET ON L/R, COLOR RED, 1NO1NC
A22NS-3BB-NRA-G110-NN | 7955 | 662085 | Selector A22NS Ø22, 3 position, NON-Lighted, bezel PLASTIC, AUTO RESET ON L/R, COLOR RED, 2NO
A22NS-3BB-NRA-G111-NN | 8560 | 662084 | Selector A22NS Ø22, 3 position, NON-Lighted, bezel PLASTIC, AUTO RESET ON L/R, COLOR RED, 3NO
A22NS-3BB-NRA-G112-NN | 8560 | 663096 | Selector A22NS Ø22, 3 position, NON-Lighted, bezel PLASTIC, AUTO RESET ON L/R, COLOR RED, 2NO1NC
A22NS-3BB-NRA-G120-NN | 7955 | 663095 | Selector A22NS Ø22, 3 position, NON-Lighted, bezel PLASTIC, AUTO RESET ON L/R, COLOR RED, 1NO1NC
A22NS-3BB-NRA-G121-NN | 8560 | 666811 | Selector A22NS Ø22, 3 position, NON-Lighted, bezel PLASTIC, AUTO RESET ON L/R, COLOR RED, 2NO1NC
A22NS-3BB-NRA-G122-NN | 7955 | 662518 | Selector A22NS Ø22, 3 position, NON-Lighted, bezel PLASTIC, AUTO RESET ON L/R, COLOR RED, 1NO2NC
A22NS-3BB-NRA-G201-NN | 7955 | 660207 | Selector A22NS Ø22, 3 position, NON-Lighted, bezel PLASTIC, AUTO RESET ON L/R, COLOR RED, 1NO1NC
A22NS-3BB-NRA-G202-NN | 7955 | 660555 | Selector A22NS Ø22, 3 position, NON-Lighted, bezel PLASTIC, AUTO RESET ON L/R, COLOR RED, 2NC
A22NS-3BB-NRA-G210-NN | 7955 | 665890 | Selector A22NS Ø22, 3 position, NON-Lighted, bezel PLASTIC, AUTO RESET ON L/R, COLOR RED, 1NO1C
A22NS-3BB-NRA-G211-NN | 8560 | 664387 | Selector A22NS Ø22, 3 position, NON-Lighted, bezel PLASTIC, AUTO RESET ON L/R, COLOR RED, 2NO1NC
A22NS-3BB-NRA-G212-NN | 7955 | 664360 | Selector A22NS Ø22, 3 position, NON-Lighted, bezel PLASTIC, AUTO RESET ON L/R, COLOR RED, 1NO2NC
A22NS-3BB-NRA-G220-NN | 7955 | 666809 | Selector A22NS Ø22, 3 position, NON-Lighted, bezel PLASTIC, AUTO RESET ON L/R, COLOR RED, 2NC
A22NS-3BB-NRA-G221-NN | 7955 | 665309 | Selector A22NS Ø22, 3 position, NON-Lighted, bezel PLASTIC, AUTO RESET ON L/R, COLOR RED, 1NO2NC
A22NS-3BB-NRA-G222-NN | 8560 | 662082 | Selector A22NS Ø22, 3 position, NON-Lighted, bezel PLASTIC, AUTO RESET ON L/R, COLOR RED, 3NC
A22NS-3BB-NWA-G011-NN | 7955 | 662686 | Selector A22NS Ø22, 3 position, NON-Lighted, bezel PLASTIC, AUTO RESET ON L/R, COLOR WHITE, 2NO
A22NS-3BB-NWA-G012-NN | 7955 | 660599 | Selector A22NS Ø22, 3 position, NON-Lighted, bezel PLASTIC, AUTO RESET ON L/R, COLOR WHITE, 1NO1NC
A22NS-3BB-NWA-G021-NN | 7955 | 665500 | Selector A22NS Ø22, 3 position, NON-Lighted, bezel PLASTIC, AUTO RESET ON L/R, COLOR WHITE, 1NO1NC
A22NS-3BB-NWA-G022-NN | 7955 | 659766 | Selector A22NS Ø22, 3 position, NON-Lighted, bezel PLASTIC, AUTO RESET ON L/R, COLOR WHITE, 2NC
A22NS-3BB-NWA-G101-NN | 7955 | 664501 | Selector A22NS Ø22, 3 position, NON-Lighted, bezel PLASTIC, AUTO RESET ON L/R, COLOR WHITE, 2NO
A22NS-3BB-NWA-G102-NN | 7955 | 665516 | Selector A22NS Ø22, 3 position, NON-Lighted, bezel PLASTIC, AUTO RESET ON L/R, COLOR WHITE, 1NO1NC
A22NS-3BB-NWA-G110-NN | 7955 | 663100 | Selector A22NS Ø22, 3 position, NON-Lighted, bezel PLASTIC, AUTO RESET ON L/R, COLOR WHITE, 2NO
A22NS-3BB-NWA-G111-NN | 8560 | 666462 | Selector A22NS Ø22, 3 position, NON-Lighted, bezel PLASTIC, AUTO RESET ON L/R, COLOR WHITE, 3NO
A22NS-3BB-NWA-G112-NN | 8560 | 660712 | Selector A22NS Ø22, 3 position, NON-Lighted, bezel PLASTIC, AUTO RESET ON L/R, COLOR WHITE, 2NO1NC
A22NS-3BB-NWA-G120-NN | 7955 | 659811 | Selector A22NS Ø22, 3 position, NON-Lighted, bezel PLASTIC, AUTO RESET ON L/R, COLOR WHITE, 1NO1NC
A22NS-3BB-NWA-G121-NN | 8560 | 661641 | Selector A22NS Ø22, 3 position, NON-Lighted, bezel PLASTIC, AUTO RESET ON L/R, COLOR WHITE, 2NO1NC
A22NS-3BB-NWA-G122-NN | 7955 | 661143 | Selector A22NS Ø22, 3 position, NON-Lighted, bezel PLASTIC, AUTO RESET ON L/R, COLOR WHITE, 1NO2NC
A22NS-3BB-NWA-G201-NN | 7955 | 664561 | Selector A22NS Ø22, 3 position, NON-Lighted, bezel PLASTIC, AUTO RESET ON L/R, COLOR WHITE, 1NO1NC
A22NS-3BB-NWA-G202-NN | 7955 | 662678 | Selector A22NS Ø22, 3 position, NON-Lighted, bezel PLASTIC, AUTO RESET ON L/R, COLOR WHITE, 2NC
A22NS-3BB-NWA-G210-NN | 7955 | 664017 | Selector A22NS Ø22, 3 position, NON-Lighted, bezel PLASTIC, AUTO RESET ON L/R, COLOR WHITE, 1NO1C
A22NS-3BB-NWA-G211-NN | 8560 | 664933 | Selector A22NS Ø22, 3 position, NON-Lighted, bezel PLASTIC, AUTO RESET ON L/R, COLOR WHITE, 2NO1NC
A22NS-3BB-NWA-G212-NN | 7955 | 662086 | Selector A22NS Ø22, 3 position, NON-Lighted, bezel PLASTIC, AUTO RESET ON L/R, COLOR WHITE, 1NO2NC
A22NS-3BB-NWA-G220-NN | 7955 | 660556 | Selector A22NS Ø22, 3 position, NON-Lighted, bezel PLASTIC, AUTO RESET ON L/R, COLOR WHITE, 2NC
A22NS-3BB-NWA-G221-NN | 7955 | 660783 | Selector A22NS Ø22, 3 position, NON-Lighted, bezel PLASTIC, AUTO RESET ON L/R, COLOR WHITE, 1NO2NC
A22NS-3BB-NWA-G222-NN | 8560 | 661144 | Selector A22NS Ø22, 3 position, NON-Lighted, bezel PLASTIC, AUTO RESET ON L/R, COLOR WHITE, 3NC
A22NS-3BB-NYA-G011-NN | 7955 | 663640 | Selector A22NS Ø22, 3 position, NON-Lighted, bezel PLASTIC, AUTO RESET ON L/R, COLOR YELLOW, 2NO
A22NS-3BB-NYA-G012-NN | 7955 | 666813 | Selector A22NS Ø22, 3 position, NON-Lighted, bezel PLASTIC, AUTO RESET ON L/R, COLOR YELLOW, 1NO1NC
A22NS-3BB-NYA-G021-NN | 7955 | 666436 | Selector A22NS Ø22, 3 position, NON-Lighted, bezel PLASTIC, AUTO RESET ON L/R, COLOR YELLOW, 1NO1NC
A22NS-3BB-NYA-G022-NN | 7955 | 665499 | Selector A22NS Ø22, 3 position, NON-Lighted, bezel PLASTIC, AUTO RESET ON L/R, COLOR YELLOW, 2NC
A22NS-3BB-NYA-G101-NN | 7955 | 661140 | Selector A22NS Ø22, 3 position, NON-Lighted, bezel PLASTIC, AUTO RESET ON L/R, COLOR YELLOW, 2NO
A22NS-3BB-NYA-G102-NN | 7955 | 663093 | Selector A22NS Ø22, 3 position, NON-Lighted, bezel PLASTIC, AUTO RESET ON L/R, COLOR YELLOW, 1NO1NC
A22NS-3BB-NYA-G110-NN | 7955 | 665893 | Selector A22NS Ø22, 3 position, NON-Lighted, bezel PLASTIC, AUTO RESET ON L/R, COLOR YELLOW, 2NO
A22NS-3BB-NYA-G111-NN | 8560 | 660210 | Selector A22NS Ø22, 3 position, NON-Lighted, bezel PLASTIC, AUTO RESET ON L/R, COLOR YELLOW, 3NO
A22NS-3BB-NYA-G112-NN | 8560 | 666291 | Selector A22NS Ø22, 3 position, NON-Lighted, bezel PLASTIC, AUTO RESET ON L/R, COLOR YELLOW, 2NO1NC
A22NS-3BB-NYA-G120-NN | 7955 | 664016 | Selector A22NS Ø22, 3 position, NON-Lighted, bezel PLASTIC, AUTO RESET ON L/R, COLOR YELLOW, 1NO1NC
A22NS-3BB-NYA-G121-NN | 8560 | 660211 | Selector A22NS Ø22, 3 position, NON-Lighted, bezel PLASTIC, AUTO RESET ON L/R, COLOR YELLOW, 2NO1NC
A22NS-3BB-NYA-G122-NN | 7955 | 660212 | Selector A22NS Ø22, 3 position, NON-Lighted, bezel PLASTIC, AUTO RESET ON L/R, COLOR YELLOW, 1NO2NC
A22NS-3BB-NYA-G201-NN | 7955 | 662521 | Selector A22NS Ø22, 3 position, NON-Lighted, bezel PLASTIC, AUTO RESET ON L/R, COLOR YELLOW, 1NO1NC
A22NS-3BB-NYA-G202-NN | 7955 | 661137 | Selector A22NS Ø22, 3 position, NON-Lighted, bezel PLASTIC, AUTO RESET ON L/R, COLOR YELLOW, 2NC
A22NS-3BB-NYA-G210-NN | 7955 | 663098 | Selector A22NS Ø22, 3 position, NON-Lighted, bezel PLASTIC, AUTO RESET ON L/R, COLOR YELLOW, 1NO1C
A22NS-3BB-NYA-G211-NN | 8560 | 667219 | Selector A22NS Ø22, 3 position, NON-Lighted, bezel PLASTIC, AUTO RESET ON L/R, COLOR YELLOW, 2NO1NC
A22NS-3BB-NYA-G212-NN | 7955 | 661142 | Selector A22NS Ø22, 3 position, NON-Lighted, bezel PLASTIC, AUTO RESET ON L/R, COLOR YELLOW, 1NO2NC
A22NS-3BB-NYA-G220-NN | 7955 | 662712 | Selector A22NS Ø22, 3 position, NON-Lighted, bezel PLASTIC, AUTO RESET ON L/R, COLOR YELLOW, 2NC
A22NS-3BB-NYA-G221-NN | 7955 | 664531 | Selector A22NS Ø22, 3 position, NON-Lighted, bezel PLASTIC, AUTO RESET ON L/R, COLOR YELLOW, 1NO2NC
A22NS-3BB-NYA-G222-NN | 8560 | 661141 | Selector A22NS Ø22, 3 position, NON-Lighted, bezel PLASTIC, AUTO RESET ON L/R, COLOR YELLOW, 3NC
A22NS-3BL-NAA-G011-NN | 7955 | 662078 | Selector A22NS Ø22, 3 position, NON-Lighted, bezel PLASTIC, AUTO RESET ON LEFT, COLOR BLUE, 2NO
A22NS-3BL-NAA-G012-NN | 7955 | 662071 | Selector A22NS Ø22, 3 position, NON-Lighted, bezel PLASTIC, AUTO RESET ON LEFT, COLOR BLUE, 1NO1NC
A22NS-3BL-NAA-G021-NN | 7955 | 666800 | Selector A22NS Ø22, 3 position, NON-Lighted, bezel PLASTIC, AUTO RESET ON LEFT, COLOR BLUE, 1NO1NC
A22NS-3BL-NAA-G022-NN | 7955 | 664916 | Selector A22NS Ø22, 3 position, NON-Lighted, bezel PLASTIC, AUTO RESET ON LEFT, COLOR BLUE, 2NC
A22NS-3BL-NAA-G101-NN | 7955 | 661134 | Selector A22NS Ø22, 3 position, NON-Lighted, bezel PLASTIC, AUTO RESET ON LEFT, COLOR BLUE, 2NO
A22NS-3BL-NAA-G102-NN | 7955 | 665882 | Selector A22NS Ø22, 3 position, NON-Lighted, bezel PLASTIC, AUTO RESET ON LEFT, COLOR BLUE, 1NO1NC
A22NS-3BL-NAA-G110-NN | 7955 | 664922 | Selector A22NS Ø22, 3 position, NON-Lighted, bezel PLASTIC, AUTO RESET ON LEFT, COLOR BLUE, 2NO
A22NS-3BL-NAA-G111-NN | 8560 | 664923 | Selector A22NS Ø22, 3 position, NON-Lighted, bezel PLASTIC, AUTO RESET ON LEFT, COLOR BLUE, 3NO
A22NS-3BL-NAA-G112-NN | 8560 | 660589 | Selector A22NS Ø22, 3 position, NON-Lighted, bezel PLASTIC, AUTO RESET ON LEFT, COLOR BLUE, 2NO1NC
A22NS-3BL-NAA-G120-NN | 7955 | 664924 | Selector A22NS Ø22, 3 position, NON-Lighted, bezel PLASTIC, AUTO RESET ON LEFT, COLOR BLUE, 1NO1NC
A22NS-3BL-NAA-G121-NN | 8560 | 661128 | Selector A22NS Ø22, 3 position, NON-Lighted, bezel PLASTIC, AUTO RESET ON LEFT, COLOR BLUE, 2NO1NC
A22NS-3BL-NAA-G122-NN | 7955 | 664002 | Selector A22NS Ø22, 3 position, NON-Lighted, bezel PLASTIC, AUTO RESET ON LEFT, COLOR BLUE, 1NO2NC
A22NS-3BL-NAA-G201-NN | 7955 | 662076 | Selector A22NS Ø22, 3 position, NON-Lighted, bezel PLASTIC, AUTO RESET ON LEFT, COLOR BLUE, 1NO1NC
A22NS-3BL-NAA-G202-NN | 7955 | 664919 | Selector A22NS Ø22, 3 position, NON-Lighted, bezel PLASTIC, AUTO RESET ON LEFT, COLOR BLUE, 2NC
A22NS-3BL-NAA-G210-NN | 7955 | 665884 | Selector A22NS Ø22, 3 position, NON-Lighted, bezel PLASTIC, AUTO RESET ON LEFT, COLOR BLUE, 1NO1C
A22NS-3BL-NAA-G211-NN | 8560 | 664004 | Selector A22NS Ø22, 3 position, NON-Lighted, bezel PLASTIC, AUTO RESET ON LEFT, COLOR BLUE, 2NO1NC
A22NS-3BL-NAA-G212-NN | 7955 | 660201 | Selector A22NS Ø22, 3 position, NON-Lighted, bezel PLASTIC, AUTO RESET ON LEFT, COLOR BLUE, 1NO2NC
A22NS-3BL-NAA-G220-NN | 7955 | 660204 | Selector A22NS Ø22, 3 position, NON-Lighted, bezel PLASTIC, AUTO RESET ON LEFT, COLOR BLUE, 2NC
A22NS-3BL-NAA-G221-NN | 7955 | 662077 | Selector A22NS Ø22, 3 position, NON-Lighted, bezel PLASTIC, AUTO RESET ON LEFT, COLOR BLUE, 1NO2NC
A22NS-3BL-NAA-G222-NN | 8560 | 663082 | Selector A22NS Ø22, 3 position, NON-Lighted, bezel PLASTIC, AUTO RESET ON LEFT, COLOR BLUE, 3NC
A22NS-3BL-NBA-G011-NN | 7955 | 665886 | Selector A22NS Ø22, 3 position, NON-Lighted, bezel PLASTIC, AUTO RESET ON LEFT, COLOR BLACK, 2NO
A22NS-3BL-NBA-G012-NN | 7955 | 664920 | Selector A22NS Ø22, 3 position, NON-Lighted, bezel PLASTIC, AUTO RESET ON LEFT, COLOR BLACK, 1NO1NC
A22NS-3BL-NBA-G021-NN | 7955 | 660189 | Selector A22NS Ø22, 3 position, NON-Lighted, bezel PLASTIC, AUTO RESET ON LEFT, COLOR BLACK, 1NO1NC
A22NS-3BL-NBA-G022-NN | 7955 | 664488 | Selector A22NS Ø22, 3 position, NON-Lighted, bezel PLASTIC, AUTO RESET ON LEFT, COLOR BLACK, 2NC
A22NS-3BL-NBA-G101-NN | 7955 | 661130 | Selector A22NS Ø22, 3 position, NON-Lighted, bezel PLASTIC, AUTO RESET ON LEFT, COLOR BLACK, 2NO
A22NS-3BL-NBA-G102-NN | 7955 | 664005 | Selector A22NS Ø22, 3 position, NON-Lighted, bezel PLASTIC, AUTO RESET ON LEFT, COLOR BLACK, 1NO1NC
A22NS-3BL-NBA-G110-NN | 7955 | 664915 | Selector A22NS Ø22, 3 position, NON-Lighted, bezel PLASTIC, AUTO RESET ON LEFT, COLOR BLACK, 2NO
A22NS-3BL-NBA-G111-NN | 8560 | 664925 | Selector A22NS Ø22, 3 position, NON-Lighted, bezel PLASTIC, AUTO RESET ON LEFT, COLOR BLACK, 3NO
A22NS-3BL-NBA-G112-NN | 8560 | 667211 | Selector A22NS Ø22, 3 position, NON-Lighted, bezel PLASTIC, AUTO RESET ON LEFT, COLOR BLACK, 2NO1NC
A22NS-3BL-NBA-G120-NN | 7955 | 665885 | Selector A22NS Ø22, 3 position, NON-Lighted, bezel PLASTIC, AUTO RESET ON LEFT, COLOR BLACK, 1NO1NC
A22NS-3BL-NBA-G121-NN | 8560 | 663569 | Selector A22NS Ø22, 3 position, NON-Lighted, bezel PLASTIC, AUTO RESET ON LEFT, COLOR BLACK, 2NO1NC
A22NS-3BL-NBA-G122-NN | 7955 | 664010 | Selector A22NS Ø22, 3 position, NON-Lighted, bezel PLASTIC, AUTO RESET ON LEFT, COLOR BLACK, 1NO2NC
A22NS-3BL-NBA-G201-NN | 7955 | 660194 | Selector A22NS Ø22, 3 position, NON-Lighted, bezel PLASTIC, AUTO RESET ON LEFT, COLOR BLACK, 1NO1NC
A22NS-3BL-NBA-G202-NN | 7955 | 663089 | Selector A22NS Ø22, 3 position, NON-Lighted, bezel PLASTIC, AUTO RESET ON LEFT, COLOR BLACK, 2NC
A22NS-3BL-NBA-G210-NN | 7955 | 665887 | Selector A22NS Ø22, 3 position, NON-Lighted, bezel PLASTIC, AUTO RESET ON LEFT, COLOR BLACK, 1NO1C
A22NS-3BL-NBA-G211-NN | 8560 | 660706 | Selector A22NS Ø22, 3 position, NON-Lighted, bezel PLASTIC, AUTO RESET ON LEFT, COLOR BLACK, 2NO1NC
A22NS-3BL-NBA-G212-NN | 7955 | 662079 | Selector A22NS Ø22, 3 position, NON-Lighted, bezel PLASTIC, AUTO RESET ON LEFT, COLOR BLACK, 1NO2NC
A22NS-3BL-NBA-G220-NN | 7955 | 664001 | Selector A22NS Ø22, 3 position, NON-Lighted, bezel PLASTIC, AUTO RESET ON LEFT, COLOR BLACK, 2NC
A22NS-3BL-NBA-G221-NN | 7955 | 661129 | Selector A22NS Ø22, 3 position, NON-Lighted, bezel PLASTIC, AUTO RESET ON LEFT, COLOR BLACK, 1NO2NC
A22NS-3BL-NBA-G222-NN | 8560 | 664008 | Selector A22NS Ø22, 3 position, NON-Lighted, bezel PLASTIC, AUTO RESET ON LEFT, COLOR BLACK, 3NC
A22NS-3BL-NGA-G011-NN | 7955 | 661115 | Selector A22NS Ø22, 3 position, NON-Lighted, bezel PLASTIC, AUTO RESET ON LEFT, COLOR GREEN, 2NO
A22NS-3BL-NGA-G012-NN | 7955 | 665876 | Selector A22NS Ø22, 3 position, NON-Lighted, bezel PLASTIC, AUTO RESET ON LEFT, COLOR GREEN, 1NO1NC
A22NS-3BL-NGA-G021-NN | 7955 | 663999 | Selector A22NS Ø22, 3 position, NON-Lighted, bezel PLASTIC, AUTO RESET ON LEFT, COLOR GREEN, 1NO1NC
A22NS-3BL-NGA-G022-NN | 7955 | 665877 | Selector A22NS Ø22, 3 position, NON-Lighted, bezel PLASTIC, AUTO RESET ON LEFT, COLOR GREEN, 2NC
A22NS-3BL-NGA-G101-NN | 7955 | 662067 | Selector A22NS Ø22, 3 position, NON-Lighted, bezel PLASTIC, AUTO RESET ON LEFT, COLOR GREEN, 2NO
A22NS-3BL-NGA-G102-NN | 7955 | 660175 | Selector A22NS Ø22, 3 position, NON-Lighted, bezel PLASTIC, AUTO RESET ON LEFT, COLOR GREEN, 1NO1NC
A22NS-3BL-NGA-G110-NN | 7955 | 660187 | Selector A22NS Ø22, 3 position, NON-Lighted, bezel PLASTIC, AUTO RESET ON LEFT, COLOR GREEN, 2NO
A22NS-3BL-NGA-G111-NN | 8560 | 665874 | Selector A22NS Ø22, 3 position, NON-Lighted, bezel PLASTIC, AUTO RESET ON LEFT, COLOR GREEN, 3NO
A22NS-3BL-NGA-G112-NN | 8560 | 660179 | Selector A22NS Ø22, 3 position, NON-Lighted, bezel PLASTIC, AUTO RESET ON LEFT, COLOR GREEN, 2NO1NC
A22NS-3BL-NGA-G120-NN | 7955 | 663080 | Selector A22NS Ø22, 3 position, NON-Lighted, bezel PLASTIC, AUTO RESET ON LEFT, COLOR GREEN, 1NO1NC
A22NS-3BL-NGA-G121-NN | 8560 | 662064 | Selector A22NS Ø22, 3 position, NON-Lighted, bezel PLASTIC, AUTO RESET ON LEFT, COLOR GREEN, 2NO1NC
A22NS-3BL-NGA-G122-NN | 7955 | 667206 | Selector A22NS Ø22, 3 position, NON-Lighted, bezel PLASTIC, AUTO RESET ON LEFT, COLOR GREEN, 1NO2NC
A22NS-3BL-NGA-G201-NN | 7955 | 666793 | Selector A22NS Ø22, 3 position, NON-Lighted, bezel PLASTIC, AUTO RESET ON LEFT, COLOR GREEN, 1NO1NC
A22NS-3BL-NGA-G202-NN | 7955 | 664909 | Selector A22NS Ø22, 3 position, NON-Lighted, bezel PLASTIC, AUTO RESET ON LEFT, COLOR GREEN, 2NC
A22NS-3BL-NGA-G210-NN | 7955 | 660186 | Selector A22NS Ø22, 3 position, NON-Lighted, bezel PLASTIC, AUTO RESET ON LEFT, COLOR GREEN, 1NO1C
A22NS-3BL-NGA-G211-NN | 8560 | 665878 | Selector A22NS Ø22, 3 position, NON-Lighted, bezel PLASTIC, AUTO RESET ON LEFT, COLOR GREEN, 2NO1NC
A22NS-3BL-NGA-G212-NN | 7955 | 662065 | Selector A22NS Ø22, 3 position, NON-Lighted, bezel PLASTIC, AUTO RESET ON LEFT, COLOR GREEN, 1NO2NC
A22NS-3BL-NGA-G220-NN | 7955 | 661501 | Selector A22NS Ø22, 3 position, NON-Lighted, bezel PLASTIC, AUTO RESET ON LEFT, COLOR GREEN, 2NC
A22NS-3BL-NGA-G221-NN | 7955 | 666797 | Selector A22NS Ø22, 3 position, NON-Lighted, bezel PLASTIC, AUTO RESET ON LEFT, COLOR GREEN, 1NO2NC
A22NS-3BL-NGA-G222-NN | 8560 | 660188 | Selector A22NS Ø22, 3 position, NON-Lighted, bezel PLASTIC, AUTO RESET ON LEFT, COLOR GREEN, 3NC
A22NS-3BL-NRA-G011-NN | 7955 | 666284 | Selector A22NS Ø22, 3 position, NON-Lighted, bezel PLASTIC, AUTO RESET ON LEFT, COLOR RED, 2NO
A22NS-3BL-NRA-G012-NN | 7955 | 666796 | Selector A22NS Ø22, 3 position, NON-Lighted, bezel PLASTIC, AUTO RESET ON LEFT, COLOR RED, 1NO1NC
A22NS-3BL-NRA-G021-NN | 7955 | 667204 | Selector A22NS Ø22, 3 position, NON-Lighted, bezel PLASTIC, AUTO RESET ON LEFT, COLOR RED, 1NO1NC
A22NS-3BL-NRA-G022-NN | 7955 | 665330 | Selector A22NS Ø22, 3 position, NON-Lighted, bezel PLASTIC, AUTO RESET ON LEFT, COLOR RED, 2NC
A22NS-3BL-NRA-G101-NN | 7955 | 660578 | Selector A22NS Ø22, 3 position, NON-Lighted, bezel PLASTIC, AUTO RESET ON LEFT, COLOR RED, 2NO
A22NS-3BL-NRA-G102-NN | 7955 | 660584 | Selector A22NS Ø22, 3 position, NON-Lighted, bezel PLASTIC, AUTO RESET ON LEFT, COLOR RED, 1NO1NC
A22NS-3BL-NRA-G110-NN | 7955 | 664377 | Selector A22NS Ø22, 3 position, NON-Lighted, bezel PLASTIC, AUTO RESET ON LEFT, COLOR RED, 2NO
A22NS-3BL-NRA-G111-NN | 8560 | 662058 | Selector A22NS Ø22, 3 position, NON-Lighted, bezel PLASTIC, AUTO RESET ON LEFT, COLOR RED, 3NO
A22NS-3BL-NRA-G112-NN | 8560 | 664372 | Selector A22NS Ø22, 3 position, NON-Lighted, bezel PLASTIC, AUTO RESET ON LEFT, COLOR RED, 2NO1NC
A22NS-3BL-NRA-G120-NN | 7955 | 664376 | Selector A22NS Ø22, 3 position, NON-Lighted, bezel PLASTIC, AUTO RESET ON LEFT, COLOR RED, 1NO1NC
A22NS-3BL-NRA-G121-NN | 8560 | 666792 | Selector A22NS Ø22, 3 position, NON-Lighted, bezel PLASTIC, AUTO RESET ON LEFT, COLOR RED, 2NO1NC
A22NS-3BL-NRA-G122-NN | 7955 | 664902 | Selector A22NS Ø22, 3 position, NON-Lighted, bezel PLASTIC, AUTO RESET ON LEFT, COLOR RED, 1NO2NC
A22NS-3BL-NRA-G201-NN | 7955 | 665331 | Selector A22NS Ø22, 3 position, NON-Lighted, bezel PLASTIC, AUTO RESET ON LEFT, COLOR RED, 1NO1NC
A22NS-3BL-NRA-G202-NN | 7955 | 666790 | Selector A22NS Ø22, 3 position, NON-Lighted, bezel PLASTIC, AUTO RESET ON LEFT, COLOR RED, 2NC
A22NS-3BL-NRA-G210-NN | 7955 | 660180 | Selector A22NS Ø22, 3 position, NON-Lighted, bezel PLASTIC, AUTO RESET ON LEFT, COLOR RED, 1NO1C
A22NS-3BL-NRA-G211-NN | 8560 | 664901 | Selector A22NS Ø22, 3 position, NON-Lighted, bezel PLASTIC, AUTO RESET ON LEFT, COLOR RED, 2NO1NC
A22NS-3BL-NRA-G212-NN | 7955 | 667205 | Selector A22NS Ø22, 3 position, NON-Lighted, bezel PLASTIC, AUTO RESET ON LEFT, COLOR RED, 1NO2NC
A22NS-3BL-NRA-G220-NN | 7955 | 667199 | Selector A22NS Ø22, 3 position, NON-Lighted, bezel PLASTIC, AUTO RESET ON LEFT, COLOR RED, 2NC
A22NS-3BL-NRA-G221-NN | 7955 | 664903 | Selector A22NS Ø22, 3 position, NON-Lighted, bezel PLASTIC, AUTO RESET ON LEFT, COLOR RED, 1NO2NC
A22NS-3BL-NRA-G222-NN | 8560 | 660183 | Selector A22NS Ø22, 3 position, NON-Lighted, bezel PLASTIC, AUTO RESET ON LEFT, COLOR RED, 3NC
A22NS-3BL-NWA-G011-NN | 7955 | 660586 | Selector A22NS Ø22, 3 position, NON-Lighted, bezel PLASTIC, AUTO RESET ON LEFT, COLOR WHITE, 2NO
A22NS-3BL-NWA-G012-NN | 7955 | 667207 | Selector A22NS Ø22, 3 position, NON-Lighted, bezel PLASTIC, AUTO RESET ON LEFT, COLOR WHITE, 1NO1NC
A22NS-3BL-NWA-G021-NN | 7955 | 667210 | Selector A22NS Ø22, 3 position, NON-Lighted, bezel PLASTIC, AUTO RESET ON LEFT, COLOR WHITE, 1NO1NC
A22NS-3BL-NWA-G022-NN | 7955 | 662074 | Selector A22NS Ø22, 3 position, NON-Lighted, bezel PLASTIC, AUTO RESET ON LEFT, COLOR WHITE, 2NC
A22NS-3BL-NWA-G101-NN | 7955 | 659757 | Selector A22NS Ø22, 3 position, NON-Lighted, bezel PLASTIC, AUTO RESET ON LEFT, COLOR WHITE, 2NO
A22NS-3BL-NWA-G102-NN | 7955 | 665332 | Selector A22NS Ø22, 3 position, NON-Lighted, bezel PLASTIC, AUTO RESET ON LEFT, COLOR WHITE, 1NO1NC
A22NS-3BL-NWA-G110-NN | 7955 | 662504 | Selector A22NS Ø22, 3 position, NON-Lighted, bezel PLASTIC, AUTO RESET ON LEFT, COLOR WHITE, 2NO
A22NS-3BL-NWA-G111-NN | 8560 | 659758 | Selector A22NS Ø22, 3 position, NON-Lighted, bezel PLASTIC, AUTO RESET ON LEFT, COLOR WHITE, 3NO
A22NS-3BL-NWA-G112-NN | 8560 | 660703 | Selector A22NS Ø22, 3 position, NON-Lighted, bezel PLASTIC, AUTO RESET ON LEFT, COLOR WHITE, 2NO1NC
A22NS-3BL-NWA-G120-NN | 7955 | 660705 | Selector A22NS Ø22, 3 position, NON-Lighted, bezel PLASTIC, AUTO RESET ON LEFT, COLOR WHITE, 1NO1NC
A22NS-3BL-NWA-G121-NN | 8560 | 660585 | Selector A22NS Ø22, 3 position, NON-Lighted, bezel PLASTIC, AUTO RESET ON LEFT, COLOR WHITE, 2NO1NC
A22NS-3BL-NWA-G122-NN | 7955 | 661502 | Selector A22NS Ø22, 3 position, NON-Lighted, bezel PLASTIC, AUTO RESET ON LEFT, COLOR WHITE, 1NO2NC
A22NS-3BL-NWA-G201-NN | 7955 | 661622 | Selector A22NS Ø22, 3 position, NON-Lighted, bezel PLASTIC, AUTO RESET ON LEFT, COLOR WHITE, 1NO1NC
A22NS-3BL-NWA-G202-NN | 7955 | 662507 | Selector A22NS Ø22, 3 position, NON-Lighted, bezel PLASTIC, AUTO RESET ON LEFT, COLOR WHITE, 2NC
A22NS-3BL-NWA-G210-NN | 7955 | 663485 | Selector A22NS Ø22, 3 position, NON-Lighted, bezel PLASTIC, AUTO RESET ON LEFT, COLOR WHITE, 1NO1C
A22NS-3BL-NWA-G211-NN | 8560 | 665456 | Selector A22NS Ø22, 3 position, NON-Lighted, bezel PLASTIC, AUTO RESET ON LEFT, COLOR WHITE, 2NO1NC
A22NS-3BL-NWA-G212-NN | 7955 | 664383 | Selector A22NS Ø22, 3 position, NON-Lighted, bezel PLASTIC, AUTO RESET ON LEFT, COLOR WHITE, 1NO2NC
A22NS-3BL-NWA-G220-NN | 7955 | 660190 | Selector A22NS Ø22, 3 position, NON-Lighted, bezel PLASTIC, AUTO RESET ON LEFT, COLOR WHITE, 2NC
A22NS-3BL-NWA-G221-NN | 7955 | 660704 | Selector A22NS Ø22, 3 position, NON-Lighted, bezel PLASTIC, AUTO RESET ON LEFT, COLOR WHITE, 1NO2NC
A22NS-3BL-NWA-G222-NN | 8560 | 663085 | Selector A22NS Ø22, 3 position, NON-Lighted, bezel PLASTIC, AUTO RESET ON LEFT, COLOR WHITE, 3NC
A22NS-3BL-NYA-G011-NN | 7955 | 662642 | Selector A22NS Ø22, 3 position, NON-Lighted, bezel PLASTIC, AUTO RESET ON LEFT, COLOR YELLOW, 2NO
A22NS-3BL-NYA-G012-NN | 7955 | 662508 | Selector A22NS Ø22, 3 position, NON-Lighted, bezel PLASTIC, AUTO RESET ON LEFT, COLOR YELLOW, 1NO1NC
A22NS-3BL-NYA-G021-NN | 7955 | 666287 | Selector A22NS Ø22, 3 position, NON-Lighted, bezel PLASTIC, AUTO RESET ON LEFT, COLOR YELLOW, 1NO1NC
A22NS-3BL-NYA-G022-NN | 7955 | 663570 | Selector A22NS Ø22, 3 position, NON-Lighted, bezel PLASTIC, AUTO RESET ON LEFT, COLOR YELLOW, 2NC
A22NS-3BL-NYA-G101-NN | 7955 | 664911 | Selector A22NS Ø22, 3 position, NON-Lighted, bezel PLASTIC, AUTO RESET ON LEFT, COLOR YELLOW, 2NO
A22NS-3BL-NYA-G102-NN | 7955 | 661119 | Selector A22NS Ø22, 3 position, NON-Lighted, bezel PLASTIC, AUTO RESET ON LEFT, COLOR YELLOW, 1NO1NC
A22NS-3BL-NYA-G110-NN | 7955 | 660184 | Selector A22NS Ø22, 3 position, NON-Lighted, bezel PLASTIC, AUTO RESET ON LEFT, COLOR YELLOW, 2NO
A22NS-3BL-NYA-G111-NN | 8560 | 661114 | Selector A22NS Ø22, 3 position, NON-Lighted, bezel PLASTIC, AUTO RESET ON LEFT, COLOR YELLOW, 3NO
A22NS-3BL-NYA-G112-NN | 8560 | 663081 | Selector A22NS Ø22, 3 position, NON-Lighted, bezel PLASTIC, AUTO RESET ON LEFT, COLOR YELLOW, 2NO1NC
A22NS-3BL-NYA-G120-NN | 7955 | 662509 | Selector A22NS Ø22, 3 position, NON-Lighted, bezel PLASTIC, AUTO RESET ON LEFT, COLOR YELLOW, 1NO1NC
A22NS-3BL-NYA-G121-NN | 8560 | 660588 | Selector A22NS Ø22, 3 position, NON-Lighted, bezel PLASTIC, AUTO RESET ON LEFT, COLOR YELLOW, 2NO1NC
A22NS-3BL-NYA-G122-NN | 7955 | 660707 | Selector A22NS Ø22, 3 position, NON-Lighted, bezel PLASTIC, AUTO RESET ON LEFT, COLOR YELLOW, 1NO2NC
A22NS-3BL-NYA-G201-NN | 7955 | 662066 | Selector A22NS Ø22, 3 position, NON-Lighted, bezel PLASTIC, AUTO RESET ON LEFT, COLOR YELLOW, 1NO1NC
A22NS-3BL-NYA-G202-NN | 7955 | 663995 | Selector A22NS Ø22, 3 position, NON-Lighted, bezel PLASTIC, AUTO RESET ON LEFT, COLOR YELLOW, 2NC
A22NS-3BL-NYA-G210-NN | 7955 | 664908 | Selector A22NS Ø22, 3 position, NON-Lighted, bezel PLASTIC, AUTO RESET ON LEFT, COLOR YELLOW, 1NO1C
A22NS-3BL-NYA-G211-NN | 8560 | 661117 | Selector A22NS Ø22, 3 position, NON-Lighted, bezel PLASTIC, AUTO RESET ON LEFT, COLOR YELLOW, 2NO1NC
A22NS-3BL-NYA-G212-NN | 7955 | 661118 | Selector A22NS Ø22, 3 position, NON-Lighted, bezel PLASTIC, AUTO RESET ON LEFT, COLOR YELLOW, 1NO2NC
A22NS-3BL-NYA-G220-NN | 7955 | 664000 | Selector A22NS Ø22, 3 position, NON-Lighted, bezel PLASTIC, AUTO RESET ON LEFT, COLOR YELLOW, 2NC
A22NS-3BL-NYA-G221-NN | 7955 | 663481 | Selector A22NS Ø22, 3 position, NON-Lighted, bezel PLASTIC, AUTO RESET ON LEFT, COLOR YELLOW, 1NO2NC
A22NS-3BL-NYA-G222-NN | 8560 | 667208 | Selector A22NS Ø22, 3 position, NON-Lighted, bezel PLASTIC, AUTO RESET ON LEFT, COLOR YELLOW, 3NC
A22NS-3BM-NAA-G011-NN | 7955 | 662640 | Selector A22NS Ø22, 3 position, NON-Lighted, bezel PLASTIC, MANUAL, COLOR BLUE, 2NO
A22NS-3BM-NAA-G012-NN | 7955 | 661495 | Selector A22NS Ø22, 3 position, NON-Lighted, bezel PLASTIC, MANUAL, COLOR BLUE, 1NO1NC
A22NS-3BM-NAA-G021-NN | 7955 | 661496 | Selector A22NS Ø22, 3 position, NON-Lighted, bezel PLASTIC, MANUAL, COLOR BLUE, 1NO1NC
A22NS-3BM-NAA-G022-NN | 7955 | 659740 | Selector A22NS Ø22, 3 position, NON-Lighted, bezel PLASTIC, MANUAL, COLOR BLUE, 2NC
A22NS-3BM-NAA-G101-NN | 7955 | 661494 | Selector A22NS Ø22, 3 position, NON-Lighted, bezel PLASTIC, MANUAL, COLOR BLUE, 2NO
A22NS-3BM-NAA-G102-NN | 7955 | 666281 | Selector A22NS Ø22, 3 position, NON-Lighted, bezel PLASTIC, MANUAL, COLOR BLUE, 1NO1NC
A22NS-3BM-NAA-G110-NN | 7955 | 666789 | Selector A22NS Ø22, 3 position, NON-Lighted, bezel PLASTIC, MANUAL, COLOR BLUE, 2NO
A22NS-3BM-NAA-G111-NN | 8560 | 661604 | Selector A22NS Ø22, 3 position, NON-Lighted, bezel PLASTIC, MANUAL, COLOR BLUE, 3NO
A22NS-3BM-NAA-G112-NN | 8560 | 667200 | Selector A22NS Ø22, 3 position, NON-Lighted, bezel PLASTIC, MANUAL, COLOR BLUE, 2NO1NC
A22NS-3BM-NAA-G120-NN | 7955 | 663071 | Selector A22NS Ø22, 3 position, NON-Lighted, bezel PLASTIC, MANUAL, COLOR BLUE, 1NO1NC
A22NS-3BM-NAA-G121-NN | 8560 | 660702 | Selector A22NS Ø22, 3 position, NON-Lighted, bezel PLASTIC, MANUAL, COLOR BLUE, 2NO1NC
A22NS-3BM-NAA-G122-NN | 7955 | 661106 | Selector A22NS Ø22, 3 position, NON-Lighted, bezel PLASTIC, MANUAL, COLOR BLUE, 1NO2NC
A22NS-3BM-NAA-G201-NN | 7955 | 662499 | Selector A22NS Ø22, 3 position, NON-Lighted, bezel PLASTIC, MANUAL, COLOR BLUE, 1NO1NC
A22NS-3BM-NAA-G202-NN | 7955 | 665328 | Selector A22NS Ø22, 3 position, NON-Lighted, bezel PLASTIC, MANUAL, COLOR BLUE, 2NC
A22NS-3BM-NAA-G210-NN | 7955 | 661108 | Selector A22NS Ø22, 3 position, NON-Lighted, bezel PLASTIC, MANUAL, COLOR BLUE, 1NO1C
A22NS-3BM-NAA-G211-NN | 8560 | 663479 | Selector A22NS Ø22, 3 position, NON-Lighted, bezel PLASTIC, MANUAL, COLOR BLUE, 2NO1NC
A22NS-3BM-NAA-G212-NN | 7955 | 661107 | Selector A22NS Ø22, 3 position, NON-Lighted, bezel PLASTIC, MANUAL, COLOR BLUE, 1NO2NC
A22NS-3BM-NAA-G220-NN | 7955 | 662500 | Selector A22NS Ø22, 3 position, NON-Lighted, bezel PLASTIC, MANUAL, COLOR BLUE, 2NC
A22NS-3BM-NAA-G221-NN | 7955 | 663072 | Selector A22NS Ø22, 3 position, NON-Lighted, bezel PLASTIC, MANUAL, COLOR BLUE, 1NO2NC
A22NS-3BM-NAA-G222-NN | 8560 | 667201 | Selector A22NS Ø22, 3 position, NON-Lighted, bezel PLASTIC, MANUAL, COLOR BLUE, 3NC
A22NS-3BM-NBA-G011-NN | 7955 | 662059 | Selector A22NS Ø22, 3 position, NON-Lighted, bezel PLASTIC, MANUAL, COLOR BLACK, 2NO
A22NS-3BM-NBA-G012-NN | 7955 | 663994 | Selector A22NS Ø22, 3 position, NON-Lighted, bezel PLASTIC, MANUAL, COLOR BLACK, 1NO1NC
A22NS-3BM-NBA-G021-NN | 7955 | 664375 | Selector A22NS Ø22, 3 position, NON-Lighted, bezel PLASTIC, MANUAL, COLOR BLACK, 1NO1NC
A22NS-3BM-NBA-G022-NN | 7955 | 660580 | Selector A22NS Ø22, 3 position, NON-Lighted, bezel PLASTIC, MANUAL, COLOR BLACK, 2NC
A22NS-3BM-NBA-G101-NN | 7955 | 661109 | Selector A22NS Ø22, 3 position, NON-Lighted, bezel PLASTIC, MANUAL, COLOR BLACK, 2NO
A22NS-3BM-NBA-G102-NN | 7955 | 661605 | Selector A22NS Ø22, 3 position, NON-Lighted, bezel PLASTIC, MANUAL, COLOR BLACK, 1NO1NC
A22NS-3BM-NBA-G110-NN | 7955 | 665869 | Selector A22NS Ø22, 3 position, NON-Lighted, bezel PLASTIC, MANUAL, COLOR BLACK, 2NO
A22NS-3BM-NBA-G111-NN | 8560 | 664904 | Selector A22NS Ø22, 3 position, NON-Lighted, bezel PLASTIC, MANUAL, COLOR BLACK, 3NO
A22NS-3BM-NBA-G112-NN | 8560 | 663073 | Selector A22NS 22 dia., 3 position, NON-Lighted, bezel plastic, manual, color black, 2NO1NC
A22NS-3BM-NBA-G120-NN | 7955 | 666794 | Selector A22NS Ø22, 3 position, NON-Lighted, bezel PLASTIC, MANUAL, COLOR BLACK, 1NO1NC
A22NS-3BM-NBA-G121-NN | 8560 | 665870 | Selector A22NS 22 dia., 3 position, NON-Lighted, bezel plastic, manual, color black, 2NO1NC
A22NS-3BM-NBA-G122-NN | 7955 | 664900 | Selector A22NS 22 dia., 3 position, NON-Lighted, bezel plastic, manual, color black, 1NO2NC
A22NS-3BM-NBA-G201-NN | 7955 | 662498 | Selector A22NS Ø22, 3 position, NON-Lighted, bezel PLASTIC, MANUAL, COLOR BLACK, 1NO1NC
A22NS-3BM-NBA-G202-NN | 7955 | 660579 | Selector A22NS Ø22, 3 position, NON-Lighted, bezel PLASTIC, MANUAL, COLOR BLACK, 2NC
A22NS-3BM-NBA-G210-NN | 7955 | 663076 | Selector A22NS Ø22, 3 position, NON-Lighted, bezel PLASTIC, MANUAL, COLOR BLACK, 1NO1C
A22NS-3BM-NBA-G211-NN | 8560 | 663988 | Selector A22NS 22 dia., 3 position, NON-Lighted, bezel plastic, manual, color black, 2NO1NC
A22NS-3BM-NBA-G212-NN | 7955 | 663991 | Selector A22NS 22 dia., 3 position, NON-Lighted, bezel plastic, manual, color black, 1NO2NC
A22NS-3BM-NBA-G220-NN | 7955 | 665875 | Selector A22NS Ø22, 3 position, NON-Lighted, bezel PLASTIC, MANUAL, COLOR BLACK, 2NC
A22NS-3BM-NBA-G221-NN | 7955 | 661110 | Selector A22NS 22 dia., 3 position, NON-Lighted, bezel plastic, manual, color black, 1NO2NC
A22NS-3BM-NBA-G222-NN | 8560 | 662060 | Selector A22NS Ø22, 3 position, NON-Lighted, bezel PLASTIC, MANUAL, COLOR BLACK, 3NC
A22NS-3BM-NBA-P112-NN | 8560 | 673642 | Selector A22NS Ø22, 3 position, NON-Lighted, bezel PLASTIC, MANUAL, COLOR BLACK, 2NO1NC, push-in terminal
A22NS-3BM-NBA-P121-NN | 8560 | 673670 | Selector A22NS Ø22, 3 position, NON-Lighted, bezel PLASTIC, MANUAL, COLOR BLACK, 2NO1NC, push-in terminal
A22NS-3BM-NGA-G011-NN | 7955 | 660862 | Selector A22NS Ø22, 3 position, NON-Lighted, bezel PLASTIC, MANUAL, COLOR GREEN, 2NO
A22NS-3BM-NGA-G012-NN | 7955 | 660688 | Selector A22NS Ø22, 3 position, NON-Lighted, bezel PLASTIC, MANUAL, COLOR GREEN, 1NO1NC
A22NS-3BM-NGA-G021-NN | 7955 | 665296 | Selector A22NS Ø22, 3 position, NON-Lighted, bezel PLASTIC, MANUAL, COLOR GREEN, 1NO1NC
A22NS-3BM-NGA-G022-NN | 7955 | 664353 | Selector A22NS Ø22, 3 position, NON-Lighted, bezel PLASTIC, MANUAL, COLOR GREEN, 2NC
A22NS-3BM-NGA-G101-NN | 7955 | 659925 | Selector A22NS Ø22, 3 position, NON-Lighted, bezel PLASTIC, MANUAL, COLOR GREEN, 2NO
A22NS-3BM-NGA-G102-NN | 7955 | 666252 | Selector A22NS Ø22, 3 position, NON-Lighted, bezel PLASTIC, MANUAL, COLOR GREEN, 1NO1NC
A22NS-3BM-NGA-G110-NN | 7955 | 660542 | Selector A22NS Ø22, 3 position, NON-Lighted, bezel PLASTIC, MANUAL, COLOR GREEN, 2NO
A22NS-3BM-NGA-G111-NN | 8560 | 665302 | Selector A22NS Ø22, 3 position, NON-Lighted, bezel PLASTIC, MANUAL, COLOR GREEN, 3NO
A22NS-3BM-NGA-G112-NN | 8560 | 660547 | Selector A22NS Ø22, 3 position, NON-Lighted, bezel PLASTIC, MANUAL, COLOR GREEN, 2NO1NC
A22NS-3BM-NGA-G120-NN | 7955 | 660551 | Selector A22NS Ø22, 3 position, NON-Lighted, bezel PLASTIC, MANUAL, COLOR GREEN, 1NO1NC
A22NS-3BM-NGA-G121-NN | 8560 | 661787 | Selector A22NS Ø22, 3 position, NON-Lighted, bezel PLASTIC, MANUAL, COLOR GREEN, 2NO1NC
A22NS-3BM-NGA-G122-NN | 7955 | 665611 | Selector A22NS Ø22, 3 position, NON-Lighted, bezel PLASTIC, MANUAL, COLOR GREEN, 1NO2NC
A22NS-3BM-NGA-G201-NN | 7955 | 663740 | Selector A22NS Ø22, 3 position, NON-Lighted, bezel PLASTIC, MANUAL, COLOR GREEN, 1NO1NC
A22NS-3BM-NGA-G202-NN | 7955 | 659943 | Selector A22NS Ø22, 3 position, NON-Lighted, bezel PLASTIC, MANUAL, COLOR GREEN, 2NC
A22NS-3BM-NGA-G210-NN | 7955 | 663735 | Selector A22NS Ø22, 3 position, NON-Lighted, bezel PLASTIC, MANUAL, COLOR GREEN, 1NO1C
A22NS-3BM-NGA-G211-NN | 8560 | 663753 | Selector A22NS Ø22, 3 position, NON-Lighted, bezel PLASTIC, MANUAL, COLOR GREEN, 2NO1NC
A22NS-3BM-NGA-G212-NN | 7955 | 666251 | Selector A22NS Ø22, 3 position, NON-Lighted, bezel PLASTIC, MANUAL, COLOR GREEN, 1NO2NC
A22NS-3BM-NGA-G220-NN | 7955 | 666556 | Selector A22NS Ø22, 3 position, NON-Lighted, bezel PLASTIC, MANUAL, COLOR GREEN, 2NC
A22NS-3BM-NGA-G221-NN | 7955 | 662800 | Selector A22NS Ø22, 3 position, NON-Lighted, bezel PLASTIC, MANUAL, COLOR GREEN, 1NO2NC
A22NS-3BM-NGA-G222-NN | 8560 | 660689 | Selector A22NS Ø22, 3 position, NON-Lighted, bezel PLASTIC, MANUAL, COLOR GREEN, 3NC
A22NS-3BM-NRA-G011-NN | 7955 | 659936 | Selector A22NS Ø22, 3 position, NON-Lighted, bezel PLASTIC, MANUAL, COLOR RED, 2NO
A22NS-3BM-NRA-G012-NN | 7955 | 662794 | Selector A22NS Ø22, 3 position, NON-Lighted, bezel PLASTIC, MANUAL, COLOR RED, 1NO1NC
A22NS-3BM-NRA-G021-NN | 7955 | 666545 | Selector A22NS Ø22, 3 position, NON-Lighted, bezel PLASTIC, MANUAL, COLOR RED, 1NO1NC
A22NS-3BM-NRA-G022-NN | 7955 | 659924 | Selector A22NS Ø22, 3 position, NON-Lighted, bezel PLASTIC, MANUAL, COLOR RED, 2NC
A22NS-3BM-NRA-G101-NN | 7955 | 660545 | Selector A22NS Ø22, 3 position, NON-Lighted, bezel PLASTIC, MANUAL, COLOR RED, 2NO
A22NS-3BM-NRA-G102-NN | 7955 | 660546 | Selector A22NS Ø22, 3 position, NON-Lighted, bezel PLASTIC, MANUAL, COLOR RED, 1NO1NC
A22NS-3BM-NRA-G110-NN | 7955 | 662613 | Selector A22NS Ø22, 3 position, NON-Lighted, bezel PLASTIC, MANUAL, COLOR RED, 2NO
A22NS-3BM-NRA-G111-NN | 8560 | 665434 | Selector A22NS Ø22, 3 position, NON-Lighted, bezel PLASTIC, MANUAL, COLOR RED, 3NO
A22NS-3BM-NRA-G112-NN | 8560 | 661472 | Selector A22NS Ø22, 3 position, NON-Lighted, bezel PLASTIC, MANUAL, COLOR RED, 2NO1NC
A22NS-3BM-NRA-G120-NN | 7955 | 661470 | Selector A22NS Ø22, 3 position, NON-Lighted, bezel PLASTIC, MANUAL, COLOR RED, 1NO1NC
A22NS-3BM-NRA-G121-NN | 8560 | 667181 | Selector A22NS Ø22, 3 position, NON-Lighted, bezel PLASTIC, MANUAL, COLOR RED, 2NO1NC
A22NS-3BM-NRA-G122-NN | 7955 | 661603 | Selector A22NS Ø22, 3 position, NON-Lighted, bezel PLASTIC, MANUAL, COLOR RED, 1NO2NC
A22NS-3BM-NRA-G201-NN | 7955 | 659739 | Selector A22NS Ø22, 3 position, NON-Lighted, bezel PLASTIC, MANUAL, COLOR RED, 1NO1NC
A22NS-3BM-NRA-G202-NN | 7955 | 661468 | Selector A22NS Ø22, 3 position, NON-Lighted, bezel PLASTIC, MANUAL, COLOR RED, 2NC
A22NS-3BM-NRA-G210-NN | 7955 | 663449 | Selector A22NS Ø22, 3 position, NON-Lighted, bezel PLASTIC, MANUAL, COLOR RED, 1NO1C
A22NS-3BM-NRA-G211-NN | 8560 | 663450 | Selector A22NS Ø22, 3 position, NON-Lighted, bezel PLASTIC, MANUAL, COLOR RED, 2NO1NC
A22NS-3BM-NRA-G212-NN | 7955 | 661471 | Selector A22NS Ø22, 3 position, NON-Lighted, bezel PLASTIC, MANUAL, COLOR RED, 1NO2NC
A22NS-3BM-NRA-G220-NN | 7955 | 666557 | Selector A22NS Ø22, 3 position, NON-Lighted, bezel PLASTIC, MANUAL, COLOR RED, 2NC
A22NS-3BM-NRA-G221-NN | 7955 | 662475 | Selector A22NS Ø22, 3 position, NON-Lighted, bezel PLASTIC, MANUAL, COLOR RED, 1NO2NC
A22NS-3BM-NRA-G222-NN | 8560 | 667171 | Selector A22NS Ø22, 3 position, NON-Lighted, bezel PLASTIC, MANUAL, COLOR RED, 3NC
A22NS-3BM-NWA-G011-NN | 7955 | 666555 | Selector A22NS Ø22, 3 position, NON-Lighted, bezel PLASTIC, MANUAL, COLOR WHITE, 2NO
A22NS-3BM-NWA-G012-NN | 7955 | 662793 | Selector A22NS Ø22, 3 position, NON-Lighted, bezel PLASTIC, MANUAL, COLOR WHITE, 1NO1NC
A22NS-3BM-NWA-G021-NN | 7955 | 664467 | Selector A22NS Ø22, 3 position, NON-Lighted, bezel PLASTIC, MANUAL, COLOR WHITE, 1NO1NC
A22NS-3BM-NWA-G022-NN | 7955 | 664466 | Selector A22NS Ø22, 3 position, NON-Lighted, bezel PLASTIC, MANUAL, COLOR WHITE, 2NC
A22NS-3BM-NWA-G101-NN | 7955 | 666546 | Selector A22NS Ø22, 3 position, NON-Lighted, bezel PLASTIC, MANUAL, COLOR WHITE, 2NO
A22NS-3BM-NWA-G102-NN | 7955 | 659944 | Selector A22NS Ø22, 3 position, NON-Lighted, bezel PLASTIC, MANUAL, COLOR WHITE, 1NO1NC
A22NS-3BM-NWA-G110-NN | 7955 | 665612 | Selector A22NS Ø22, 3 position, NON-Lighted, bezel PLASTIC, MANUAL, COLOR WHITE, 2NO
A22NS-3BM-NWA-G111-NN | 8560 | 663443 | Selector A22NS Ø22, 3 position, NON-Lighted, bezel PLASTIC, MANUAL, COLOR WHITE, 3NO
A22NS-3BM-NWA-G112-NN | 8560 | 659947 | Selector A22NS Ø22, 3 position, NON-Lighted, bezel PLASTIC, MANUAL, COLOR WHITE, 2NO1NC
A22NS-3BM-NWA-G120-NN | 7955 | 663752 | Selector A22NS Ø22, 3 position, NON-Lighted, bezel PLASTIC, MANUAL, COLOR WHITE, 1NO1NC
A22NS-3BM-NWA-G121-NN | 8560 | 661786 | Selector A22NS Ø22, 3 position, NON-Lighted, bezel PLASTIC, MANUAL, COLOR WHITE, 2NO1NC
A22NS-3BM-NWA-G122-NN | 7955 | 667179 | Selector A22NS Ø22, 3 position, NON-Lighted, bezel PLASTIC, MANUAL, COLOR WHITE, 1NO2NC
A22NS-3BM-NWA-G201-NN | 7955 | 662615 | Selector A22NS Ø22, 3 position, NON-Lighted, bezel PLASTIC, MANUAL, COLOR WHITE, 1NO1NC
A22NS-3BM-NWA-G202-NN | 7955 | 664630 | Selector A22NS Ø22, 3 position, NON-Lighted, bezel PLASTIC, MANUAL, COLOR WHITE, 2NC
A22NS-3BM-NWA-G210-NN | 7955 | 664641 | Selector A22NS Ø22, 3 position, NON-Lighted, bezel PLASTIC, MANUAL, COLOR WHITE, 1NO1C
A22NS-3BM-NWA-G211-NN | 8560 | 666256 | Selector A22NS Ø22, 3 position, NON-Lighted, bezel PLASTIC, MANUAL, COLOR WHITE, 2NO1NC
A22NS-3BM-NWA-G212-NN | 7955 | 665298 | Selector A22NS Ø22, 3 position, NON-Lighted, bezel PLASTIC, MANUAL, COLOR WHITE, 1NO2NC
A22NS-3BM-NWA-G220-NN | 7955 | 661785 | Selector A22NS Ø22, 3 position, NON-Lighted, bezel PLASTIC, MANUAL, COLOR WHITE, 2NC
A22NS-3BM-NWA-G221-NN | 7955 | 661469 | Selector A22NS Ø22, 3 position, NON-Lighted, bezel PLASTIC, MANUAL, COLOR WHITE, 1NO2NC
A22NS-3BM-NWA-G222-NN | 8560 | 660863 | Selector A22NS Ø22, 3 position, NON-Lighted, bezel PLASTIC, MANUAL, COLOR WHITE, 3NC
A22NS-3BM-NYA-G011-NN | 7955 | 663742 | Selector A22NS Ø22, 3 position, NON-Lighted, bezel PLASTIC, MANUAL, COLOR YELLOW, 2NO
A22NS-3BM-NYA-G012-NN | 7955 | 666547 | Selector A22NS Ø22, 3 position, NON-Lighted, bezel PLASTIC, MANUAL, COLOR YELLOW, 1NO1NC
A22NS-3BM-NYA-G021-NN | 7955 | 665297 | Selector A22NS Ø22, 3 position, NON-Lighted, bezel PLASTIC, MANUAL, COLOR YELLOW, 1NO1NC
A22NS-3BM-NYA-G022-NN | 7955 | 659935 | Selector A22NS Ø22, 3 position, NON-Lighted, bezel PLASTIC, MANUAL, COLOR YELLOW, 2NC
A22NS-3BM-NYA-G101-NN | 7955 | 664634 | Selector A22NS Ø22, 3 position, NON-Lighted, bezel PLASTIC, MANUAL, COLOR YELLOW, 2NO
A22NS-3BM-NYA-G102-NN | 7955 | 664354 | Selector A22NS Ø22, 3 position, NON-Lighted, bezel PLASTIC, MANUAL, COLOR YELLOW, 1NO1NC
A22NS-3BM-NYA-G110-NN | 7955 | 662787 | Selector A22NS Ø22, 3 position, NON-Lighted, bezel PLASTIC, MANUAL, COLOR YELLOW, 2NO
A22NS-3BM-NYA-G111-NN | 8560 | 659941 | Selector A22NS Ø22, 3 position, NON-Lighted, bezel PLASTIC, MANUAL, COLOR YELLOW, 3NO
A22NS-3BM-NYA-G112-NN | 8560 | 659940 | Selector A22NS Ø22, 3 position, NON-Lighted, bezel PLASTIC, MANUAL, COLOR YELLOW, 2NO1NC
A22NS-3BM-NYA-G120-NN | 7955 | 663741 | Selector A22NS Ø22, 3 position, NON-Lighted, bezel PLASTIC, MANUAL, COLOR YELLOW, 1NO1NC
A22NS-3BM-NYA-G121-NN | 8560 | 663743 | Selector A22NS Ø22, 3 position, NON-Lighted, bezel PLASTIC, MANUAL, COLOR YELLOW, 2NO1NC
A22NS-3BM-NYA-G122-NN | 7955 | 665614 | Selector A22NS Ø22, 3 position, NON-Lighted, bezel PLASTIC, MANUAL, COLOR YELLOW, 1NO2NC
A22NS-3BM-NYA-G201-NN | 7955 | 659942 | Selector A22NS Ø22, 3 position, NON-Lighted, bezel PLASTIC, MANUAL, COLOR YELLOW, 1NO1NC
A22NS-3BM-NYA-G202-NN | 7955 | 660875 | Selector A22NS Ø22, 3 position, NON-Lighted, bezel PLASTIC, MANUAL, COLOR YELLOW, 2NC
A22NS-3BM-NYA-G210-NN | 7955 | 665303 | Selector A22NS Ø22, 3 position, NON-Lighted, bezel PLASTIC, MANUAL, COLOR YELLOW, 1NO1C
A22NS-3BM-NYA-G211-NN | 8560 | 665433 | Selector A22NS Ø22, 3 position, NON-Lighted, bezel PLASTIC, MANUAL, COLOR YELLOW, 2NO1NC
A22NS-3BM-NYA-G212-NN | 7955 | 664635 | Selector A22NS Ø22, 3 position, NON-Lighted, bezel PLASTIC, MANUAL, COLOR YELLOW, 1NO2NC
A22NS-3BM-NYA-G220-NN | 7955 | 661463 | Selector A22NS Ø22, 3 position, NON-Lighted, bezel PLASTIC, MANUAL, COLOR YELLOW, 2NC
A22NS-3BM-NYA-G221-NN | 7955 | 662476 | Selector A22NS Ø22, 3 position, NON-Lighted, bezel PLASTIC, MANUAL, COLOR YELLOW, 1NO2NC
A22NS-3BM-NYA-G222-NN | 8560 | 661788 | Selector A22NS Ø22, 3 position, NON-Lighted, bezel PLASTIC, MANUAL, COLOR YELLOW, 3NC
A22NS-3BR-NAA-G011-NN | 7955 | 662510 | Selector A22NS Ø22, 3 position, NON-Lighted, bezel PLASTIC, AUTO RESET ON RIGHT, COLOR BLUE, 2NO
A22NS-3BR-NAA-G012-NN | 7955 | 666804 | Selector A22NS Ø22, 3 position, NON-Lighted, bezel PLASTIC, AUTO RESET ON RIGHT, COLOR BLUE, 1NO1NC
A22NS-3BR-NAA-G021-NN | 7955 | 667186 | Selector A22NS Ø22, 3 position, NON-Lighted, bezel PLASTIC, AUTO RESET ON RIGHT, COLOR BLUE, 1NO1NC
A22NS-3BR-NAA-G022-NN | 7955 | 664535 | Selector A22NS Ø22, 3 position, NON-Lighted, bezel PLASTIC, AUTO RESET ON RIGHT, COLOR BLUE, 2NC
A22NS-3BR-NAA-G101-NN | 7955 | 667182 | Selector A22NS Ø22, 3 position, NON-Lighted, bezel PLASTIC, AUTO RESET ON RIGHT, COLOR BLUE, 2NO
A22NS-3BR-NAA-G102-NN | 7955 | 660205 | Selector A22NS Ø22, 3 position, NON-Lighted, bezel PLASTIC, AUTO RESET ON RIGHT, COLOR BLUE, 1NO1NC
A22NS-3BR-NAA-G110-NN | 7955 | 666259 | Selector A22NS Ø22, 3 position, NON-Lighted, bezel PLASTIC, AUTO RESET ON RIGHT, COLOR BLUE, 2NO
A22NS-3BR-NAA-G111-NN | 8560 | 660552 | Selector A22NS Ø22, 3 position, NON-Lighted, bezel PLASTIC, AUTO RESET ON RIGHT, COLOR BLUE, 3NO
A22NS-3BR-NAA-G112-NN | 8560 | 664496 | Selector A22NS Ø22, 3 position, NON-Lighted, bezel PLASTIC, AUTO RESET ON RIGHT, COLOR BLUE, 2NO1NC
A22NS-3BR-NAA-G120-NN | 7955 | 665339 | Selector A22NS Ø22, 3 position, NON-Lighted, bezel PLASTIC, AUTO RESET ON RIGHT, COLOR BLUE, 1NO1NC
A22NS-3BR-NAA-G121-NN | 8560 | 663453 | Selector A22NS Ø22, 3 position, NON-Lighted, bezel PLASTIC, AUTO RESET ON RIGHT, COLOR BLUE, 2NO1NC
A22NS-3BR-NAA-G122-NN | 7955 | 660206 | Selector A22NS Ø22, 3 position, NON-Lighted, bezel PLASTIC, AUTO RESET ON RIGHT, COLOR BLUE, 1NO2NC
A22NS-3BR-NAA-G201-NN | 7955 | 659833 | Selector A22NS Ø22, 3 position, NON-Lighted, bezel PLASTIC, AUTO RESET ON RIGHT, COLOR BLUE, 1NO1NC
A22NS-3BR-NAA-G202-NN | 7955 | 664927 | Selector A22NS Ø22, 3 position, NON-Lighted, bezel PLASTIC, AUTO RESET ON RIGHT, COLOR BLUE, 2NC
A22NS-3BR-NAA-G210-NN | 7955 | 663458 | Selector A22NS Ø22, 3 position, NON-Lighted, bezel PLASTIC, AUTO RESET ON RIGHT, COLOR BLUE, 1NO1C
A22NS-3BR-NAA-G211-NN | 8560 | 661478 | Selector A22NS Ø22, 3 position, NON-Lighted, bezel PLASTIC, AUTO RESET ON RIGHT, COLOR BLUE, 2NO1NC
A22NS-3BR-NAA-G212-NN | 7955 | 664012 | Selector A22NS Ø22, 3 position, NON-Lighted, bezel PLASTIC, AUTO RESET ON RIGHT, COLOR BLUE, 1NO2NC
A22NS-3BR-NAA-G220-NN | 7955 | 667187 | Selector A22NS Ø22, 3 position, NON-Lighted, bezel PLASTIC, AUTO RESET ON RIGHT, COLOR BLUE, 2NC
A22NS-3BR-NAA-G221-NN | 7955 | 659834 | Selector A22NS Ø22, 3 position, NON-Lighted, bezel PLASTIC, AUTO RESET ON RIGHT, COLOR BLUE, 1NO2NC
A22NS-3BR-NAA-G222-NN | 8560 | 666805 | Selector A22NS Ø22, 3 position, NON-Lighted, bezel PLASTIC, AUTO RESET ON RIGHT, COLOR BLUE, 3NC
A22NS-3BR-NBA-G011-NN | 7955 | 661504 | Selector A22NS Ø22, 3 position, NON-Lighted, bezel PLASTIC, AUTO RESET ON RIGHT, COLOR BLACK, 2NO
A22NS-3BR-NBA-G012-NN | 7955 | 661480 | Selector A22NS Ø22, 3 position, NON-Lighted, bezel PLASTIC, AUTO RESET ON RIGHT, COLOR BLACK, 1NO1NC
A22NS-3BR-NBA-G021-NN | 7955 | 664386 | Selector A22NS Ø22, 3 position, NON-Lighted, bezel PLASTIC, AUTO RESET ON RIGHT, COLOR BLACK, 1NO1NC
A22NS-3BR-NBA-G022-NN | 7955 | 665892 | Selector A22NS Ø22, 3 position, NON-Lighted, bezel PLASTIC, AUTO RESET ON RIGHT, COLOR BLACK, 2NC
A22NS-3BR-NBA-G101-NN | 7955 | 662701 | Selector A22NS Ø22, 3 position, NON-Lighted, bezel PLASTIC, AUTO RESET ON RIGHT, COLOR BLACK, 2NO
A22NS-3BR-NBA-G102-NN | 7955 | 663459 | Selector A22NS Ø22, 3 position, NON-Lighted, bezel PLASTIC, AUTO RESET ON RIGHT, COLOR BLACK, 1NO1NC
A22NS-3BR-NBA-G110-NN | 7955 | 666388 | Selector A22NS Ø22, 3 position, NON-Lighted, bezel PLASTIC, AUTO RESET ON RIGHT, COLOR BLACK, 2NO
A22NS-3BR-NBA-G111-NN | 8560 | 659809 | Selector A22NS Ø22, 3 position, NON-Lighted, bezel PLASTIC, AUTO RESET ON RIGHT, COLOR BLACK, 3NO
A22NS-3BR-NBA-G112-NN | 8560 | 665338 | Selector A22NS Ø22, 3 position, NON-Lighted, bezel PLASTIC, AUTO RESET ON RIGHT, COLOR BLACK, 2NO1NC
A22NS-3BR-NBA-G120-NN | 7955 | 661682 | Selector A22NS Ø22, 3 position, NON-Lighted, bezel PLASTIC, AUTO RESET ON RIGHT, COLOR BLACK, 1NO1NC
A22NS-3BR-NBA-G121-NN | 8560 | 665888 | Selector A22NS Ø22, 3 position, NON-Lighted, bezel PLASTIC, AUTO RESET ON RIGHT, COLOR BLACK, 2NO1NC
A22NS-3BR-NBA-G122-NN | 7955 | 666294 | Selector A22NS Ø22, 3 position, NON-Lighted, bezel PLASTIC, AUTO RESET ON RIGHT, COLOR BLACK, 1NO2NC
A22NS-3BR-NBA-G201-NN | 7955 | 663578 | Selector A22NS Ø22, 3 position, NON-Lighted, bezel PLASTIC, AUTO RESET ON RIGHT, COLOR BLACK, 1NO1NC
A22NS-3BR-NBA-G202-NN | 7955 | 665304 | Selector A22NS Ø22, 3 position, NON-Lighted, bezel PLASTIC, AUTO RESET ON RIGHT, COLOR BLACK, 2NC
A22NS-3BR-NBA-G210-NN | 7955 | 661479 | Selector A22NS Ø22, 3 position, NON-Lighted, bezel PLASTIC, AUTO RESET ON RIGHT, COLOR BLACK, 1NO1C
A22NS-3BR-NBA-G211-NN | 8560 | 666445 | Selector A22NS Ø22, 3 position, NON-Lighted, bezel PLASTIC, AUTO RESET ON RIGHT, COLOR BLACK, 2NO1NC
A22NS-3BR-NBA-G212-NN | 7955 | 665528 | Selector A22NS Ø22, 3 position, NON-Lighted, bezel PLASTIC, AUTO RESET ON RIGHT, COLOR BLACK, 1NO2NC
A22NS-3BR-NBA-G220-NN | 7955 | 664014 | Selector A22NS Ø22, 3 position, NON-Lighted, bezel PLASTIC, AUTO RESET ON RIGHT, COLOR BLACK, 2NC
A22NS-3BR-NBA-G221-NN | 7955 | 665894 | Selector A22NS Ø22, 3 position, NON-Lighted, bezel PLASTIC, AUTO RESET ON RIGHT, COLOR BLACK, 1NO2NC
A22NS-3BR-NBA-G222-NN | 8560 | 661509 | Selector A22NS Ø22, 3 position, NON-Lighted, bezel PLASTIC, AUTO RESET ON RIGHT, COLOR BLACK, 3NC
A22NS-3BR-NBA-P102-NN | 7960 | 677851 | Selector A22NS Ø22, 3 position, NON-Lighted, bezel PLASTIC, AUTO RESET ON RIGHT, COLOR BLACK, 1NO1NC, push-in terminal
A22NS-3BR-NGA-G011-NN | 7955 | 661476 | Selector A22NS Ø22, 3 position, NON-Lighted, bezel PLASTIC, AUTO RESET ON RIGHT, COLOR GREEN, 2NO
A22NS-3BR-NGA-G012-NN | 7955 | 666258 | Selector A22NS Ø22, 3 position, NON-Lighted, bezel PLASTIC, AUTO RESET ON RIGHT, COLOR GREEN, 1NO1NC
A22NS-3BR-NGA-G021-NN | 7955 | 663455 | Selector A22NS Ø22, 3 position, NON-Lighted, bezel PLASTIC, AUTO RESET ON RIGHT, COLOR GREEN, 1NO1NC
A22NS-3BR-NGA-G022-NN | 7955 | 661481 | Selector A22NS Ø22, 3 position, NON-Lighted, bezel PLASTIC, AUTO RESET ON RIGHT, COLOR GREEN, 2NC
A22NS-3BR-NGA-G101-NN | 7955 | 665883 | Selector A22NS Ø22, 3 position, NON-Lighted, bezel PLASTIC, AUTO RESET ON RIGHT, COLOR GREEN, 2NO
A22NS-3BR-NGA-G102-NN | 7955 | 664356 | Selector A22NS Ø22, 3 position, NON-Lighted, bezel PLASTIC, AUTO RESET ON RIGHT, COLOR GREEN, 1NO1NC
A22NS-3BR-NGA-G110-NN | 7955 | 667185 | Selector A22NS Ø22, 3 position, NON-Lighted, bezel PLASTIC, AUTO RESET ON RIGHT, COLOR GREEN, 2NO
A22NS-3BR-NGA-G111-NN | 8560 | 667184 | Selector A22NS Ø22, 3 position, NON-Lighted, bezel PLASTIC, AUTO RESET ON RIGHT, COLOR GREEN, 3NO
A22NS-3BR-NGA-G112-NN | 8560 | 661477 | Selector A22NS Ø22, 3 position, NON-Lighted, bezel PLASTIC, AUTO RESET ON RIGHT, COLOR GREEN, 2NO1NC
A22NS-3BR-NGA-G120-NN | 7955 | 663454 | Selector A22NS Ø22, 3 position, NON-Lighted, bezel PLASTIC, AUTO RESET ON RIGHT, COLOR GREEN, 1NO1NC
A22NS-3BR-NGA-G121-NN | 8560 | 665306 | Selector A22NS Ø22, 3 position, NON-Lighted, bezel PLASTIC, AUTO RESET ON RIGHT, COLOR GREEN, 2NO1NC
A22NS-3BR-NGA-G122-NN | 7955 | 665305 | Selector A22NS Ø22, 3 position, NON-Lighted, bezel PLASTIC, AUTO RESET ON RIGHT, COLOR GREEN, 1NO2NC
A22NS-3BR-NGA-G201-NN | 7955 | 661475 | Selector A22NS Ø22, 3 position, NON-Lighted, bezel PLASTIC, AUTO RESET ON RIGHT, COLOR GREEN, 1NO1NC
A22NS-3BR-NGA-G202-NN | 7955 | 664357 | Selector A22NS Ø22, 3 position, NON-Lighted, bezel PLASTIC, AUTO RESET ON RIGHT, COLOR GREEN, 2NC
A22NS-3BR-NGA-G210-NN | 7955 | 663456 | Selector A22NS Ø22, 3 position, NON-Lighted, bezel PLASTIC, AUTO RESET ON RIGHT, COLOR GREEN, 1NO1C
A22NS-3BR-NGA-G211-NN | 8560 | 660554 | Selector A22NS Ø22, 3 position, NON-Lighted, bezel PLASTIC, AUTO RESET ON RIGHT, COLOR GREEN, 2NO1NC
A22NS-3BR-NGA-G212-NN | 7955 | 667183 | Selector A22NS Ø22, 3 position, NON-Lighted, bezel PLASTIC, AUTO RESET ON RIGHT, COLOR GREEN, 1NO2NC
A22NS-3BR-NGA-G220-NN | 7955 | 660553 | Selector A22NS Ø22, 3 position, NON-Lighted, bezel PLASTIC, AUTO RESET ON RIGHT, COLOR GREEN, 2NC
A22NS-3BR-NGA-G221-NN | 7955 | 661638 | Selector A22NS Ø22, 3 position, NON-Lighted, bezel PLASTIC, AUTO RESET ON RIGHT, COLOR GREEN, 1NO2NC
A22NS-3BR-NGA-G222-NN | 8560 | 659824 | Selector A22NS Ø22, 3 position, NON-Lighted, bezel PLASTIC, AUTO RESET ON RIGHT, COLOR GREEN, 3NC
A22NS-3BR-NRA-G011-NN | 7955 | 665879 | Selector A22NS Ø22, 3 position, NON-Lighted, bezel PLASTIC, AUTO RESET ON RIGHT, COLOR RED, 2NO
A22NS-3BR-NRA-G012-NN | 7955 | 664921 | Selector A22NS Ø22, 3 position, NON-Lighted, bezel PLASTIC, AUTO RESET ON RIGHT, COLOR RED, 1NO1NC
A22NS-3BR-NRA-G021-NN | 7955 | 666799 | Selector A22NS Ø22, 3 position, NON-Lighted, bezel PLASTIC, AUTO RESET ON RIGHT, COLOR RED, 1NO1NC
A22NS-3BR-NRA-G022-NN | 7955 | 663086 | Selector A22NS Ø22, 3 position, NON-Lighted, bezel PLASTIC, AUTO RESET ON RIGHT, COLOR RED, 2NC
A22NS-3BR-NRA-G101-NN | 7955 | 665335 | Selector A22NS Ø22, 3 position, NON-Lighted, bezel PLASTIC, AUTO RESET ON RIGHT, COLOR RED, 2NO
A22NS-3BR-NRA-G102-NN | 7955 | 660202 | Selector A22NS Ø22, 3 position, NON-Lighted, bezel PLASTIC, AUTO RESET ON RIGHT, COLOR RED, 1NO1NC
A22NS-3BR-NRA-G110-NN | 7955 | 662075 | Selector A22NS Ø22, 3 position, NON-Lighted, bezel PLASTIC, AUTO RESET ON RIGHT, COLOR RED, 2NO
A22NS-3BR-NRA-G111-NN | 8560 | 662641 | Selector A22NS Ø22, 3 position, NON-Lighted, bezel PLASTIC, AUTO RESET ON RIGHT, COLOR RED, 3NO
A22NS-3BR-NRA-G112-NN | 8560 | 663090 | Selector A22NS Ø22, 3 position, NON-Lighted, bezel PLASTIC, AUTO RESET ON RIGHT, COLOR RED, 2NO1NC
A22NS-3BR-NRA-G120-NN | 7955 | 664003 | Selector A22NS Ø22, 3 position, NON-Lighted, bezel PLASTIC, AUTO RESET ON RIGHT, COLOR RED, 1NO1NC
A22NS-3BR-NRA-G121-NN | 8560 | 660203 | Selector A22NS Ø22, 3 position, NON-Lighted, bezel PLASTIC, AUTO RESET ON RIGHT, COLOR RED, 2NO1NC
A22NS-3BR-NRA-G122-NN | 7955 | 661135 | Selector A22NS Ø22, 3 position, NON-Lighted, bezel PLASTIC, AUTO RESET ON RIGHT, COLOR RED, 1NO2NC
A22NS-3BR-NRA-G201-NN | 7955 | 663084 | Selector A22NS Ø22, 3 position, NON-Lighted, bezel PLASTIC, AUTO RESET ON RIGHT, COLOR RED, 1NO1NC
A22NS-3BR-NRA-G202-NN | 7955 | 661127 | Selector A22NS Ø22, 3 position, NON-Lighted, bezel PLASTIC, AUTO RESET ON RIGHT, COLOR RED, 2NC
A22NS-3BR-NRA-G210-NN | 7955 | 664006 | Selector A22NS Ø22, 3 position, NON-Lighted, bezel PLASTIC, AUTO RESET ON RIGHT, COLOR RED, 1NO1C
A22NS-3BR-NRA-G211-NN | 8560 | 662068 | Selector A22NS Ø22, 3 position, NON-Lighted, bezel PLASTIC, AUTO RESET ON RIGHT, COLOR RED, 2NO1NC
A22NS-3BR-NRA-G212-NN | 7955 | 660200 | Selector A22NS Ø22, 3 position, NON-Lighted, bezel PLASTIC, AUTO RESET ON RIGHT, COLOR RED, 1NO2NC
A22NS-3BR-NRA-G220-NN | 7955 | 661503 | Selector A22NS Ø22, 3 position, NON-Lighted, bezel PLASTIC, AUTO RESET ON RIGHT, COLOR RED, 2NC
A22NS-3BR-NRA-G221-NN | 7955 | 660195 | Selector A22NS Ø22, 3 position, NON-Lighted, bezel PLASTIC, AUTO RESET ON RIGHT, COLOR RED, 1NO2NC
A22NS-3BR-NRA-G222-NN | 8560 | 664007 | Selector A22NS Ø22, 3 position, NON-Lighted, bezel PLASTIC, AUTO RESET ON RIGHT, COLOR RED, 3NC
A22NS-3BR-NWA-G011-NN | 7955 | 663460 | Selector A22NS Ø22, 3 position, NON-Lighted, bezel PLASTIC, AUTO RESET ON RIGHT, COLOR WHITE, 2NO
A22NS-3BR-NWA-G012-NN | 7955 | 662080 | Selector A22NS Ø22, 3 position, NON-Lighted, bezel PLASTIC, AUTO RESET ON RIGHT, COLOR WHITE, 1NO1NC
A22NS-3BR-NWA-G021-NN | 7955 | 660590 | Selector A22NS Ø22, 3 position, NON-Lighted, bezel PLASTIC, AUTO RESET ON RIGHT, COLOR WHITE, 1NO1NC
A22NS-3BR-NWA-G022-NN | 7955 | 667212 | Selector A22NS Ø22, 3 position, NON-Lighted, bezel PLASTIC, AUTO RESET ON RIGHT, COLOR WHITE, 2NC
A22NS-3BR-NWA-G101-NN | 7955 | 661697 | Selector A22NS Ø22, 3 position, NON-Lighted, bezel PLASTIC, AUTO RESET ON RIGHT, COLOR WHITE, 2NO
A22NS-3BR-NWA-G102-NN | 7955 | 664928 | Selector A22NS Ø22, 3 position, NON-Lighted, bezel PLASTIC, AUTO RESET ON RIGHT, COLOR WHITE, 1NO1NC
A22NS-3BR-NWA-G110-NN | 7955 | 666461 | Selector A22NS Ø22, 3 position, NON-Lighted, bezel PLASTIC, AUTO RESET ON RIGHT, COLOR WHITE, 2NO
A22NS-3BR-NWA-G111-NN | 8560 | 662711 | Selector A22NS Ø22, 3 position, NON-Lighted, bezel PLASTIC, AUTO RESET ON RIGHT, COLOR WHITE, 3NO
A22NS-3BR-NWA-G112-NN | 8560 | 664926 | Selector A22NS Ø22, 3 position, NON-Lighted, bezel PLASTIC, AUTO RESET ON RIGHT, COLOR WHITE, 2NO1NC
A22NS-3BR-NWA-G120-NN | 7955 | 659808 | Selector A22NS Ø22, 3 position, NON-Lighted, bezel PLASTIC, AUTO RESET ON RIGHT, COLOR WHITE, 1NO1NC
A22NS-3BR-NWA-G121-NN | 8560 | 662479 | Selector A22NS Ø22, 3 position, NON-Lighted, bezel PLASTIC, AUTO RESET ON RIGHT, COLOR WHITE, 2NO1NC
A22NS-3BR-NWA-G122-NN | 7955 | 663092 | Selector A22NS Ø22, 3 position, NON-Lighted, bezel PLASTIC, AUTO RESET ON RIGHT, COLOR WHITE, 1NO2NC
A22NS-3BR-NWA-G201-NN | 7955 | 663457 | Selector A22NS Ø22, 3 position, NON-Lighted, bezel PLASTIC, AUTO RESET ON RIGHT, COLOR WHITE, 1NO1NC
A22NS-3BR-NWA-G202-NN | 7955 | 662648 | Selector A22NS Ø22, 3 position, NON-Lighted, bezel PLASTIC, AUTO RESET ON RIGHT, COLOR WHITE, 2NC
A22NS-3BR-NWA-G210-NN | 7955 | 663091 | Selector A22NS Ø22, 3 position, NON-Lighted, bezel PLASTIC, AUTO RESET ON RIGHT, COLOR WHITE, 1NO1C
A22NS-3BR-NWA-G211-NN | 8560 | 666807 | Selector A22NS Ø22, 3 position, NON-Lighted, bezel PLASTIC, AUTO RESET ON RIGHT, COLOR WHITE, 2NO1NC
A22NS-3BR-NWA-G212-NN | 7955 | 666806 | Selector A22NS Ø22, 3 position, NON-Lighted, bezel PLASTIC, AUTO RESET ON RIGHT, COLOR WHITE, 1NO2NC
A22NS-3BR-NWA-G220-NN | 7955 | 659765 | Selector A22NS Ø22, 3 position, NON-Lighted, bezel PLASTIC, AUTO RESET ON RIGHT, COLOR WHITE, 2NC
A22NS-3BR-NWA-G221-NN | 7955 | 664011 | Selector A22NS Ø22, 3 position, NON-Lighted, bezel PLASTIC, AUTO RESET ON RIGHT, COLOR WHITE, 1NO2NC
A22NS-3BR-NWA-G222-NN | 8560 | 662511 | Selector A22NS Ø22, 3 position, NON-Lighted, bezel PLASTIC, AUTO RESET ON RIGHT, COLOR WHITE, 3NC
A22NS-3BR-NYA-G011-NN | 7955 | 666444 | Selector A22NS Ø22, 3 position, NON-Lighted, bezel PLASTIC, AUTO RESET ON RIGHT, COLOR YELLOW, 2NO
A22NS-3BR-NYA-G012-NN | 7955 | 665307 | Selector A22NS Ø22, 3 position, NON-Lighted, bezel PLASTIC, AUTO RESET ON RIGHT, COLOR YELLOW, 1NO1NC
A22NS-3BR-NYA-G021-NN | 7955 | 664551 | Selector A22NS Ø22, 3 position, NON-Lighted, bezel PLASTIC, AUTO RESET ON RIGHT, COLOR YELLOW, 1NO1NC
A22NS-3BR-NYA-G022-NN | 7955 | 659810 | Selector A22NS Ø22, 3 position, NON-Lighted, bezel PLASTIC, AUTO RESET ON RIGHT, COLOR YELLOW, 2NC
A22NS-3BR-NYA-G101-NN | 7955 | 665889 | Selector A22NS Ø22, 3 position, NON-Lighted, bezel PLASTIC, AUTO RESET ON RIGHT, COLOR YELLOW, 2NO
A22NS-3BR-NYA-G102-NN | 7955 | 660748 | Selector A22NS Ø22, 3 position, NON-Lighted, bezel PLASTIC, AUTO RESET ON RIGHT, COLOR YELLOW, 1NO1NC
A22NS-3BR-NYA-G110-NN | 7955 | 666454 | Selector A22NS Ø22, 3 position, NON-Lighted, bezel PLASTIC, AUTO RESET ON RIGHT, COLOR YELLOW, 2NO
A22NS-3BR-NYA-G111-NN | 8560 | 663486 | Selector A22NS Ø22, 3 position, NON-Lighted, bezel PLASTIC, AUTO RESET ON RIGHT, COLOR YELLOW, 3NO
A22NS-3BR-NYA-G112-NN | 8560 | 663639 | Selector A22NS Ø22, 3 position, NON-Lighted, bezel PLASTIC, AUTO RESET ON RIGHT, COLOR YELLOW, 2NO1NC
A22NS-3BR-NYA-G120-NN | 7955 | 661136 | Selector A22NS Ø22, 3 position, NON-Lighted, bezel PLASTIC, AUTO RESET ON RIGHT, COLOR YELLOW, 1NO1NC
A22NS-3BR-NYA-G121-NN | 8560 | 665529 | Selector A22NS Ø22, 3 position, NON-Lighted, bezel PLASTIC, AUTO RESET ON RIGHT, COLOR YELLOW, 2NO1NC
A22NS-3BR-NYA-G122-NN | 7955 | 662480 | Selector A22NS Ø22, 3 position, NON-Lighted, bezel PLASTIC, AUTO RESET ON RIGHT, COLOR YELLOW, 1NO2NC
A22NS-3BR-NYA-G201-NN | 7955 | 662700 | Selector A22NS Ø22, 3 position, NON-Lighted, bezel PLASTIC, AUTO RESET ON RIGHT, COLOR YELLOW, 1NO1NC
A22NS-3BR-NYA-G202-NN | 7955 | 664013 | Selector A22NS Ø22, 3 position, NON-Lighted, bezel PLASTIC, AUTO RESET ON RIGHT, COLOR YELLOW, 2NC
A22NS-3BR-NYA-G210-NN | 7955 | 663629 | Selector A22NS Ø22, 3 position, NON-Lighted, bezel PLASTIC, AUTO RESET ON RIGHT, COLOR YELLOW, 1NO1C
A22NS-3BR-NYA-G211-NN | 8560 | 663452 | Selector A22NS Ø22, 3 position, NON-Lighted, bezel PLASTIC, AUTO RESET ON RIGHT, COLOR YELLOW, 2NO1NC
A22NS-3BR-NYA-G212-NN | 7955 | 664497 | Selector A22NS Ø22, 3 position, NON-Lighted, bezel PLASTIC, AUTO RESET ON RIGHT, COLOR YELLOW, 1NO2NC
A22NS-3BR-NYA-G220-NN | 7955 | 665515 | Selector A22NS Ø22, 3 position, NON-Lighted, bezel PLASTIC, AUTO RESET ON RIGHT, COLOR YELLOW, 2NC
A22NS-3BR-NYA-G221-NN | 7955 | 661505 | Selector A22NS Ø22, 3 position, NON-Lighted, bezel PLASTIC, AUTO RESET ON RIGHT, COLOR YELLOW, 1NO2NC
A22NS-3BR-NYA-G222-NN | 8560 | 664358 | Selector A22NS Ø22, 3 position, NON-Lighted, bezel PLASTIC, AUTO RESET ON RIGHT, COLOR YELLOW, 3NC
A22NS-3MB-NAA-G011-NN | 8560 | 661427 | Selector A22NS Ø22, 3 position, NON-Lighted, bezel brushed metal, AUTO RESET ON L/R, COLOR BLUE, 2NO
A22NS-3MB-NAA-G012-NN | 8560 | 661429 | Selector A22NS Ø22, 3 position, NON-Lighted, bezel brushed metal, AUTO RESET ON L/R, COLOR BLUE, 1NO1NC
A22NS-3MB-NAA-G021-NN | 8560 | 663407 | Selector A22NS Ø22, 3 position, NON-Lighted, bezel brushed metal, AUTO RESET ON L/R, COLOR BLUE, 1NO1NC
A22NS-3MB-NAA-G022-NN | 8560 | 667128 | Selector A22NS Ø22, 3 position, NON-Lighted, bezel brushed metal, AUTO RESET ON L/R, COLOR BLUE, 2NC
A22NS-3MB-NAA-G101-NN | 8560 | 665931 | Selector A22NS Ø22, 3 position, NON-Lighted, bezel brushed metal, AUTO RESET ON L/R, COLOR BLUE, 2NO
A22NS-3MB-NAA-G102-NN | 8560 | 665933 | Selector A22NS Ø22, 3 position, NON-Lighted, bezel brushed metal, AUTO RESET ON L/R, COLOR BLUE, 1NO1NC
A22NS-3MB-NAA-G110-NN | 8560 | 662440 | Selector A22NS Ø22, 3 position, NON-Lighted, bezel brushed metal, AUTO RESET ON L/R, COLOR BLUE, 2NO
A22NS-3MB-NAA-G111-NN | 9190 | 661424 | Selector A22NS Ø22, 3 position, NON-Lighted, bezel brushed metal, AUTO RESET ON L/R, COLOR BLUE, 3NO
A22NS-3MB-NAA-G112-NN | 9190 | 662424 | Selector A22NS Ø22, 3 position, NON-Lighted, bezel brushed metal, AUTO RESET ON L/R, COLOR BLUE, 2NO1NC
A22NS-3MB-NAA-G120-NN | 8560 | 660243 | Selector A22NS Ø22, 3 position, NON-Lighted, bezel brushed metal, AUTO RESET ON L/R, COLOR BLUE, 1NO1NC
A22NS-3MB-NAA-G121-NN | 9190 | 664043 | Selector A22NS Ø22, 3 position, NON-Lighted, bezel brushed metal, AUTO RESET ON L/R, COLOR BLUE, 2NO1NC
A22NS-3MB-NAA-G122-NN | 8560 | 665257 | Selector A22NS Ø22, 3 position, NON-Lighted, bezel brushed metal, AUTO RESET ON L/R, COLOR BLUE, 1NO2NC
A22NS-3MB-NAA-G201-NN | 8560 | 666845 | Selector A22NS Ø22, 3 position, NON-Lighted, bezel brushed metal, AUTO RESET ON L/R, COLOR BLUE, 1NO1NC
A22NS-3MB-NAA-G202-NN | 8560 | 660501 | Selector A22NS Ø22, 3 position, NON-Lighted, bezel brushed metal, AUTO RESET ON L/R, COLOR BLUE, 2NC
A22NS-3MB-NAA-G210-NN | 8560 | 664318 | Selector A22NS Ø22, 3 position, NON-Lighted, bezel brushed metal, AUTO RESET ON L/R, COLOR BLUE, 1NO1C
A22NS-3MB-NAA-G211-NN | 9190 | 664294 | Selector A22NS Ø22, 3 position, NON-Lighted, bezel brushed metal, AUTO RESET ON L/R, COLOR BLUE, 2NO1NC
A22NS-3MB-NAA-G212-NN | 8560 | 660508 | Selector A22NS Ø22, 3 position, NON-Lighted, bezel brushed metal, AUTO RESET ON L/R, COLOR BLUE, 1NO2NC
A22NS-3MB-NAA-G220-NN | 8560 | 663406 | Selector A22NS Ø22, 3 position, NON-Lighted, bezel brushed metal, AUTO RESET ON L/R, COLOR BLUE, 2NC
A22NS-3MB-NAA-G221-NN | 8560 | 667142 | Selector A22NS Ø22, 3 position, NON-Lighted, bezel brushed metal, AUTO RESET ON L/R, COLOR BLUE, 1NO2NC
A22NS-3MB-NAA-G222-NN | 9190 | 666225 | Selector A22NS Ø22, 3 position, NON-Lighted, bezel brushed metal, AUTO RESET ON L/R, COLOR BLUE, 3NC
A22NS-3MB-NBA-G011-NN | 8560 | 664316 | Selector A22NS Ø22, 3 position, NON-Lighted, bezel brushed metal, AUTO RESET ON L/R, COLOR BLACK, 2NO
A22NS-3MB-NBA-G012-NN | 8560 | 666217 | Selector A22NS Ø22, 3 position, NON-Lighted, bezel brushed metal, AUTO RESET ON L/R, COLOR BLACK, 1NO1NC
A22NS-3MB-NBA-G021-NN | 8560 | 663396 | Selector A22NS Ø22, 3 position, NON-Lighted, bezel brushed metal, AUTO RESET ON L/R, COLOR BLACK, 1NO1NC
A22NS-3MB-NBA-G022-NN | 8560 | 663397 | Selector A22NS Ø22, 3 position, NON-Lighted, bezel brushed metal, AUTO RESET ON L/R, COLOR BLACK, 2NC
A22NS-3MB-NBA-G101-NN | 8560 | 664293 | Selector A22NS Ø22, 3 position, NON-Lighted, bezel brushed metal, AUTO RESET ON L/R, COLOR BLACK, 2NO
A22NS-3MB-NBA-G102-NN | 8560 | 667139 | Selector A22NS Ø22, 3 position, NON-Lighted, bezel brushed metal, AUTO RESET ON L/R, COLOR BLACK, 1NO1NC
A22NS-3MB-NBA-G110-NN | 8560 | 660504 | Selector A22NS Ø22, 3 position, NON-Lighted, bezel brushed metal, AUTO RESET ON L/R, COLOR BLACK, 2NO
A22NS-3MB-NBA-G111-NN | 9190 | 660509 | Selector A22NS Ø22, 3 position, NON-Lighted, bezel brushed metal, AUTO RESET ON L/R, COLOR BLACK, 3NO
A22NS-3MB-NBA-G112-NN | 9190 | 667140 | Selector A22NS Ø22, 3 position, NON-Lighted, bezel brushed metal, AUTO RESET ON L/R, COLOR BLACK, 2NO1NC
A22NS-3MB-NBA-G120-NN | 8560 | 667130 | Selector A22NS Ø22, 3 position, NON-Lighted, bezel brushed metal, AUTO RESET ON L/R, COLOR BLACK, 1NO1NC
A22NS-3MB-NBA-G121-NN | 9190 | 661425 | Selector A22NS Ø22, 3 position, NON-Lighted, bezel brushed metal, AUTO RESET ON L/R, COLOR BLACK, 2NO1NC
A22NS-3MB-NBA-G122-NN | 8560 | 665932 | Selector A22NS Ø22, 3 position, NON-Lighted, bezel brushed metal, AUTO RESET ON L/R, COLOR BLACK, 1NO2NC
A22NS-3MB-NBA-G201-NN | 8560 | 664301 | Selector A22NS Ø22, 3 position, NON-Lighted, bezel brushed metal, AUTO RESET ON L/R, COLOR BLACK, 1NO1NC
A22NS-3MB-NBA-G202-NN | 8560 | 664303 | Selector A22NS Ø22, 3 position, NON-Lighted, bezel brushed metal, AUTO RESET ON L/R, COLOR BLACK, 2NC
A22NS-3MB-NBA-G210-NN | 8560 | 667118 | Selector A22NS Ø22, 3 position, NON-Lighted, bezel brushed metal, AUTO RESET ON L/R, COLOR BLACK, 1NO1C
A22NS-3MB-NBA-G211-NN | 9190 | 661428 | Selector A22NS Ø22, 3 position, NON-Lighted, bezel brushed metal, AUTO RESET ON L/R, COLOR BLACK, 2NO1NC
A22NS-3MB-NBA-G212-NN | 8560 | 667143 | Selector A22NS Ø22, 3 position, NON-Lighted, bezel brushed metal, AUTO RESET ON L/R, COLOR BLACK, 1NO2NC
A22NS-3MB-NBA-G220-NN | 8560 | 660491 | Selector A22NS Ø22, 3 position, NON-Lighted, bezel brushed metal, AUTO RESET ON L/R, COLOR BLACK, 2NC
A22NS-3MB-NBA-G221-NN | 8560 | 664978 | Selector A22NS Ø22, 3 position, NON-Lighted, bezel brushed metal, AUTO RESET ON L/R, COLOR BLACK, 1NO2NC
A22NS-3MB-NBA-G222-NN | 9190 | 660502 | Selector A22NS Ø22, 3 position, NON-Lighted, bezel brushed metal, AUTO RESET ON L/R, COLOR BLACK, 3NC
A22NS-3MB-NGA-G011-NN | 8560 | 663059 | Selector A22NS Ø22, 3 position, NON-Lighted, bezel brushed metal, AUTO RESET ON L/R, COLOR GREEN, 2NO
A22NS-3MB-NGA-G012-NN | 8560 | 666839 | Selector A22NS Ø22, 3 position, NON-Lighted, bezel brushed metal, AUTO RESET ON L/R, COLOR GREEN, 1NO1NC
A22NS-3MB-NGA-G021-NN | 8560 | 664036 | Selector A22NS Ø22, 3 position, NON-Lighted, bezel brushed metal, AUTO RESET ON L/R, COLOR GREEN, 1NO1NC
A22NS-3MB-NGA-G022-NN | 8560 | 663067 | Selector A22NS Ø22, 3 position, NON-Lighted, bezel brushed metal, AUTO RESET ON L/R, COLOR GREEN, 2NC
A22NS-3MB-NGA-G101-NN | 8560 | 663066 | Selector A22NS Ø22, 3 position, NON-Lighted, bezel brushed metal, AUTO RESET ON L/R, COLOR GREEN, 2NO
A22NS-3MB-NGA-G102-NN | 8560 | 663068 | Selector A22NS Ø22, 3 position, NON-Lighted, bezel brushed metal, AUTO RESET ON L/R, COLOR GREEN, 1NO1NC
A22NS-3MB-NGA-G110-NN | 8560 | 665862 | Selector A22NS Ø22, 3 position, NON-Lighted, bezel brushed metal, AUTO RESET ON L/R, COLOR GREEN, 2NO
A22NS-3MB-NGA-G111-NN | 9190 | 662129 | Selector A22NS Ø22, 3 position, NON-Lighted, bezel brushed metal, AUTO RESET ON L/R, COLOR GREEN, 3NO
A22NS-3MB-NGA-G112-NN | 9190 | 662052 | Selector A22NS Ø22, 3 position, NON-Lighted, bezel brushed metal, AUTO RESET ON L/R, COLOR GREEN, 2NO1NC
A22NS-3MB-NGA-G120-NN | 8560 | 660166 | Selector A22NS Ø22, 3 position, NON-Lighted, bezel brushed metal, AUTO RESET ON L/R, COLOR GREEN, 1NO1NC
A22NS-3MB-NGA-G121-NN | 9190 | 665927 | Selector A22NS Ø22, 3 position, NON-Lighted, bezel brushed metal, AUTO RESET ON L/R, COLOR GREEN, 2NO1NC
A22NS-3MB-NGA-G122-NN | 8560 | 662128 | Selector A22NS Ø22, 3 position, NON-Lighted, bezel brushed metal, AUTO RESET ON L/R, COLOR GREEN, 1NO2NC
A22NS-3MB-NGA-G201-NN | 8560 | 664889 | Selector A22NS Ø22, 3 position, NON-Lighted, bezel brushed metal, AUTO RESET ON L/R, COLOR GREEN, 1NO1NC
A22NS-3MB-NGA-G202-NN | 8560 | 665867 | Selector A22NS Ø22, 3 position, NON-Lighted, bezel brushed metal, AUTO RESET ON L/R, COLOR GREEN, 2NC
A22NS-3MB-NGA-G210-NN | 8560 | 661175 | Selector A22NS Ø22, 3 position, NON-Lighted, bezel brushed metal, AUTO RESET ON L/R, COLOR GREEN, 1NO1C
A22NS-3MB-NGA-G211-NN | 9190 | 666842 | Selector A22NS Ø22, 3 position, NON-Lighted, bezel brushed metal, AUTO RESET ON L/R, COLOR GREEN, 2NO1NC
A22NS-3MB-NGA-G212-NN | 8560 | 665930 | Selector A22NS Ø22, 3 position, NON-Lighted, bezel brushed metal, AUTO RESET ON L/R, COLOR GREEN, 1NO2NC
A22NS-3MB-NGA-G220-NN | 8560 | 663978 | Selector A22NS Ø22, 3 position, NON-Lighted, bezel brushed metal, AUTO RESET ON L/R, COLOR GREEN, 2NC
A22NS-3MB-NGA-G221-NN | 8560 | 664039 | Selector A22NS Ø22, 3 position, NON-Lighted, bezel brushed metal, AUTO RESET ON L/R, COLOR GREEN, 1NO2NC
A22NS-3MB-NGA-G222-NN | 9190 | 664892 | Selector A22NS Ø22, 3 position, NON-Lighted, bezel brushed metal, AUTO RESET ON L/R, COLOR GREEN, 3NC
A22NS-3MB-NRA-G011-NN | 8560 | 663972 | Selector A22NS Ø22, 3 position, NON-Lighted, bezel brushed metal, AUTO RESET ON L/R, COLOR RED, 2NO
A22NS-3MB-NRA-G012-NN | 8560 | 660168 | Selector A22NS Ø22, 3 position, NON-Lighted, bezel brushed metal, AUTO RESET ON L/R, COLOR RED, 1NO1NC
A22NS-3MB-NRA-G021-NN | 8560 | 663058 | Selector A22NS Ø22, 3 position, NON-Lighted, bezel brushed metal, AUTO RESET ON L/R, COLOR RED, 1NO1NC
A22NS-3MB-NRA-G022-NN | 8560 | 665858 | Selector A22NS Ø22, 3 position, NON-Lighted, bezel brushed metal, AUTO RESET ON L/R, COLOR RED, 2NC
A22NS-3MB-NRA-G101-NN | 8560 | 666786 | Selector A22NS Ø22, 3 position, NON-Lighted, bezel brushed metal, AUTO RESET ON L/R, COLOR RED, 2NO
A22NS-3MB-NRA-G102-NN | 8560 | 660242 | Selector A22NS Ø22, 3 position, NON-Lighted, bezel brushed metal, AUTO RESET ON L/R, COLOR RED, 1NO1NC
A22NS-3MB-NRA-G110-NN | 8560 | 660171 | Selector A22NS Ø22, 3 position, NON-Lighted, bezel brushed metal, AUTO RESET ON L/R, COLOR RED, 2NO
A22NS-3MB-NRA-G111-NN | 9190 | 664968 | Selector A22NS Ø22, 3 position, NON-Lighted, bezel brushed metal, AUTO RESET ON L/R, COLOR RED, 3NO
A22NS-3MB-NRA-G112-NN | 9190 | 663056 | Selector A22NS Ø22, 3 position, NON-Lighted, bezel brushed metal, AUTO RESET ON L/R, COLOR RED, 2NO1NC
A22NS-3MB-NRA-G120-NN | 8560 | 665928 | Selector A22NS Ø22, 3 position, NON-Lighted, bezel brushed metal, AUTO RESET ON L/R, COLOR RED, 1NO1NC
A22NS-3MB-NRA-G121-NN | 9190 | 660165 | Selector A22NS Ø22, 3 position, NON-Lighted, bezel brushed metal, AUTO RESET ON L/R, COLOR RED, 2NO1NC
A22NS-3MB-NRA-G122-NN | 8560 | 664973 | Selector A22NS Ø22, 3 position, NON-Lighted, bezel brushed metal, AUTO RESET ON L/R, COLOR RED, 1NO2NC
A22NS-3MB-NRA-G201-NN | 8560 | 663974 | Selector A22NS Ø22, 3 position, NON-Lighted, bezel brushed metal, AUTO RESET ON L/R, COLOR RED, 1NO1NC
A22NS-3MB-NRA-G202-NN | 8560 | 663979 | Selector A22NS Ø22, 3 position, NON-Lighted, bezel brushed metal, AUTO RESET ON L/R, COLOR RED, 2NC
A22NS-3MB-NRA-G210-NN | 8560 | 662124 | Selector A22NS Ø22, 3 position, NON-Lighted, bezel brushed metal, AUTO RESET ON L/R, COLOR RED, 1NO1C
A22NS-3MB-NRA-G211-NN | 9190 | 665866 | Selector A22NS Ø22, 3 position, NON-Lighted, bezel brushed metal, AUTO RESET ON L/R, COLOR RED, 2NO1NC
A22NS-3MB-NRA-G212-NN | 8560 | 662054 | Selector A22NS Ø22, 3 position, NON-Lighted, bezel brushed metal, AUTO RESET ON L/R, COLOR RED, 1NO2NC
A22NS-3MB-NRA-G220-NN | 8560 | 661173 | Selector A22NS Ø22, 3 position, NON-Lighted, bezel brushed metal, AUTO RESET ON L/R, COLOR RED, 2NC
A22NS-3MB-NRA-G221-NN | 8560 | 661099 | Selector A22NS Ø22, 3 position, NON-Lighted, bezel brushed metal, AUTO RESET ON L/R, COLOR RED, 1NO2NC
A22NS-3MB-NRA-G222-NN | 9190 | 661103 | Selector A22NS Ø22, 3 position, NON-Lighted, bezel brushed metal, AUTO RESET ON L/R, COLOR RED, 3NC
A22NS-3MB-NWA-G011-NN | 8560 | 666232 | Selector A22NS Ø22, 3 position, NON-Lighted, bezel brushed metal, AUTO RESET ON L/R, COLOR WHITE, 2NO
A22NS-3MB-NWA-G012-NN | 8560 | 664317 | Selector A22NS Ø22, 3 position, NON-Lighted, bezel brushed metal, AUTO RESET ON L/R, COLOR WHITE, 1NO1NC
A22NS-3MB-NWA-G021-NN | 8560 | 665258 | Selector A22NS Ø22, 3 position, NON-Lighted, bezel brushed metal, AUTO RESET ON L/R, COLOR WHITE, 1NO1NC
A22NS-3MB-NWA-G022-NN | 8560 | 663139 | Selector A22NS Ø22, 3 position, NON-Lighted, bezel brushed metal, AUTO RESET ON L/R, COLOR WHITE, 2NC
A22NS-3MB-NWA-G101-NN | 8560 | 661101 | Selector A22NS Ø22, 3 position, NON-Lighted, bezel brushed metal, AUTO RESET ON L/R, COLOR WHITE, 2NO
A22NS-3MB-NWA-G102-NN | 8560 | 666781 | Selector A22NS Ø22, 3 position, NON-Lighted, bezel brushed metal, AUTO RESET ON L/R, COLOR WHITE, 1NO1NC
A22NS-3MB-NWA-G110-NN | 8560 | 662425 | Selector A22NS Ø22, 3 position, NON-Lighted, bezel brushed metal, AUTO RESET ON L/R, COLOR WHITE, 2NO
A22NS-3MB-NWA-G111-NN | 9190 | 667129 | Selector A22NS Ø22, 3 position, NON-Lighted, bezel brushed metal, AUTO RESET ON L/R, COLOR WHITE, 3NO
A22NS-3MB-NWA-G112-NN | 9190 | 663136 | Selector A22NS Ø22, 3 position, NON-Lighted, bezel brushed metal, AUTO RESET ON L/R, COLOR WHITE, 2NO1NC
A22NS-3MB-NWA-G120-NN | 8560 | 661426 | Selector A22NS Ø22, 3 position, NON-Lighted, bezel brushed metal, AUTO RESET ON L/R, COLOR WHITE, 1NO1NC
A22NS-3MB-NWA-G121-NN | 9190 | 665246 | Selector A22NS Ø22, 3 position, NON-Lighted, bezel brushed metal, AUTO RESET ON L/R, COLOR WHITE, 2NO1NC
A22NS-3MB-NWA-G122-NN | 8560 | 664979 | Selector A22NS Ø22, 3 position, NON-Lighted, bezel brushed metal, AUTO RESET ON L/R, COLOR WHITE, 1NO2NC
A22NS-3MB-NWA-G201-NN | 8560 | 661174 | Selector A22NS Ø22, 3 position, NON-Lighted, bezel brushed metal, AUTO RESET ON L/R, COLOR WHITE, 1NO1NC
A22NS-3MB-NWA-G202-NN | 8560 | 666788 | Selector A22NS Ø22, 3 position, NON-Lighted, bezel brushed metal, AUTO RESET ON L/R, COLOR WHITE, 2NC
A22NS-3MB-NWA-G210-NN | 8560 | 662132 | Selector A22NS Ø22, 3 position, NON-Lighted, bezel brushed metal, AUTO RESET ON L/R, COLOR WHITE, 1NO1C
A22NS-3MB-NWA-G211-NN | 9190 | 666224 | Selector A22NS Ø22, 3 position, NON-Lighted, bezel brushed metal, AUTO RESET ON L/R, COLOR WHITE, 2NO1NC
A22NS-3MB-NWA-G212-NN | 8560 | 664292 | Selector A22NS Ø22, 3 position, NON-Lighted, bezel brushed metal, AUTO RESET ON L/R, COLOR WHITE, 1NO2NC
A22NS-3MB-NWA-G220-NN | 8560 | 663420 | Selector A22NS Ø22, 3 position, NON-Lighted, bezel brushed metal, AUTO RESET ON L/R, COLOR WHITE, 2NC
A22NS-3MB-NWA-G221-NN | 8560 | 660503 | Selector A22NS Ø22, 3 position, NON-Lighted, bezel brushed metal, AUTO RESET ON L/R, COLOR WHITE, 1NO2NC
A22NS-3MB-NWA-G222-NN | 9190 | 663408 | Selector A22NS Ø22, 3 position, NON-Lighted, bezel brushed metal, AUTO RESET ON L/R, COLOR WHITE, 3NC
A22NS-3MB-NYA-G011-NN | 8560 | 665929 | Selector A22NS Ø22, 3 position, NON-Lighted, bezel brushed metal, AUTO RESET ON L/R, COLOR YELLOW, 2NO
A22NS-3MB-NYA-G012-NN | 8560 | 664890 | Selector A22NS Ø22, 3 position, NON-Lighted, bezel brushed metal, AUTO RESET ON L/R, COLOR YELLOW, 1NO1NC
A22NS-3MB-NYA-G021-NN | 8560 | 664040 | Selector A22NS Ø22, 3 position, NON-Lighted, bezel brushed metal, AUTO RESET ON L/R, COLOR YELLOW, 1NO1NC
A22NS-3MB-NYA-G022-NN | 8560 | 664887 | Selector A22NS Ø22, 3 position, NON-Lighted, bezel brushed metal, AUTO RESET ON L/R, COLOR YELLOW, 2NC
A22NS-3MB-NYA-G101-NN | 8560 | 666841 | Selector A22NS Ø22, 3 position, NON-Lighted, bezel brushed metal, AUTO RESET ON L/R, COLOR YELLOW, 2NO
A22NS-3MB-NYA-G102-NN | 8560 | 660172 | Selector A22NS Ø22, 3 position, NON-Lighted, bezel brushed metal, AUTO RESET ON L/R, COLOR YELLOW, 1NO1NC
A22NS-3MB-NYA-G110-NN | 8560 | 663133 | Selector A22NS Ø22, 3 position, NON-Lighted, bezel brushed metal, AUTO RESET ON L/R, COLOR YELLOW, 2NO
A22NS-3MB-NYA-G111-NN | 9190 | 663986 | Selector A22NS Ø22, 3 position, NON-Lighted, bezel brushed metal, AUTO RESET ON L/R, COLOR YELLOW, 3NO
A22NS-3MB-NYA-G112-NN | 9190 | 666780 | Selector A22NS Ø22, 3 position, NON-Lighted, bezel brushed metal, AUTO RESET ON L/R, COLOR YELLOW, 2NO1NC
A22NS-3MB-NYA-G120-NN | 8560 | 660164 | Selector A22NS Ø22, 3 position, NON-Lighted, bezel brushed metal, AUTO RESET ON L/R, COLOR YELLOW, 1NO1NC
A22NS-3MB-NYA-G121-NN | 9190 | 665865 | Selector A22NS Ø22, 3 position, NON-Lighted, bezel brushed metal, AUTO RESET ON L/R, COLOR YELLOW, 2NO1NC
A22NS-3MB-NYA-G122-NN | 8560 | 662044 | Selector A22NS Ø22, 3 position, NON-Lighted, bezel brushed metal, AUTO RESET ON L/R, COLOR YELLOW, 1NO2NC
A22NS-3MB-NYA-G201-NN | 8560 | 662055 | Selector A22NS Ø22, 3 position, NON-Lighted, bezel brushed metal, AUTO RESET ON L/R, COLOR YELLOW, 1NO1NC
A22NS-3MB-NYA-G202-NN | 8560 | 661104 | Selector A22NS Ø22, 3 position, NON-Lighted, bezel brushed metal, AUTO RESET ON L/R, COLOR YELLOW, 2NC
A22NS-3MB-NYA-G210-NN | 8560 | 665857 | Selector A22NS Ø22, 3 position, NON-Lighted, bezel brushed metal, AUTO RESET ON L/R, COLOR YELLOW, 1NO1C
A22NS-3MB-NYA-G211-NN | 9190 | 664888 | Selector A22NS Ø22, 3 position, NON-Lighted, bezel brushed metal, AUTO RESET ON L/R, COLOR YELLOW, 2NO1NC
A22NS-3MB-NYA-G212-NN | 8560 | 662053 | Selector A22NS Ø22, 3 position, NON-Lighted, bezel brushed metal, AUTO RESET ON L/R, COLOR YELLOW, 1NO2NC
A22NS-3MB-NYA-G220-NN | 8560 | 660176 | Selector A22NS Ø22, 3 position, NON-Lighted, bezel brushed metal, AUTO RESET ON L/R, COLOR YELLOW, 2NC
A22NS-3MB-NYA-G221-NN | 8560 | 663057 | Selector A22NS Ø22, 3 position, NON-Lighted, bezel brushed metal, AUTO RESET ON L/R, COLOR YELLOW, 1NO2NC
A22NS-3MB-NYA-G222-NN | 9190 | 662045 | Selector A22NS Ø22, 3 position, NON-Lighted, bezel brushed metal, AUTO RESET ON L/R, COLOR YELLOW, 3NC
A22NS-3ML-NAA-G011-NN | 8560 | 660219 | Selector A22NS Ø22, 3 position, NON-Lighted, bezel brushed metal, AUTO RESET ON LEFT, COLOR BLUE, 2NO
A22NS-3ML-NAA-G012-NN | 8560 | 664951 | Selector A22NS Ø22, 3 position, NON-Lighted, bezel brushed metal, AUTO RESET ON LEFT, COLOR BLUE, 1NO1NC
A22NS-3ML-NAA-G021-NN | 8560 | 664952 | Selector A22NS Ø22, 3 position, NON-Lighted, bezel brushed metal, AUTO RESET ON LEFT, COLOR BLUE, 1NO1NC
A22NS-3ML-NAA-G022-NN | 8560 | 659958 | Selector A22NS Ø22, 3 position, NON-Lighted, bezel brushed metal, AUTO RESET ON LEFT, COLOR BLUE, 2NC
A22NS-3ML-NAA-G101-NN | 8560 | 660220 | Selector A22NS Ø22, 3 position, NON-Lighted, bezel brushed metal, AUTO RESET ON LEFT, COLOR BLUE, 2NO
A22NS-3ML-NAA-G102-NN | 8560 | 665911 | Selector A22NS Ø22, 3 position, NON-Lighted, bezel brushed metal, AUTO RESET ON LEFT, COLOR BLUE, 1NO1NC
A22NS-3ML-NAA-G110-NN | 8560 | 664944 | Selector A22NS Ø22, 3 position, NON-Lighted, bezel brushed metal, AUTO RESET ON LEFT, COLOR BLUE, 2NO
A22NS-3ML-NAA-G111-NN | 9190 | 664025 | Selector A22NS Ø22, 3 position, NON-Lighted, bezel brushed metal, AUTO RESET ON LEFT, COLOR BLUE, 3NO
A22NS-3ML-NAA-G112-NN | 9190 | 662101 | Selector A22NS Ø22, 3 position, NON-Lighted, bezel brushed metal, AUTO RESET ON LEFT, COLOR BLUE, 2NO1NC
A22NS-3ML-NAA-G120-NN | 8560 | 661151 | Selector A22NS Ø22, 3 position, NON-Lighted, bezel brushed metal, AUTO RESET ON LEFT, COLOR BLUE, 1NO1NC
A22NS-3ML-NAA-G121-NN | 9190 | 664023 | Selector A22NS Ø22, 3 position, NON-Lighted, bezel brushed metal, AUTO RESET ON LEFT, COLOR BLUE, 2NO1NC
A22NS-3ML-NAA-G122-NN | 8560 | 666824 | Selector A22NS Ø22, 3 position, NON-Lighted, bezel brushed metal, AUTO RESET ON LEFT, COLOR BLUE, 1NO2NC
A22NS-3ML-NAA-G201-NN | 8560 | 661150 | Selector A22NS Ø22, 3 position, NON-Lighted, bezel brushed metal, AUTO RESET ON LEFT, COLOR BLUE, 1NO1NC
A22NS-3ML-NAA-G202-NN | 8560 | 661149 | Selector A22NS Ø22, 3 position, NON-Lighted, bezel brushed metal, AUTO RESET ON LEFT, COLOR BLUE, 2NC
A22NS-3ML-NAA-G210-NN | 8560 | 660226 | Selector A22NS Ø22, 3 position, NON-Lighted, bezel brushed metal, AUTO RESET ON LEFT, COLOR BLUE, 1NO1C
A22NS-3ML-NAA-G211-NN | 9190 | 662100 | Selector A22NS Ø22, 3 position, NON-Lighted, bezel brushed metal, AUTO RESET ON LEFT, COLOR BLUE, 2NO1NC
A22NS-3ML-NAA-G212-NN | 8560 | 661148 | Selector A22NS Ø22, 3 position, NON-Lighted, bezel brushed metal, AUTO RESET ON LEFT, COLOR BLUE, 1NO2NC
A22NS-3ML-NAA-G220-NN | 8560 | 665909 | Selector A22NS Ø22, 3 position, NON-Lighted, bezel brushed metal, AUTO RESET ON LEFT, COLOR BLUE, 2NC
A22NS-3ML-NAA-G221-NN | 8560 | 661152 | Selector A22NS Ø22, 3 position, NON-Lighted, bezel brushed metal, AUTO RESET ON LEFT, COLOR BLUE, 1NO2NC
A22NS-3ML-NAA-G222-NN | 9190 | 665910 | Selector A22NS Ø22, 3 position, NON-Lighted, bezel brushed metal, AUTO RESET ON LEFT, COLOR BLUE, 3NC
A22NS-3ML-NBA-G011-NN | 8560 | 662813 | Selector A22NS Ø22, 3 position, NON-Lighted, bezel brushed metal, AUTO RESET ON LEFT, COLOR BLACK, 2NO
A22NS-3ML-NBA-G012-NN | 8560 | 662410 | Selector A22NS Ø22, 3 position, NON-Lighted, bezel brushed metal, AUTO RESET ON LEFT, COLOR BLACK, 1NO1NC
A22NS-3ML-NBA-G021-NN | 8560 | 664289 | Selector A22NS Ø22, 3 position, NON-Lighted, bezel brushed metal, AUTO RESET ON LEFT, COLOR BLACK, 1NO1NC
A22NS-3ML-NBA-G022-NN | 8560 | 666570 | Selector A22NS Ø22, 3 position, NON-Lighted, bezel brushed metal, AUTO RESET ON LEFT, COLOR BLACK, 2NC
A22NS-3ML-NBA-G101-NN | 8560 | 664653 | Selector A22NS Ø22, 3 position, NON-Lighted, bezel brushed metal, AUTO RESET ON LEFT, COLOR BLACK, 2NO
A22NS-3ML-NBA-G102-NN | 8560 | 661409 | Selector A22NS Ø22, 3 position, NON-Lighted, bezel brushed metal, AUTO RESET ON LEFT, COLOR BLACK, 1NO1NC
A22NS-3ML-NBA-G110-NN | 8560 | 665638 | Selector A22NS Ø22, 3 position, NON-Lighted, bezel brushed metal, AUTO RESET ON LEFT, COLOR BLACK, 2NO
A22NS-3ML-NBA-G111-NN | 9190 | 666216 | Selector A22NS Ø22, 3 position, NON-Lighted, bezel brushed metal, AUTO RESET ON LEFT, COLOR BLACK, 3NO
A22NS-3ML-NBA-G112-NN | 9190 | 661410 | Selector A22NS Ø22, 3 position, NON-Lighted, bezel brushed metal, AUTO RESET ON LEFT, COLOR BLACK, 2NO1NC
A22NS-3ML-NBA-G120-NN | 8560 | 663765 | Selector A22NS Ø22, 3 position, NON-Lighted, bezel brushed metal, AUTO RESET ON LEFT, COLOR BLACK, 1NO1NC
A22NS-3ML-NBA-G121-NN | 9190 | 663764 | Selector A22NS Ø22, 3 position, NON-Lighted, bezel brushed metal, AUTO RESET ON LEFT, COLOR BLACK, 2NO1NC
A22NS-3ML-NBA-G122-NN | 8560 | 666564 | Selector A22NS Ø22, 3 position, NON-Lighted, bezel brushed metal, AUTO RESET ON LEFT, COLOR BLACK, 1NO2NC
A22NS-3ML-NBA-G201-NN | 8560 | 662814 | Selector A22NS Ø22, 3 position, NON-Lighted, bezel brushed metal, AUTO RESET ON LEFT, COLOR BLACK, 1NO1NC
A22NS-3ML-NBA-G202-NN | 8560 | 663767 | Selector A22NS Ø22, 3 position, NON-Lighted, bezel brushed metal, AUTO RESET ON LEFT, COLOR BLACK, 2NC
A22NS-3ML-NBA-G210-NN | 8560 | 663766 | Selector A22NS Ø22, 3 position, NON-Lighted, bezel brushed metal, AUTO RESET ON LEFT, COLOR BLACK, 1NO1C
A22NS-3ML-NBA-G211-NN | 9190 | 665244 | Selector A22NS Ø22, 3 position, NON-Lighted, bezel brushed metal, AUTO RESET ON LEFT, COLOR BLACK, 2NO1NC
A22NS-3ML-NBA-G212-NN | 8560 | 665639 | Selector A22NS Ø22, 3 position, NON-Lighted, bezel brushed metal, AUTO RESET ON LEFT, COLOR BLACK, 1NO2NC
A22NS-3ML-NBA-G220-NN | 8560 | 660886 | Selector A22NS Ø22, 3 position, NON-Lighted, bezel brushed metal, AUTO RESET ON LEFT, COLOR BLACK, 2NC
A22NS-3ML-NBA-G221-NN | 8560 | 665637 | Selector A22NS Ø22, 3 position, NON-Lighted, bezel brushed metal, AUTO RESET ON LEFT, COLOR BLACK, 1NO2NC
A22NS-3ML-NBA-G222-NN | 9190 | 664659 | Selector A22NS Ø22, 3 position, NON-Lighted, bezel brushed metal, AUTO RESET ON LEFT, COLOR BLACK, 3NC
A22NS-3ML-NGA-G011-NN | 8560 | 665323 | Selector A22NS Ø22, 3 position, NON-Lighted, bezel brushed metal, AUTO RESET ON LEFT, COLOR GREEN, 2NO
A22NS-3ML-NGA-G012-NN | 8560 | 666817 | Selector A22NS Ø22, 3 position, NON-Lighted, bezel brushed metal, AUTO RESET ON LEFT, COLOR GREEN, 1NO1NC
A22NS-3ML-NGA-G021-NN | 8560 | 660163 | Selector A22NS Ø22, 3 position, NON-Lighted, bezel brushed metal, AUTO RESET ON LEFT, COLOR GREEN, 1NO1NC
A22NS-3ML-NGA-G022-NN | 8560 | 666816 | Selector A22NS Ø22, 3 position, NON-Lighted, bezel brushed metal, AUTO RESET ON LEFT, COLOR GREEN, 2NC
A22NS-3ML-NGA-G101-NN | 8560 | 665853 | Selector A22NS Ø22, 3 position, NON-Lighted, bezel brushed metal, AUTO RESET ON LEFT, COLOR GREEN, 2NO
A22NS-3ML-NGA-G102-NN | 8560 | 665321 | Selector A22NS Ø22, 3 position, NON-Lighted, bezel brushed metal, AUTO RESET ON LEFT, COLOR GREEN, 1NO1NC
A22NS-3ML-NGA-G110-NN | 8560 | 665854 | Selector A22NS Ø22, 3 position, NON-Lighted, bezel brushed metal, AUTO RESET ON LEFT, COLOR GREEN, 2NO
A22NS-3ML-NGA-G111-NN | 9190 | 662487 | Selector A22NS Ø22, 3 position, NON-Lighted, bezel brushed metal, AUTO RESET ON LEFT, COLOR GREEN, 3NO
A22NS-3ML-NGA-G112-NN | 9190 | 665425 | Selector A22NS Ø22, 3 position, NON-Lighted, bezel brushed metal, AUTO RESET ON LEFT, COLOR GREEN, 2NO1NC
A22NS-3ML-NGA-G120-NN | 8560 | 660567 | Selector A22NS Ø22, 3 position, NON-Lighted, bezel brushed metal, AUTO RESET ON LEFT, COLOR GREEN, 1NO1NC
A22NS-3ML-NGA-G121-NN | 9190 | 665322 | Selector A22NS Ø22, 3 position, NON-Lighted, bezel brushed metal, AUTO RESET ON LEFT, COLOR GREEN, 2NO1NC
A22NS-3ML-NGA-G122-NN | 8560 | 665625 | Selector A22NS Ø22, 3 position, NON-Lighted, bezel brushed metal, AUTO RESET ON LEFT, COLOR GREEN, 1NO2NC
A22NS-3ML-NGA-G201-NN | 8560 | 666270 | Selector A22NS Ø22, 3 position, NON-Lighted, bezel brushed metal, AUTO RESET ON LEFT, COLOR GREEN, 1NO1NC
A22NS-3ML-NGA-G202-NN | 8560 | 664367 | Selector A22NS Ø22, 3 position, NON-Lighted, bezel brushed metal, AUTO RESET ON LEFT, COLOR GREEN, 2NC
A22NS-3ML-NGA-G210-NN | 8560 | 665624 | Selector A22NS Ø22, 3 position, NON-Lighted, bezel brushed metal, AUTO RESET ON LEFT, COLOR GREEN, 1NO1C
A22NS-3ML-NGA-G211-NN | 9190 | 667193 | Selector A22NS Ø22, 3 position, NON-Lighted, bezel brushed metal, AUTO RESET ON LEFT, COLOR GREEN, 2NO1NC
A22NS-3ML-NGA-G212-NN | 8560 | 662608 | Selector A22NS Ø22, 3 position, NON-Lighted, bezel brushed metal, AUTO RESET ON LEFT, COLOR GREEN, 1NO2NC
A22NS-3ML-NGA-G220-NN | 8560 | 660566 | Selector A22NS Ø22, 3 position, NON-Lighted, bezel brushed metal, AUTO RESET ON LEFT, COLOR GREEN, 2NC
A22NS-3ML-NGA-G221-NN | 8560 | 660162 | Selector A22NS Ø22, 3 position, NON-Lighted, bezel brushed metal, AUTO RESET ON LEFT, COLOR GREEN, 1NO2NC
A22NS-3ML-NGA-G222-NN | 9190 | 664936 | Selector A22NS Ø22, 3 position, NON-Lighted, bezel brushed metal, AUTO RESET ON LEFT, COLOR GREEN, 3NC
A22NS-3ML-NRA-G011-NN | 8560 | 666272 | Selector A22NS Ø22, 3 position, NON-Lighted, bezel brushed metal, AUTO RESET ON LEFT, COLOR RED, 2NO
A22NS-3ML-NRA-G012-NN | 8560 | 665320 | Selector A22NS Ø22, 3 position, NON-Lighted, bezel brushed metal, AUTO RESET ON LEFT, COLOR RED, 1NO1NC
A22NS-3ML-NRA-G021-NN | 8560 | 661489 | Selector A22NS Ø22, 3 position, NON-Lighted, bezel brushed metal, AUTO RESET ON LEFT, COLOR RED, 1NO1NC
A22NS-3ML-NRA-G022-NN | 8560 | 666815 | Selector A22NS Ø22, 3 position, NON-Lighted, bezel brushed metal, AUTO RESET ON LEFT, COLOR RED, 2NC
A22NS-3ML-NRA-G101-NN | 8560 | 666369 | Selector A22NS Ø22, 3 position, NON-Lighted, bezel brushed metal, AUTO RESET ON LEFT, COLOR RED, 2NO
A22NS-3ML-NRA-G102-NN | 8560 | 661145 | Selector A22NS Ø22, 3 position, NON-Lighted, bezel brushed metal, AUTO RESET ON LEFT, COLOR RED, 1NO1NC
A22NS-3ML-NRA-G110-NN | 8560 | 663105 | Selector A22NS Ø22, 3 position, NON-Lighted, bezel brushed metal, AUTO RESET ON LEFT, COLOR RED, 2NO
A22NS-3ML-NRA-G111-NN | 9190 | 665319 | Selector A22NS Ø22, 3 position, NON-Lighted, bezel brushed metal, AUTO RESET ON LEFT, COLOR RED, 3NO
A22NS-3ML-NRA-G112-NN | 9190 | 665852 | Selector A22NS Ø22, 3 position, NON-Lighted, bezel brushed metal, AUTO RESET ON LEFT, COLOR RED, 2NO1NC
A22NS-3ML-NRA-G120-NN | 8560 | 662485 | Selector A22NS Ø22, 3 position, NON-Lighted, bezel brushed metal, AUTO RESET ON LEFT, COLOR RED, 1NO1NC
A22NS-3ML-NRA-G121-NN | 9190 | 666273 | Selector A22NS Ø22, 3 position, NON-Lighted, bezel brushed metal, AUTO RESET ON LEFT, COLOR RED, 2NO1NC
A22NS-3ML-NRA-G122-NN | 8560 | 665359 | Selector A22NS Ø22, 3 position, NON-Lighted, bezel brushed metal, AUTO RESET ON LEFT, COLOR RED, 1NO2NC
A22NS-3ML-NRA-G201-NN | 8560 | 660216 | Selector A22NS Ø22, 3 position, NON-Lighted, bezel brushed metal, AUTO RESET ON LEFT, COLOR RED, 1NO1NC
A22NS-3ML-NRA-G202-NN | 8560 | 661486 | Selector A22NS Ø22, 3 position, NON-Lighted, bezel brushed metal, AUTO RESET ON LEFT, COLOR RED, 2NC
A22NS-3ML-NRA-G210-NN | 8560 | 662486 | Selector A22NS Ø22, 3 position, NON-Lighted, bezel brushed metal, AUTO RESET ON LEFT, COLOR RED, 1NO1C
A22NS-3ML-NRA-G211-NN | 9190 | 661146 | Selector A22NS Ø22, 3 position, NON-Lighted, bezel brushed metal, AUTO RESET ON LEFT, COLOR RED, 2NO1NC
A22NS-3ML-NRA-G212-NN | 8560 | 661488 | Selector A22NS Ø22, 3 position, NON-Lighted, bezel brushed metal, AUTO RESET ON LEFT, COLOR RED, 1NO2NC
A22NS-3ML-NRA-G220-NN | 8560 | 662488 | Selector A22NS Ø22, 3 position, NON-Lighted, bezel brushed metal, AUTO RESET ON LEFT, COLOR RED, 2NC
A22NS-3ML-NRA-G221-NN | 8560 | 662534 | Selector A22NS Ø22, 3 position, NON-Lighted, bezel brushed metal, AUTO RESET ON LEFT, COLOR RED, 1NO2NC
A22NS-3ML-NRA-G222-NN | 9190 | 659731 | Selector A22NS Ø22, 3 position, NON-Lighted, bezel brushed metal, AUTO RESET ON LEFT, COLOR RED, 3NC
A22NS-3ML-NWA-G011-NN | 8560 | 665902 | Selector A22NS Ø22, 3 position, NON-Lighted, bezel brushed metal, AUTO RESET ON LEFT, COLOR WHITE, 2NO
A22NS-3ML-NWA-G012-NN | 8560 | 662093 | Selector A22NS Ø22, 3 position, NON-Lighted, bezel brushed metal, AUTO RESET ON LEFT, COLOR WHITE, 1NO1NC
A22NS-3ML-NWA-G021-NN | 8560 | 663113 | Selector A22NS Ø22, 3 position, NON-Lighted, bezel brushed metal, AUTO RESET ON LEFT, COLOR WHITE, 1NO1NC
A22NS-3ML-NWA-G022-NN | 8560 | 664945 | Selector A22NS Ø22, 3 position, NON-Lighted, bezel brushed metal, AUTO RESET ON LEFT, COLOR WHITE, 2NC
A22NS-3ML-NWA-G101-NN | 8560 | 667194 | Selector A22NS Ø22, 3 position, NON-Lighted, bezel brushed metal, AUTO RESET ON LEFT, COLOR WHITE, 2NO
A22NS-3ML-NWA-G102-NN | 8560 | 660565 | Selector A22NS Ø22, 3 position, NON-Lighted, bezel brushed metal, AUTO RESET ON LEFT, COLOR WHITE, 1NO1NC
A22NS-3ML-NWA-G110-NN | 8560 | 665850 | Selector A22NS Ø22, 3 position, NON-Lighted, bezel brushed metal, AUTO RESET ON LEFT, COLOR WHITE, 2NO
A22NS-3ML-NWA-G111-NN | 9190 | 665849 | Selector A22NS Ø22, 3 position, NON-Lighted, bezel brushed metal, AUTO RESET ON LEFT, COLOR WHITE, 3NO
A22NS-3ML-NWA-G112-NN | 9190 | 663104 | Selector A22NS Ø22, 3 position, NON-Lighted, bezel brushed metal, AUTO RESET ON LEFT, COLOR WHITE, 2NO1NC
A22NS-3ML-NWA-G120-NN | 8560 | 661098 | Selector A22NS Ø22, 3 position, NON-Lighted, bezel brushed metal, AUTO RESET ON LEFT, COLOR WHITE, 1NO1NC
A22NS-3ML-NWA-G121-NN | 9190 | 663971 | Selector A22NS Ø22, 3 position, NON-Lighted, bezel brushed metal, AUTO RESET ON LEFT, COLOR WHITE, 2NO1NC
A22NS-3ML-NWA-G122-NN | 8560 | 662043 | Selector A22NS Ø22, 3 position, NON-Lighted, bezel brushed metal, AUTO RESET ON LEFT, COLOR WHITE, 1NO2NC
A22NS-3ML-NWA-G201-NN | 8560 | 661097 | Selector A22NS Ø22, 3 position, NON-Lighted, bezel brushed metal, AUTO RESET ON LEFT, COLOR WHITE, 1NO1NC
A22NS-3ML-NWA-G202-NN | 8560 | 661485 | Selector A22NS Ø22, 3 position, NON-Lighted, bezel brushed metal, AUTO RESET ON LEFT, COLOR WHITE, 2NC
A22NS-3ML-NWA-G210-NN | 8560 | 664937 | Selector A22NS Ø22, 3 position, NON-Lighted, bezel brushed metal, AUTO RESET ON LEFT, COLOR WHITE, 1NO1C
A22NS-3ML-NWA-G211-NN | 9190 | 660564 | Selector A22NS Ø22, 3 position, NON-Lighted, bezel brushed metal, AUTO RESET ON LEFT, COLOR WHITE, 2NO1NC
A22NS-3ML-NWA-G212-NN | 8560 | 662092 | Selector A22NS Ø22, 3 position, NON-Lighted, bezel brushed metal, AUTO RESET ON LEFT, COLOR WHITE, 1NO2NC
A22NS-3ML-NWA-G220-NN | 8560 | 666779 | Selector A22NS Ø22, 3 position, NON-Lighted, bezel brushed metal, AUTO RESET ON LEFT, COLOR WHITE, 2NC
A22NS-3ML-NWA-G221-NN | 8560 | 665855 | Selector A22NS Ø22, 3 position, NON-Lighted, bezel brushed metal, AUTO RESET ON LEFT, COLOR WHITE, 1NO2NC
A22NS-3ML-NWA-G222-NN | 9190 | 662042 | Selector A22NS Ø22, 3 position, NON-Lighted, bezel brushed metal, AUTO RESET ON LEFT, COLOR WHITE, 3NC
A22NS-3ML-NYA-G011-NN | 8560 | 664366 | Selector A22NS Ø22, 3 position, NON-Lighted, bezel brushed metal, AUTO RESET ON LEFT, COLOR YELLOW, 2NO
A22NS-3ML-NYA-G012-NN | 8560 | 663468 | Selector A22NS Ø22, 3 position, NON-Lighted, bezel brushed metal, AUTO RESET ON LEFT, COLOR YELLOW, 1NO1NC
A22NS-3ML-NYA-G021-NN | 8560 | 662089 | Selector A22NS Ø22, 3 position, NON-Lighted, bezel brushed metal, AUTO RESET ON LEFT, COLOR YELLOW, 1NO1NC
A22NS-3ML-NYA-G022-NN | 8560 | 663551 | Selector A22NS Ø22, 3 position, NON-Lighted, bezel brushed metal, AUTO RESET ON LEFT, COLOR YELLOW, 2NC
A22NS-3ML-NYA-G101-NN | 8560 | 659732 | Selector A22NS Ø22, 3 position, NON-Lighted, bezel brushed metal, AUTO RESET ON LEFT, COLOR YELLOW, 2NO
A22NS-3ML-NYA-G102-NN | 8560 | 662090 | Selector A22NS Ø22, 3 position, NON-Lighted, bezel brushed metal, AUTO RESET ON LEFT, COLOR YELLOW, 1NO1NC
A22NS-3ML-NYA-G110-NN | 8560 | 661487 | Selector A22NS Ø22, 3 position, NON-Lighted, bezel brushed metal, AUTO RESET ON LEFT, COLOR YELLOW, 2NO
A22NS-3ML-NYA-G111-NN | 9190 | 660563 | Selector A22NS Ø22, 3 position, NON-Lighted, bezel brushed metal, AUTO RESET ON LEFT, COLOR YELLOW, 3NO
A22NS-3ML-NYA-G112-NN | 9190 | 665317 | Selector A22NS Ø22, 3 position, NON-Lighted, bezel brushed metal, AUTO RESET ON LEFT, COLOR YELLOW, 2NO1NC
A22NS-3ML-NYA-G120-NN | 8560 | 665851 | Selector A22NS Ø22, 3 position, NON-Lighted, bezel brushed metal, AUTO RESET ON LEFT, COLOR YELLOW, 1NO1NC
A22NS-3ML-NYA-G121-NN | 9190 | 666269 | Selector A22NS Ø22, 3 position, NON-Lighted, bezel brushed metal, AUTO RESET ON LEFT, COLOR YELLOW, 2NO1NC
A22NS-3ML-NYA-G122-NN | 8560 | 665426 | Selector A22NS Ø22, 3 position, NON-Lighted, bezel brushed metal, AUTO RESET ON LEFT, COLOR YELLOW, 1NO2NC
A22NS-3ML-NYA-G201-NN | 8560 | 663106 | Selector A22NS Ø22, 3 position, NON-Lighted, bezel brushed metal, AUTO RESET ON LEFT, COLOR YELLOW, 1NO1NC
A22NS-3ML-NYA-G202-NN | 8560 | 663053 | Selector A22NS Ø22, 3 position, NON-Lighted, bezel brushed metal, AUTO RESET ON LEFT, COLOR YELLOW, 2NC
A22NS-3ML-NYA-G210-NN | 8560 | 665318 | Selector A22NS Ø22, 3 position, NON-Lighted, bezel brushed metal, AUTO RESET ON LEFT, COLOR YELLOW, 1NO1C
A22NS-3ML-NYA-G211-NN | 9190 | 665903 | Selector A22NS Ø22, 3 position, NON-Lighted, bezel brushed metal, AUTO RESET ON LEFT, COLOR YELLOW, 2NO1NC
A22NS-3ML-NYA-G212-NN | 8560 | 666302 | Selector A22NS Ø22, 3 position, NON-Lighted, bezel brushed metal, AUTO RESET ON LEFT, COLOR YELLOW, 1NO2NC
A22NS-3ML-NYA-G220-NN | 8560 | 665901 | Selector A22NS Ø22, 3 position, NON-Lighted, bezel brushed metal, AUTO RESET ON LEFT, COLOR YELLOW, 2NC
A22NS-3ML-NYA-G221-NN | 8560 | 661524 | Selector A22NS Ø22, 3 position, NON-Lighted, bezel brushed metal, AUTO RESET ON LEFT, COLOR YELLOW, 1NO2NC
A22NS-3ML-NYA-G222-NN | 9190 | 662489 | Selector A22NS Ø22, 3 position, NON-Lighted, bezel brushed metal, AUTO RESET ON LEFT, COLOR YELLOW, 3NC
A22NS-3MM-NAA-G011-NN | 8560 | 665358 | Selector A22NS Ø22, 3 position, NON-Lighted, bezel brushed metal, MANUAL, COLOR BLUE, 2NO
A22NS-3MM-NAA-G012-NN | 8560 | 665316 | Selector A22NS Ø22, 3 position, NON-Lighted, bezel brushed metal, MANUAL, COLOR BLUE, 1NO1NC
A22NS-3MM-NAA-G021-NN | 8560 | 664364 | Selector A22NS Ø22, 3 position, NON-Lighted, bezel brushed metal, MANUAL, COLOR BLUE, 1NO1NC
A22NS-3MM-NAA-G022-NN | 8560 | 661590 | Selector A22NS Ø22, 3 position, NON-Lighted, bezel brushed metal, MANUAL, COLOR BLUE, 2NC
A22NS-3MM-NAA-G101-NN | 8560 | 663542 | Selector A22NS Ø22, 3 position, NON-Lighted, bezel brushed metal, MANUAL, COLOR BLUE, 2NO
A22NS-3MM-NAA-G102-NN | 8560 | 660560 | Selector A22NS Ø22, 3 position, NON-Lighted, bezel brushed metal, MANUAL, COLOR BLUE, 1NO1NC
A22NS-3MM-NAA-G110-NN | 8560 | 665416 | Selector A22NS Ø22, 3 position, NON-Lighted, bezel brushed metal, MANUAL, COLOR BLUE, 2NO
A22NS-3MM-NAA-G111-NN | 9190 | 666301 | Selector A22NS Ø22, 3 position, NON-Lighted, bezel brushed metal, MANUAL, COLOR BLUE, 3NO
A22NS-3MM-NAA-G112-NN | 9190 | 664395 | Selector A22NS Ø22, 3 position, NON-Lighted, bezel brushed metal, MANUAL, COLOR BLUE, 2NO1NC
A22NS-3MM-NAA-G120-NN | 8560 | 667231 | Selector A22NS Ø22, 3 position, NON-Lighted, bezel brushed metal, MANUAL, COLOR BLUE, 1NO1NC
A22NS-3MM-NAA-G121-NN | 9190 | 663465 | Selector A22NS Ø22, 3 position, NON-Lighted, bezel brushed metal, MANUAL, COLOR BLUE, 2NO1NC
A22NS-3MM-NAA-G122-NN | 8560 | 662600 | Selector A22NS Ø22, 3 position, NON-Lighted, bezel brushed metal, MANUAL, COLOR BLUE, 1NO2NC
A22NS-3MM-NAA-G201-NN | 8560 | 663497 | Selector A22NS Ø22, 3 position, NON-Lighted, bezel brushed metal, MANUAL, COLOR BLUE, 1NO1NC
A22NS-3MM-NAA-G202-NN | 8560 | 663498 | Selector A22NS Ø22, 3 position, NON-Lighted, bezel brushed metal, MANUAL, COLOR BLUE, 2NC
A22NS-3MM-NAA-G210-NN | 8560 | 661578 | Selector A22NS Ø22, 3 position, NON-Lighted, bezel brushed metal, MANUAL, COLOR BLUE, 1NO1C
A22NS-3MM-NAA-G211-NN | 9190 | 662523 | Selector A22NS Ø22, 3 position, NON-Lighted, bezel brushed metal, MANUAL, COLOR BLUE, 2NO1NC
A22NS-3MM-NAA-G212-NN | 8560 | 660604 | Selector A22NS Ø22, 3 position, NON-Lighted, bezel brushed metal, MANUAL, COLOR BLUE, 1NO2NC
A22NS-3MM-NAA-G220-NN | 8560 | 665417 | Selector A22NS Ø22, 3 position, NON-Lighted, bezel brushed metal, MANUAL, COLOR BLUE, 2NC
A22NS-3MM-NAA-G221-NN | 8560 | 663502 | Selector A22NS Ø22, 3 position, NON-Lighted, bezel brushed metal, MANUAL, COLOR BLUE, 1NO2NC
A22NS-3MM-NAA-G222-NN | 9190 | 665414 | Selector A22NS Ø22, 3 position, NON-Lighted, bezel brushed metal, MANUAL, COLOR BLUE, 3NC
A22NS-3MM-NBA-G011-NN | 8560 | 661591 | Selector A22NS Ø22, 3 position, NON-Lighted, bezel brushed metal, MANUAL, COLOR BLACK, 2NO
A22NS-3MM-NBA-G012-NN | 8560 | 667195 | Selector A22NS Ø22, 3 position, NON-Lighted, bezel brushed metal, MANUAL, COLOR BLACK, 1NO1NC
A22NS-3MM-NBA-G021-NN | 8560 | 662091 | Selector A22NS Ø22, 3 position, NON-Lighted, bezel brushed metal, MANUAL, COLOR BLACK, 1NO1NC
A22NS-3MM-NBA-G022-NN | 8560 | 663469 | Selector A22NS Ø22, 3 position, NON-Lighted, bezel brushed metal, MANUAL, COLOR BLACK, 2NC
A22NS-3MM-NBA-G101-NN | 8560 | 664396 | Selector A22NS Ø22, 3 position, NON-Lighted, bezel brushed metal, MANUAL, COLOR BLACK, 2NO
A22NS-3MM-NBA-G102-NN | 8560 | 665544 | Selector A22NS Ø22, 3 position, NON-Lighted, bezel brushed metal, MANUAL, COLOR BLACK, 1NO1NC
A22NS-3MM-NBA-G110-NN | 8560 | 663543 | Selector A22NS Ø22, 3 position, NON-Lighted, bezel brushed metal, MANUAL, COLOR BLACK, 2NO
A22NS-3MM-NBA-G111-NN | 9190 | 660682 | Selector A22NS Ø22, 3 position, NON-Lighted, bezel brushed metal, MANUAL, COLOR BLACK, 3NO
A22NS-3MM-NBA-G112-NN | 9190 | 665415 | Selector A22NS Ø22, 3 position, NON-Lighted, bezel brushed metal, MANUAL, COLOR BLACK, 2NO1NC
A22NS-3MM-NBA-G120-NN | 8560 | 662484 | Selector A22NS Ø22, 3 position, NON-Lighted, bezel brushed metal, MANUAL, COLOR BLACK, 1NO1NC
A22NS-3MM-NBA-G121-NN | 9190 | 660215 | Selector A22NS Ø22, 3 position, NON-Lighted, bezel brushed metal, MANUAL, COLOR BLACK, 2NO1NC
A22NS-3MM-NBA-G122-NN | 8560 | 666818 | Selector A22NS Ø22, 3 position, NON-Lighted, bezel brushed metal, MANUAL, COLOR BLACK, 1NO2NC
A22NS-3MM-NBA-G201-NN | 8560 | 660600 | Selector A22NS Ø22, 3 position, NON-Lighted, bezel brushed metal, MANUAL, COLOR BLACK, 1NO1NC
A22NS-3MM-NBA-G202-NN | 8560 | 664570 | Selector A22NS Ø22, 3 position, NON-Lighted, bezel brushed metal, MANUAL, COLOR BLACK, 2NC
A22NS-3MM-NBA-G210-NN | 8560 | 660785 | Selector A22NS Ø22, 3 position, NON-Lighted, bezel brushed metal, MANUAL, COLOR BLACK, 1NO1C
A22NS-3MM-NBA-G211-NN | 9190 | 661589 | Selector A22NS Ø22, 3 position, NON-Lighted, bezel brushed metal, MANUAL, COLOR BLACK, 2NO1NC
A22NS-3MM-NBA-G212-NN | 8560 | 663466 | Selector A22NS Ø22, 3 position, NON-Lighted, bezel brushed metal, MANUAL, COLOR BLACK, 1NO2NC
A22NS-3MM-NBA-G220-NN | 8560 | 666778 | Selector A22NS Ø22, 3 position, NON-Lighted, bezel brushed metal, MANUAL, COLOR BLACK, 2NC
A22NS-3MM-NBA-G221-NN | 8560 | 666271 | Selector A22NS Ø22, 3 position, NON-Lighted, bezel brushed metal, MANUAL, COLOR BLACK, 1NO2NC
A22NS-3MM-NBA-G222-NN | 9190 | 665427 | Selector A22NS Ø22, 3 position, NON-Lighted, bezel brushed metal, MANUAL, COLOR BLACK, 3NC
A22NS-3MM-NBA-P101-NN | 8565 | 675064 | Selector A22NS Ø22, 3 position, NON-Lighted, bezel brushed metal, MANUAL, COLOR BLACK, 2NO, push-in terminal
A22NS-3MM-NGA-G011-NN | 8560 | 667188 | Selector A22NS Ø22, 3 position, NON-Lighted, bezel brushed metal, MANUAL, COLOR GREEN, 2NO
A22NS-3MM-NGA-G012-NN | 8560 | 663541 | Selector A22NS Ø22, 3 position, NON-Lighted, bezel brushed metal, MANUAL, COLOR GREEN, 1NO1NC
A22NS-3MM-NGA-G021-NN | 8560 | 665424 | Selector A22NS Ø22, 3 position, NON-Lighted, bezel brushed metal, MANUAL, COLOR GREEN, 1NO1NC
A22NS-3MM-NGA-G022-NN | 8560 | 665314 | Selector A22NS Ø22, 3 position, NON-Lighted, bezel brushed metal, MANUAL, COLOR GREEN, 2NC
A22NS-3MM-NGA-G101-NN | 8560 | 659717 | Selector A22NS Ø22, 3 position, NON-Lighted, bezel brushed metal, MANUAL, COLOR GREEN, 2NO
A22NS-3MM-NGA-G102-NN | 8560 | 659846 | Selector A22NS Ø22, 3 position, NON-Lighted, bezel brushed metal, MANUAL, COLOR GREEN, 1NO1NC
A22NS-3MM-NGA-G110-NN | 8560 | 661713 | Selector A22NS Ø22, 3 position, NON-Lighted, bezel brushed metal, MANUAL, COLOR GREEN, 2NO
A22NS-3MM-NGA-G111-NN | 9190 | 665543 | Selector A22NS Ø22, 3 position, NON-Lighted, bezel brushed metal, MANUAL, COLOR GREEN, 3NO
A22NS-3MM-NGA-G112-NN | 9190 | 664362 | Selector A22NS Ø22, 3 position, NON-Lighted, bezel brushed metal, MANUAL, COLOR GREEN, 2NO1NC
A22NS-3MM-NGA-G120-NN | 8560 | 663540 | Selector A22NS Ø22, 3 position, NON-Lighted, bezel brushed metal, MANUAL, COLOR GREEN, 1NO1NC
A22NS-3MM-NGA-G121-NN | 9190 | 665357 | Selector A22NS Ø22, 3 position, NON-Lighted, bezel brushed metal, MANUAL, COLOR GREEN, 2NO1NC
A22NS-3MM-NGA-G122-NN | 8560 | 666265 | Selector A22NS Ø22, 3 position, NON-Lighted, bezel brushed metal, MANUAL, COLOR GREEN, 1NO2NC
A22NS-3MM-NGA-G201-NN | 8560 | 663463 | Selector A22NS Ø22, 3 position, NON-Lighted, bezel brushed metal, MANUAL, COLOR GREEN, 1NO1NC
A22NS-3MM-NGA-G202-NN | 8560 | 660784 | Selector A22NS Ø22, 3 position, NON-Lighted, bezel brushed metal, MANUAL, COLOR GREEN, 2NC
A22NS-3MM-NGA-G210-NN | 8560 | 664363 | Selector A22NS Ø22, 3 position, NON-Lighted, bezel brushed metal, MANUAL, COLOR GREEN, 1NO1C
A22NS-3MM-NGA-G211-NN | 9190 | 662719 | Selector A22NS Ø22, 3 position, NON-Lighted, bezel brushed metal, MANUAL, COLOR GREEN, 2NO1NC
A22NS-3MM-NGA-G212-NN | 8560 | 662533 | Selector A22NS Ø22, 3 position, NON-Lighted, bezel brushed metal, MANUAL, COLOR GREEN, 1NO2NC
A22NS-3MM-NGA-G220-NN | 8560 | 667191 | Selector A22NS Ø22, 3 position, NON-Lighted, bezel brushed metal, MANUAL, COLOR GREEN, 2NC
A22NS-3MM-NGA-G221-NN | 8560 | 666268 | Selector A22NS Ø22, 3 position, NON-Lighted, bezel brushed metal, MANUAL, COLOR GREEN, 1NO2NC
A22NS-3MM-NGA-G222-NN | 9190 | 667236 | Selector A22NS Ø22, 3 position, NON-Lighted, bezel brushed metal, MANUAL, COLOR GREEN, 3NC
A22NS-3MM-NRA-G011-NN | 8560 | 661683 | Selector A22NS Ø22, 3 position, NON-Lighted, bezel brushed metal, MANUAL, COLOR RED, 2NO
A22NS-3MM-NRA-G012-NN | 8560 | 663099 | Selector A22NS Ø22, 3 position, NON-Lighted, bezel brushed metal, MANUAL, COLOR RED, 1NO1NC
A22NS-3MM-NRA-G021-NN | 8560 | 664568 | Selector A22NS Ø22, 3 position, NON-Lighted, bezel brushed metal, MANUAL, COLOR RED, 1NO1NC
A22NS-3MM-NRA-G022-NN | 8560 | 664569 | Selector A22NS Ø22, 3 position, NON-Lighted, bezel brushed metal, MANUAL, COLOR RED, 2NC
A22NS-3MM-NRA-G101-NN | 8560 | 663103 | Selector A22NS Ø22, 3 position, NON-Lighted, bezel brushed metal, MANUAL, COLOR RED, 2NO
A22NS-3MM-NRA-G102-NN | 8560 | 659844 | Selector A22NS Ø22, 3 position, NON-Lighted, bezel brushed metal, MANUAL, COLOR RED, 1NO1NC
A22NS-3MM-NRA-G110-NN | 8560 | 665900 | Selector A22NS Ø22, 3 position, NON-Lighted, bezel brushed metal, MANUAL, COLOR RED, 2NO
A22NS-3MM-NRA-G111-NN | 9190 | 664935 | Selector A22NS Ø22, 3 position, NON-Lighted, bezel brushed metal, MANUAL, COLOR RED, 3NO
A22NS-3MM-NRA-G112-NN | 9190 | 659845 | Selector A22NS Ø22, 3 position, NON-Lighted, bezel brushed metal, MANUAL, COLOR RED, 2NO1NC
A22NS-3MM-NRA-G120-NN | 8560 | 664018 | Selector A22NS Ø22, 3 position, NON-Lighted, bezel brushed metal, MANUAL, COLOR RED, 1NO1NC
A22NS-3MM-NRA-G121-NN | 9190 | 663616 | Selector A22NS Ø22, 3 position, NON-Lighted, bezel brushed metal, MANUAL, COLOR RED, 2NO1NC
A22NS-3MM-NRA-G122-NN | 8560 | 660598 | Selector A22NS Ø22, 3 position, NON-Lighted, bezel brushed metal, MANUAL, COLOR RED, 1NO2NC
A22NS-3MM-NRA-G201-NN | 8560 | 660214 | Selector A22NS Ø22, 3 position, NON-Lighted, bezel brushed metal, MANUAL, COLOR RED, 1NO1NC
A22NS-3MM-NRA-G202-NN | 8560 | 659835 | Selector A22NS Ø22, 3 position, NON-Lighted, bezel brushed metal, MANUAL, COLOR RED, 2NC
A22NS-3MM-NRA-G210-NN | 8560 | 664560 | Selector A22NS Ø22, 3 position, NON-Lighted, bezel brushed metal, MANUAL, COLOR RED, 1NO1C
A22NS-3MM-NRA-G211-NN | 9190 | 663101 | Selector A22NS Ø22, 3 position, NON-Lighted, bezel brushed metal, MANUAL, COLOR RED, 2NO1NC
A22NS-3MM-NRA-G212-NN | 8560 | 662685 | Selector A22NS Ø22, 3 position, NON-Lighted, bezel brushed metal, MANUAL, COLOR RED, 1NO2NC
A22NS-3MM-NRA-G220-NN | 8560 | 664019 | Selector A22NS Ø22, 3 position, NON-Lighted, bezel brushed metal, MANUAL, COLOR RED, 2NC
A22NS-3MM-NRA-G221-NN | 8560 | 661704 | Selector A22NS Ø22, 3 position, NON-Lighted, bezel brushed metal, MANUAL, COLOR RED, 1NO2NC
A22NS-3MM-NRA-G222-NN | 9190 | 664934 | Selector A22NS Ø22, 3 position, NON-Lighted, bezel brushed metal, MANUAL, COLOR RED, 3NC
A22NS-3MM-NWA-G011-NN | 8560 | 660561 | Selector A22NS Ø22, 3 position, NON-Lighted, bezel brushed metal, MANUAL, COLOR WHITE, 2NO
A22NS-3MM-NWA-G012-NN | 8560 | 667237 | Selector A22NS Ø22, 3 position, NON-Lighted, bezel brushed metal, MANUAL, COLOR WHITE, 1NO1NC
A22NS-3MM-NWA-G021-NN | 8560 | 660602 | Selector A22NS Ø22, 3 position, NON-Lighted, bezel brushed metal, MANUAL, COLOR WHITE, 1NO1NC
A22NS-3MM-NWA-G022-NN | 8560 | 660603 | Selector A22NS Ø22, 3 position, NON-Lighted, bezel brushed metal, MANUAL, COLOR WHITE, 2NC
A22NS-3MM-NWA-G101-NN | 8560 | 661714 | Selector A22NS Ø22, 3 position, NON-Lighted, bezel brushed metal, MANUAL, COLOR WHITE, 2NO
A22NS-3MM-NWA-G102-NN | 8560 | 666267 | Selector A22NS Ø22, 3 position, NON-Lighted, bezel brushed metal, MANUAL, COLOR WHITE, 1NO1NC
A22NS-3MM-NWA-G110-NN | 8560 | 667192 | Selector A22NS Ø22, 3 position, NON-Lighted, bezel brushed metal, MANUAL, COLOR WHITE, 2NO
A22NS-3MM-NWA-G111-NN | 9190 | 666360 | Selector A22NS Ø22, 3 position, NON-Lighted, bezel brushed metal, MANUAL, COLOR WHITE, 3NO
A22NS-3MM-NWA-G112-NN | 9190 | 664455 | Selector A22NS Ø22, 3 position, NON-Lighted, bezel brushed metal, MANUAL, COLOR WHITE, 2NO1NC
A22NS-3MM-NWA-G120-NN | 8560 | 663501 | Selector A22NS Ø22, 3 position, NON-Lighted, bezel brushed metal, MANUAL, COLOR WHITE, 1NO1NC
A22NS-3MM-NWA-G121-NN | 9190 | 664454 | Selector A22NS Ø22, 3 position, NON-Lighted, bezel brushed metal, MANUAL, COLOR WHITE, 2NO1NC
A22NS-3MM-NWA-G122-NN | 8560 | 665356 | Selector A22NS Ø22, 3 position, NON-Lighted, bezel brushed metal, MANUAL, COLOR WHITE, 1NO2NC
A22NS-3MM-NWA-G201-NN | 8560 | 665313 | Selector A22NS Ø22, 3 position, NON-Lighted, bezel brushed metal, MANUAL, COLOR WHITE, 1NO1NC
A22NS-3MM-NWA-G202-NN | 8560 | 663467 | Selector A22NS Ø22, 3 position, NON-Lighted, bezel brushed metal, MANUAL, COLOR WHITE, 2NC
A22NS-3MM-NWA-G210-NN | 8560 | 664365 | Selector A22NS Ø22, 3 position, NON-Lighted, bezel brushed metal, MANUAL, COLOR WHITE, 1NO1C
A22NS-3MM-NWA-G211-NN | 9190 | 661483 | Selector A22NS Ø22, 3 position, NON-Lighted, bezel brushed metal, MANUAL, COLOR WHITE, 2NO1NC
A22NS-3MM-NWA-G212-NN | 8560 | 661484 | Selector A22NS Ø22, 3 position, NON-Lighted, bezel brushed metal, MANUAL, COLOR WHITE, 1NO2NC
A22NS-3MM-NWA-G220-NN | 8560 | 662601 | Selector A22NS Ø22, 3 position, NON-Lighted, bezel brushed metal, MANUAL, COLOR WHITE, 2NC
A22NS-3MM-NWA-G221-NN | 8560 | 661579 | Selector A22NS Ø22, 3 position, NON-Lighted, bezel brushed metal, MANUAL, COLOR WHITE, 1NO2NC
A22NS-3MM-NWA-G222-NN | 9190 | 665315 | Selector A22NS Ø22, 3 position, NON-Lighted, bezel brushed metal, MANUAL, COLOR WHITE, 3NC
A22NS-3MM-NYA-G011-NN | 8560 | 662720 | Selector A22NS Ø22, 3 position, NON-Lighted, bezel brushed metal, MANUAL, COLOR YELLOW, 2NO
A22NS-3MM-NYA-G012-NN | 8560 | 665350 | Selector A22NS Ø22, 3 position, NON-Lighted, bezel brushed metal, MANUAL, COLOR YELLOW, 1NO1NC
A22NS-3MM-NYA-G021-NN | 8560 | 667232 | Selector A22NS Ø22, 3 position, NON-Lighted, bezel brushed metal, MANUAL, COLOR YELLOW, 1NO1NC
A22NS-3MM-NYA-G022-NN | 8560 | 660605 | Selector A22NS Ø22, 3 position, NON-Lighted, bezel brushed metal, MANUAL, COLOR YELLOW, 2NC
A22NS-3MM-NYA-G101-NN | 8560 | 665418 | Selector A22NS Ø22, 3 position, NON-Lighted, bezel brushed metal, MANUAL, COLOR YELLOW, 2NO
A22NS-3MM-NYA-G102-NN | 8560 | 659718 | Selector A22NS Ø22, 3 position, NON-Lighted, bezel brushed metal, MANUAL, COLOR YELLOW, 1NO1NC
A22NS-3MM-NYA-G110-NN | 8560 | 667190 | Selector A22NS Ø22, 3 position, NON-Lighted, bezel brushed metal, MANUAL, COLOR YELLOW, 2NO
A22NS-3MM-NYA-G111-NN | 9190 | 664397 | Selector A22NS Ø22, 3 position, NON-Lighted, bezel brushed metal, MANUAL, COLOR YELLOW, 3NO
A22NS-3MM-NYA-G112-NN | 9190 | 659730 | Selector A22NS Ø22, 3 position, NON-Lighted, bezel brushed metal, MANUAL, COLOR YELLOW, 2NO1NC
A22NS-3MM-NYA-G120-NN | 8560 | 660675 | Selector A22NS Ø22, 3 position, NON-Lighted, bezel brushed metal, MANUAL, COLOR YELLOW, 1NO1NC
A22NS-3MM-NYA-G121-NN | 9190 | 663464 | Selector A22NS Ø22, 3 position, NON-Lighted, bezel brushed metal, MANUAL, COLOR YELLOW, 2NO1NC
A22NS-3MM-NYA-G122-NN | 8560 | 662483 | Selector A22NS Ø22, 3 position, NON-Lighted, bezel brushed metal, MANUAL, COLOR YELLOW, 1NO2NC
A22NS-3MM-NYA-G201-NN | 8560 | 666300 | Selector A22NS Ø22, 3 position, NON-Lighted, bezel brushed metal, MANUAL, COLOR YELLOW, 1NO1NC
A22NS-3MM-NYA-G202-NN | 8560 | 667230 | Selector A22NS Ø22, 3 position, NON-Lighted, bezel brushed metal, MANUAL, COLOR YELLOW, 2NC
A22NS-3MM-NYA-G210-NN | 8560 | 660562 | Selector A22NS Ø22, 3 position, NON-Lighted, bezel brushed metal, MANUAL, COLOR YELLOW, 1NO1C
A22NS-3MM-NYA-G211-NN | 9190 | 659847 | Selector A22NS Ø22, 3 position, NON-Lighted, bezel brushed metal, MANUAL, COLOR YELLOW, 2NO1NC
A22NS-3MM-NYA-G212-NN | 8560 | 661514 | Selector A22NS Ø22, 3 position, NON-Lighted, bezel brushed metal, MANUAL, COLOR YELLOW, 1NO2NC
A22NS-3MM-NYA-G220-NN | 8560 | 667189 | Selector A22NS Ø22, 3 position, NON-Lighted, bezel brushed metal, MANUAL, COLOR YELLOW, 2NC
A22NS-3MM-NYA-G221-NN | 8560 | 666266 | Selector A22NS Ø22, 3 position, NON-Lighted, bezel brushed metal, MANUAL, COLOR YELLOW, 1NO2NC
A22NS-3MM-NYA-G222-NN | 9190 | 664456 | Selector A22NS Ø22, 3 position, NON-Lighted, bezel brushed metal, MANUAL, COLOR YELLOW, 3NC
A22NS-3MR-NAA-G011-NN | 8560 | 666836 | Selector A22NS Ø22, 3 position, NON-Lighted, bezel brushed metal, AUTO RESET ON RIGHT, COLOR BLUE, 2NO
A22NS-3MR-NAA-G012-NN | 8560 | 664035 | Selector A22NS Ø22, 3 position, NON-Lighted, bezel brushed metal, AUTO RESET ON RIGHT, COLOR BLUE, 1NO1NC
A22NS-3MR-NAA-G021-NN | 8560 | 663981 | Selector A22NS Ø22, 3 position, NON-Lighted, bezel brushed metal, AUTO RESET ON RIGHT, COLOR BLUE, 1NO1NC
A22NS-3MR-NAA-G022-NN | 8560 | 663973 | Selector A22NS Ø22, 3 position, NON-Lighted, bezel brushed metal, AUTO RESET ON RIGHT, COLOR BLUE, 2NC
A22NS-3MR-NAA-G101-NN | 8560 | 661168 | Selector A22NS Ø22, 3 position, NON-Lighted, bezel brushed metal, AUTO RESET ON RIGHT, COLOR BLUE, 2NO
A22NS-3MR-NAA-G102-NN | 8560 | 663118 | Selector A22NS Ø22, 3 position, NON-Lighted, bezel brushed metal, AUTO RESET ON RIGHT, COLOR BLUE, 1NO1NC
A22NS-3MR-NAA-G110-NN | 8560 | 663121 | Selector A22NS Ø22, 3 position, NON-Lighted, bezel brushed metal, AUTO RESET ON RIGHT, COLOR BLUE, 2NO
A22NS-3MR-NAA-G111-NN | 9190 | 663122 | Selector A22NS Ø22, 3 position, NON-Lighted, bezel brushed metal, AUTO RESET ON RIGHT, COLOR BLUE, 3NO
A22NS-3MR-NAA-G112-NN | 9190 | 666834 | Selector A22NS Ø22, 3 position, NON-Lighted, bezel brushed metal, AUTO RESET ON RIGHT, COLOR BLUE, 2NO1NC
A22NS-3MR-NAA-G120-NN | 8560 | 663126 | Selector A22NS Ø22, 3 position, NON-Lighted, bezel brushed metal, AUTO RESET ON RIGHT, COLOR BLUE, 1NO1NC
A22NS-3MR-NAA-G121-NN | 9190 | 660237 | Selector A22NS Ø22, 3 position, NON-Lighted, bezel brushed metal, AUTO RESET ON RIGHT, COLOR BLUE, 2NO1NC
A22NS-3MR-NAA-G122-NN | 8560 | 666838 | Selector A22NS Ø22, 3 position, NON-Lighted, bezel brushed metal, AUTO RESET ON RIGHT, COLOR BLUE, 1NO2NC
A22NS-3MR-NAA-G201-NN | 8560 | 664962 | Selector A22NS Ø22, 3 position, NON-Lighted, bezel brushed metal, AUTO RESET ON RIGHT, COLOR BLUE, 1NO1NC
A22NS-3MR-NAA-G202-NN | 8560 | 663123 | Selector A22NS Ø22, 3 position, NON-Lighted, bezel brushed metal, AUTO RESET ON RIGHT, COLOR BLUE, 2NC
A22NS-3MR-NAA-G210-NN | 8560 | 660236 | Selector A22NS Ø22, 3 position, NON-Lighted, bezel brushed metal, AUTO RESET ON RIGHT, COLOR BLUE, 1NO1C
A22NS-3MR-NAA-G211-NN | 9190 | 661163 | Selector A22NS Ø22, 3 position, NON-Lighted, bezel brushed metal, AUTO RESET ON RIGHT, COLOR BLUE, 2NO1NC
A22NS-3MR-NAA-G212-NN | 8560 | 665914 | Selector A22NS Ø22, 3 position, NON-Lighted, bezel brushed metal, AUTO RESET ON RIGHT, COLOR BLUE, 1NO2NC
A22NS-3MR-NAA-G220-NN | 8560 | 665920 | Selector A22NS Ø22, 3 position, NON-Lighted, bezel brushed metal, AUTO RESET ON RIGHT, COLOR BLUE, 2NC
A22NS-3MR-NAA-G221-NN | 8560 | 664034 | Selector A22NS Ø22, 3 position, NON-Lighted, bezel brushed metal, AUTO RESET ON RIGHT, COLOR BLUE, 1NO2NC
A22NS-3MR-NAA-G222-NN | 9190 | 662123 | Selector A22NS Ø22, 3 position, NON-Lighted, bezel brushed metal, AUTO RESET ON RIGHT, COLOR BLUE, 3NC
A22NS-3MR-NBA-G011-NN | 8560 | 666782 | Selector A22NS Ø22, 3 position, NON-Lighted, bezel brushed metal, AUTO RESET ON RIGHT, COLOR BLACK, 2NO
A22NS-3MR-NBA-G012-NN | 8560 | 665923 | Selector A22NS Ø22, 3 position, NON-Lighted, bezel brushed metal, AUTO RESET ON RIGHT, COLOR BLACK, 1NO1NC
A22NS-3MR-NBA-G021-NN | 8560 | 663132 | Selector A22NS Ø22, 3 position, NON-Lighted, bezel brushed metal, AUTO RESET ON RIGHT, COLOR BLACK, 1NO1NC
A22NS-3MR-NBA-G022-NN | 8560 | 665856 | Selector A22NS Ø22, 3 position, NON-Lighted, bezel brushed metal, AUTO RESET ON RIGHT, COLOR BLACK, 2NC
A22NS-3MR-NBA-G101-NN | 8560 | 663065 | Selector A22NS Ø22, 3 position, NON-Lighted, bezel brushed metal, AUTO RESET ON RIGHT, COLOR BLACK, 2NO
A22NS-3MR-NBA-G102-NN | 8560 | 665921 | Selector A22NS Ø22, 3 position, NON-Lighted, bezel brushed metal, AUTO RESET ON RIGHT, COLOR BLACK, 1NO1NC
A22NS-3MR-NBA-G110-NN | 8560 | 666787 | Selector A22NS Ø22, 3 position, NON-Lighted, bezel brushed metal, AUTO RESET ON RIGHT, COLOR BLACK, 2NO
A22NS-3MR-NBA-G111-NN | 9190 | 664969 | Selector A22NS Ø22, 3 position, NON-Lighted, bezel brushed metal, AUTO RESET ON RIGHT, COLOR BLACK, 3NO
A22NS-3MR-NBA-G112-NN | 9190 | 665922 | Selector A22NS Ø22, 3 position, NON-Lighted, bezel brushed metal, AUTO RESET ON RIGHT, COLOR BLACK, 2NO1NC
A22NS-3MR-NBA-G120-NN | 8560 | 663128 | Selector A22NS Ø22, 3 position, NON-Lighted, bezel brushed metal, AUTO RESET ON RIGHT, COLOR BLACK, 1NO1NC
A22NS-3MR-NBA-G121-NN | 9190 | 662125 | Selector A22NS Ø22, 3 position, NON-Lighted, bezel brushed metal, AUTO RESET ON RIGHT, COLOR BLACK, 2NO1NC
A22NS-3MR-NBA-G122-NN | 8560 | 664898 | Selector A22NS Ø22, 3 position, NON-Lighted, bezel brushed metal, AUTO RESET ON RIGHT, COLOR BLACK, 1NO2NC
A22NS-3MR-NBA-G201-NN | 8560 | 660170 | Selector A22NS Ø22, 3 position, NON-Lighted, bezel brushed metal, AUTO RESET ON RIGHT, COLOR BLACK, 1NO1NC
A22NS-3MR-NBA-G202-NN | 8560 | 663060 | Selector A22NS Ø22, 3 position, NON-Lighted, bezel brushed metal, AUTO RESET ON RIGHT, COLOR BLACK, 2NC
A22NS-3MR-NBA-G210-NN | 8560 | 663129 | Selector A22NS Ø22, 3 position, NON-Lighted, bezel brushed metal, AUTO RESET ON RIGHT, COLOR BLACK, 1NO1C
A22NS-3MR-NBA-G211-NN | 9190 | 665863 | Selector A22NS Ø22, 3 position, NON-Lighted, bezel brushed metal, AUTO RESET ON RIGHT, COLOR BLACK, 2NO1NC
A22NS-3MR-NBA-G212-NN | 8560 | 664893 | Selector A22NS Ø22, 3 position, NON-Lighted, bezel brushed metal, AUTO RESET ON RIGHT, COLOR BLACK, 1NO2NC
A22NS-3MR-NBA-G220-NN | 8560 | 663130 | Selector A22NS Ø22, 3 position, NON-Lighted, bezel brushed metal, AUTO RESET ON RIGHT, COLOR BLACK, 2NC
A22NS-3MR-NBA-G221-NN | 8560 | 663127 | Selector A22NS Ø22, 3 position, NON-Lighted, bezel brushed metal, AUTO RESET ON RIGHT, COLOR BLACK, 1NO2NC
A22NS-3MR-NBA-G222-NN | 9190 | 663980 | Selector A22NS Ø22, 3 position, NON-Lighted, bezel brushed metal, AUTO RESET ON RIGHT, COLOR BLACK, 3NC
A22NS-3MR-NGA-G011-NN | 8560 | 662762 | Selector A22NS Ø22, 3 position, NON-Lighted, bezel brushed metal, AUTO RESET ON RIGHT, COLOR GREEN, 2NO
A22NS-3MR-NGA-G012-NN | 8560 | 664667 | Selector A22NS Ø22, 3 position, NON-Lighted, bezel brushed metal, AUTO RESET ON RIGHT, COLOR GREEN, 1NO1NC
A22NS-3MR-NGA-G021-NN | 8560 | 664029 | Selector A22NS Ø22, 3 position, NON-Lighted, bezel brushed metal, AUTO RESET ON RIGHT, COLOR GREEN, 1NO1NC
A22NS-3MR-NGA-G022-NN | 8560 | 661157 | Selector A22NS Ø22, 3 position, NON-Lighted, bezel brushed metal, AUTO RESET ON RIGHT, COLOR GREEN, 2NC
A22NS-3MR-NGA-G101-NN | 8560 | 662761 | Selector A22NS Ø22, 3 position, NON-Lighted, bezel brushed metal, AUTO RESET ON RIGHT, COLOR GREEN, 2NO
A22NS-3MR-NGA-G102-NN | 8560 | 663777 | Selector A22NS Ø22, 3 position, NON-Lighted, bezel brushed metal, AUTO RESET ON RIGHT, COLOR GREEN, 1NO1NC
A22NS-3MR-NGA-G110-NN | 8560 | 661754 | Selector A22NS Ø22, 3 position, NON-Lighted, bezel brushed metal, AUTO RESET ON RIGHT, COLOR GREEN, 2NO
A22NS-3MR-NGA-G111-NN | 9190 | 660831 | Selector A22NS Ø22, 3 position, NON-Lighted, bezel brushed metal, AUTO RESET ON RIGHT, COLOR GREEN, 3NO
A22NS-3MR-NGA-G112-NN | 9190 | 659975 | Selector A22NS Ø22, 3 position, NON-Lighted, bezel brushed metal, AUTO RESET ON RIGHT, COLOR GREEN, 2NO1NC
A22NS-3MR-NGA-G120-NN | 8560 | 666572 | Selector A22NS Ø22, 3 position, NON-Lighted, bezel brushed metal, AUTO RESET ON RIGHT, COLOR GREEN, 1NO1NC
A22NS-3MR-NGA-G121-NN | 9190 | 663706 | Selector A22NS Ø22, 3 position, NON-Lighted, bezel brushed metal, AUTO RESET ON RIGHT, COLOR GREEN, 2NO1NC
A22NS-3MR-NGA-G122-NN | 8560 | 664960 | Selector A22NS Ø22, 3 position, NON-Lighted, bezel brushed metal, AUTO RESET ON RIGHT, COLOR GREEN, 1NO2NC
A22NS-3MR-NGA-G201-NN | 8560 | 666514 | Selector A22NS Ø22, 3 position, NON-Lighted, bezel brushed metal, AUTO RESET ON RIGHT, COLOR GREEN, 1NO1NC
A22NS-3MR-NGA-G202-NN | 8560 | 662412 | Selector A22NS Ø22, 3 position, NON-Lighted, bezel brushed metal, AUTO RESET ON RIGHT, COLOR GREEN, 2NC
A22NS-3MR-NGA-G210-NN | 8560 | 663776 | Selector A22NS Ø22, 3 position, NON-Lighted, bezel brushed metal, AUTO RESET ON RIGHT, COLOR GREEN, 1NO1C
A22NS-3MR-NGA-G211-NN | 9190 | 660490 | Selector A22NS Ø22, 3 position, NON-Lighted, bezel brushed metal, AUTO RESET ON RIGHT, COLOR GREEN, 2NO1NC
A22NS-3MR-NGA-G212-NN | 8560 | 662830 | Selector A22NS Ø22, 3 position, NON-Lighted, bezel brushed metal, AUTO RESET ON RIGHT, COLOR GREEN, 1NO2NC
A22NS-3MR-NGA-G220-NN | 8560 | 663707 | Selector A22NS Ø22, 3 position, NON-Lighted, bezel brushed metal, AUTO RESET ON RIGHT, COLOR GREEN, 2NC
A22NS-3MR-NGA-G221-NN | 8560 | 666578 | Selector A22NS Ø22, 3 position, NON-Lighted, bezel brushed metal, AUTO RESET ON RIGHT, COLOR GREEN, 1NO2NC
A22NS-3MR-NGA-G222-NN | 9190 | 661162 | Selector A22NS Ø22, 3 position, NON-Lighted, bezel brushed metal, AUTO RESET ON RIGHT, COLOR GREEN, 3NC
A22NS-3MR-NRA-G011-NN | 8560 | 665245 | Selector A22NS Ø22, 3 position, NON-Lighted, bezel brushed metal, AUTO RESET ON RIGHT, COLOR RED, 2NO
A22NS-3MR-NRA-G012-NN | 8560 | 662828 | Selector A22NS Ø22, 3 position, NON-Lighted, bezel brushed metal, AUTO RESET ON RIGHT, COLOR RED, 1NO1NC
A22NS-3MR-NRA-G021-NN | 8560 | 661411 | Selector A22NS Ø22, 3 position, NON-Lighted, bezel brushed metal, AUTO RESET ON RIGHT, COLOR RED, 1NO1NC
A22NS-3MR-NRA-G022-NN | 8560 | 661412 | Selector A22NS Ø22, 3 position, NON-Lighted, bezel brushed metal, AUTO RESET ON RIGHT, COLOR RED, 2NC
A22NS-3MR-NRA-G101-NN | 8560 | 664660 | Selector A22NS Ø22, 3 position, NON-Lighted, bezel brushed metal, AUTO RESET ON RIGHT, COLOR RED, 2NO
A22NS-3MR-NRA-G102-NN | 8560 | 665640 | Selector A22NS Ø22, 3 position, NON-Lighted, bezel brushed metal, AUTO RESET ON RIGHT, COLOR RED, 1NO1NC
A22NS-3MR-NRA-G110-NN | 8560 | 664661 | Selector A22NS Ø22, 3 position, NON-Lighted, bezel brushed metal, AUTO RESET ON RIGHT, COLOR RED, 2NO
A22NS-3MR-NRA-G111-NN | 9190 | 662829 | Selector A22NS Ø22, 3 position, NON-Lighted, bezel brushed metal, AUTO RESET ON RIGHT, COLOR RED, 3NO
A22NS-3MR-NRA-G112-NN | 9190 | 662826 | Selector A22NS Ø22, 3 position, NON-Lighted, bezel brushed metal, AUTO RESET ON RIGHT, COLOR RED, 2NO1NC
A22NS-3MR-NRA-G120-NN | 8560 | 662760 | Selector A22NS Ø22, 3 position, NON-Lighted, bezel brushed metal, AUTO RESET ON RIGHT, COLOR RED, 1NO1NC
A22NS-3MR-NRA-G121-NN | 9190 | 666571 | Selector A22NS Ø22, 3 position, NON-Lighted, bezel brushed metal, AUTO RESET ON RIGHT, COLOR RED, 2NO1NC
A22NS-3MR-NRA-G122-NN | 8560 | 662831 | Selector A22NS Ø22, 3 position, NON-Lighted, bezel brushed metal, AUTO RESET ON RIGHT, COLOR RED, 1NO2NC
A22NS-3MR-NRA-G201-NN | 8560 | 659964 | Selector A22NS Ø22, 3 position, NON-Lighted, bezel brushed metal, AUTO RESET ON RIGHT, COLOR RED, 1NO1NC
A22NS-3MR-NRA-G202-NN | 8560 | 662827 | Selector A22NS Ø22, 3 position, NON-Lighted, bezel brushed metal, AUTO RESET ON RIGHT, COLOR RED, 2NC
A22NS-3MR-NRA-G210-NN | 8560 | 666569 | Selector A22NS Ø22, 3 position, NON-Lighted, bezel brushed metal, AUTO RESET ON RIGHT, COLOR RED, 1NO1C
A22NS-3MR-NRA-G211-NN | 9190 | 662411 | Selector A22NS Ø22, 3 position, NON-Lighted, bezel brushed metal, AUTO RESET ON RIGHT, COLOR RED, 2NO1NC
A22NS-3MR-NRA-G212-NN | 8560 | 661818 | Selector A22NS Ø22, 3 position, NON-Lighted, bezel brushed metal, AUTO RESET ON RIGHT, COLOR RED, 1NO2NC
A22NS-3MR-NRA-G220-NN | 8560 | 667117 | Selector A22NS Ø22, 3 position, NON-Lighted, bezel brushed metal, AUTO RESET ON RIGHT, COLOR RED, 2NC
A22NS-3MR-NRA-G221-NN | 8560 | 659965 | Selector A22NS Ø22, 3 position, NON-Lighted, bezel brushed metal, AUTO RESET ON RIGHT, COLOR RED, 1NO2NC
A22NS-3MR-NRA-G222-NN | 9190 | 659966 | Selector A22NS Ø22, 3 position, NON-Lighted, bezel brushed metal, AUTO RESET ON RIGHT, COLOR RED, 3NC
A22NS-3MR-NWA-G011-NN | 8560 | 665918 | Selector A22NS Ø22, 3 position, NON-Lighted, bezel brushed metal, AUTO RESET ON RIGHT, COLOR WHITE, 2NO
A22NS-3MR-NWA-G012-NN | 8560 | 664965 | Selector A22NS Ø22, 3 position, NON-Lighted, bezel brushed metal, AUTO RESET ON RIGHT, COLOR WHITE, 1NO1NC
A22NS-3MR-NWA-G021-NN | 8560 | 660234 | Selector A22NS Ø22, 3 position, NON-Lighted, bezel brushed metal, AUTO RESET ON RIGHT, COLOR WHITE, 1NO1NC
A22NS-3MR-NWA-G022-NN | 8560 | 664961 | Selector A22NS Ø22, 3 position, NON-Lighted, bezel brushed metal, AUTO RESET ON RIGHT, COLOR WHITE, 2NC
A22NS-3MR-NWA-G101-NN | 8560 | 664963 | Selector A22NS Ø22, 3 position, NON-Lighted, bezel brushed metal, AUTO RESET ON RIGHT, COLOR WHITE, 2NO
A22NS-3MR-NWA-G102-NN | 8560 | 666833 | Selector A22NS Ø22, 3 position, NON-Lighted, bezel brushed metal, AUTO RESET ON RIGHT, COLOR WHITE, 1NO1NC
A22NS-3MR-NWA-G110-NN | 8560 | 666832 | Selector A22NS Ø22, 3 position, NON-Lighted, bezel brushed metal, AUTO RESET ON RIGHT, COLOR WHITE, 2NO
A22NS-3MR-NWA-G111-NN | 9190 | 662112 | Selector A22NS Ø22, 3 position, NON-Lighted, bezel brushed metal, AUTO RESET ON RIGHT, COLOR WHITE, 3NO
A22NS-3MR-NWA-G112-NN | 9190 | 664032 | Selector A22NS Ø22, 3 position, NON-Lighted, bezel brushed metal, AUTO RESET ON RIGHT, COLOR WHITE, 2NO1NC
A22NS-3MR-NWA-G120-NN | 8560 | 661169 | Selector A22NS Ø22, 3 position, NON-Lighted, bezel brushed metal, AUTO RESET ON RIGHT, COLOR WHITE, 1NO1NC
A22NS-3MR-NWA-G121-NN | 9190 | 666835 | Selector A22NS Ø22, 3 position, NON-Lighted, bezel brushed metal, AUTO RESET ON RIGHT, COLOR WHITE, 2NO1NC
A22NS-3MR-NWA-G122-NN | 8560 | 662118 | Selector A22NS Ø22, 3 position, NON-Lighted, bezel brushed metal, AUTO RESET ON RIGHT, COLOR WHITE, 1NO2NC
A22NS-3MR-NWA-G201-NN | 8560 | 662114 | Selector A22NS Ø22, 3 position, NON-Lighted, bezel brushed metal, AUTO RESET ON RIGHT, COLOR WHITE, 1NO1NC
A22NS-3MR-NWA-G202-NN | 8560 | 662113 | Selector A22NS Ø22, 3 position, NON-Lighted, bezel brushed metal, AUTO RESET ON RIGHT, COLOR WHITE, 2NC
A22NS-3MR-NWA-G210-NN | 8560 | 661164 | Selector A22NS Ø22, 3 position, NON-Lighted, bezel brushed metal, AUTO RESET ON RIGHT, COLOR WHITE, 1NO1C
A22NS-3MR-NWA-G211-NN | 9190 | 662119 | Selector A22NS Ø22, 3 position, NON-Lighted, bezel brushed metal, AUTO RESET ON RIGHT, COLOR WHITE, 2NO1NC
A22NS-3MR-NWA-G212-NN | 8560 | 660235 | Selector A22NS Ø22, 3 position, NON-Lighted, bezel brushed metal, AUTO RESET ON RIGHT, COLOR WHITE, 1NO2NC
A22NS-3MR-NWA-G220-NN | 8560 | 664964 | Selector A22NS Ø22, 3 position, NON-Lighted, bezel brushed metal, AUTO RESET ON RIGHT, COLOR WHITE, 2NC
A22NS-3MR-NWA-G221-NN | 8560 | 662120 | Selector A22NS Ø22, 3 position, NON-Lighted, bezel brushed metal, AUTO RESET ON RIGHT, COLOR WHITE, 1NO2NC
A22NS-3MR-NWA-G222-NN | 9190 | 665919 | Selector A22NS Ø22, 3 position, NON-Lighted, bezel brushed metal, AUTO RESET ON RIGHT, COLOR WHITE, 3NC
A22NS-3MR-NYA-G011-NN | 8560 | 663116 | Selector A22NS Ø22, 3 position, NON-Lighted, bezel brushed metal, AUTO RESET ON RIGHT, COLOR YELLOW, 2NO
A22NS-3MR-NYA-G012-NN | 8560 | 662109 | Selector A22NS Ø22, 3 position, NON-Lighted, bezel brushed metal, AUTO RESET ON RIGHT, COLOR YELLOW, 1NO1NC
A22NS-3MR-NYA-G021-NN | 8560 | 666579 | Selector A22NS Ø22, 3 position, NON-Lighted, bezel brushed metal, AUTO RESET ON RIGHT, COLOR YELLOW, 1NO1NC
A22NS-3MR-NYA-G022-NN | 8560 | 662108 | Selector A22NS Ø22, 3 position, NON-Lighted, bezel brushed metal, AUTO RESET ON RIGHT, COLOR YELLOW, 2NC
A22NS-3MR-NYA-G101-NN | 8560 | 661161 | Selector A22NS Ø22, 3 position, NON-Lighted, bezel brushed metal, AUTO RESET ON RIGHT, COLOR YELLOW, 2NO
A22NS-3MR-NYA-G102-NN | 8560 | 663115 | Selector A22NS Ø22, 3 position, NON-Lighted, bezel brushed metal, AUTO RESET ON RIGHT, COLOR YELLOW, 1NO1NC
A22NS-3MR-NYA-G110-NN | 8560 | 664959 | Selector A22NS Ø22, 3 position, NON-Lighted, bezel brushed metal, AUTO RESET ON RIGHT, COLOR YELLOW, 2NO
A22NS-3MR-NYA-G111-NN | 9190 | 661158 | Selector A22NS Ø22, 3 position, NON-Lighted, bezel brushed metal, AUTO RESET ON RIGHT, COLOR YELLOW, 3NO
A22NS-3MR-NYA-G112-NN | 9190 | 660228 | Selector A22NS Ø22, 3 position, NON-Lighted, bezel brushed metal, AUTO RESET ON RIGHT, COLOR YELLOW, 2NO1NC
A22NS-3MR-NYA-G120-NN | 8560 | 665646 | Selector A22NS Ø22, 3 position, NON-Lighted, bezel brushed metal, AUTO RESET ON RIGHT, COLOR YELLOW, 1NO1NC
A22NS-3MR-NYA-G121-NN | 9190 | 661829 | Selector A22NS Ø22, 3 position, NON-Lighted, bezel brushed metal, AUTO RESET ON RIGHT, COLOR YELLOW, 2NO1NC
A22NS-3MR-NYA-G122-NN | 8560 | 664953 | Selector A22NS Ø22, 3 position, NON-Lighted, bezel brushed metal, AUTO RESET ON RIGHT, COLOR YELLOW, 1NO2NC
A22NS-3MR-NYA-G201-NN | 8560 | 661159 | Selector A22NS Ø22, 3 position, NON-Lighted, bezel brushed metal, AUTO RESET ON RIGHT, COLOR YELLOW, 1NO1NC
A22NS-3MR-NYA-G202-NN | 8560 | 660227 | Selector A22NS Ø22, 3 position, NON-Lighted, bezel brushed metal, AUTO RESET ON RIGHT, COLOR YELLOW, 2NC
A22NS-3MR-NYA-G210-NN | 8560 | 662111 | Selector A22NS Ø22, 3 position, NON-Lighted, bezel brushed metal, AUTO RESET ON RIGHT, COLOR YELLOW, 1NO1C
A22NS-3MR-NYA-G211-NN | 9190 | 661830 | Selector A22NS Ø22, 3 position, NON-Lighted, bezel brushed metal, AUTO RESET ON RIGHT, COLOR YELLOW, 2NO1NC
A22NS-3MR-NYA-G212-NN | 8560 | 662107 | Selector A22NS Ø22, 3 position, NON-Lighted, bezel brushed metal, AUTO RESET ON RIGHT, COLOR YELLOW, 1NO2NC
A22NS-3MR-NYA-G220-NN | 8560 | 666828 | Selector A22NS Ø22, 3 position, NON-Lighted, bezel brushed metal, AUTO RESET ON RIGHT, COLOR YELLOW, 2NC
A22NS-3MR-NYA-G221-NN | 8560 | 664955 | Selector A22NS Ø22, 3 position, NON-Lighted, bezel brushed metal, AUTO RESET ON RIGHT, COLOR YELLOW, 1NO2NC
A22NS-3MR-NYA-G222-NN | 9190 | 664954 | Selector A22NS Ø22, 3 position, NON-Lighted, bezel brushed metal, AUTO RESET ON RIGHT, COLOR YELLOW, 3NC
A22NS-3RB-NAA-G011-NN | 8560 | 661132 | Selector A22NS Ø22, 3 position, NON-Lighted, bezel metal, AUTO RESET ON L/R, COLOR BLUE, 2NO
A22NS-3RB-NAA-G012-NN | 8560 | 660427 | Selector A22NS Ø22, 3 position, NON-Lighted, bezel metal, AUTO RESET ON L/R, COLOR BLUE, 1NO1NC
A22NS-3RB-NAA-G021-NN | 8560 | 665183 | Selector A22NS Ø22, 3 position, NON-Lighted, bezel metal, AUTO RESET ON L/R, COLOR BLUE, 1NO1NC
A22NS-3RB-NAA-G022-NN | 8560 | 665181 | Selector A22NS Ø22, 3 position, NON-Lighted, bezel metal, AUTO RESET ON L/R, COLOR BLUE, 2NC
A22NS-3RB-NAA-G101-NN | 8560 | 661131 | Selector A22NS Ø22, 3 position, NON-Lighted, bezel metal, AUTO RESET ON L/R, COLOR BLUE, 2NO
A22NS-3RB-NAA-G102-NN | 8560 | 660431 | Selector A22NS Ø22, 3 position, NON-Lighted, bezel metal, AUTO RESET ON L/R, COLOR BLUE, 1NO1NC
A22NS-3RB-NAA-G110-NN | 8560 | 661126 | Selector A22NS Ø22, 3 position, NON-Lighted, bezel metal, AUTO RESET ON L/R, COLOR BLUE, 2NO
A22NS-3RB-NAA-G111-NN | 9190 | 664173 | Selector A22NS Ø22, 3 position, NON-Lighted, bezel metal, AUTO RESET ON L/R, COLOR BLUE, 3NO
A22NS-3RB-NAA-G112-NN | 9190 | 663337 | Selector A22NS Ø22, 3 position, NON-Lighted, bezel metal, AUTO RESET ON L/R, COLOR BLUE, 2NO1NC
A22NS-3RB-NAA-G120-NN | 8560 | 666140 | Selector A22NS Ø22, 3 position, NON-Lighted, bezel metal, AUTO RESET ON L/R, COLOR BLUE, 1NO1NC
A22NS-3RB-NAA-G121-NN | 9190 | 664235 | Selector A22NS Ø22, 3 position, NON-Lighted, bezel metal, AUTO RESET ON L/R, COLOR BLUE, 2NO1NC
A22NS-3RB-NAA-G122-NN | 8560 | 664241 | Selector A22NS Ø22, 3 position, NON-Lighted, bezel metal, AUTO RESET ON L/R, COLOR BLUE, 1NO2NC
A22NS-3RB-NAA-G201-NN | 8560 | 661342 | Selector A22NS Ø22, 3 position, NON-Lighted, bezel metal, AUTO RESET ON L/R, COLOR BLUE, 1NO1NC
A22NS-3RB-NAA-G202-NN | 8560 | 662774 | Selector A22NS Ø22, 3 position, NON-Lighted, bezel metal, AUTO RESET ON L/R, COLOR BLUE, 2NC
A22NS-3RB-NAA-G210-NN | 8560 | 664917 | Selector A22NS Ø22, 3 position, NON-Lighted, bezel metal, AUTO RESET ON L/R, COLOR BLUE, 1NO1C
A22NS-3RB-NAA-G211-NN | 9190 | 665591 | Selector A22NS Ø22, 3 position, NON-Lighted, bezel metal, AUTO RESET ON L/R, COLOR BLUE, 2NO1NC
A22NS-3RB-NAA-G212-NN | 8560 | 660371 | Selector A22NS Ø22, 3 position, NON-Lighted, bezel metal, AUTO RESET ON L/R, COLOR BLUE, 1NO2NC
A22NS-3RB-NAA-G220-NN | 8560 | 664918 | Selector A22NS Ø22, 3 position, NON-Lighted, bezel metal, AUTO RESET ON L/R, COLOR BLUE, 2NC
A22NS-3RB-NAA-G221-NN | 8560 | 666099 | Selector A22NS Ø22, 3 position, NON-Lighted, bezel metal, AUTO RESET ON L/R, COLOR BLUE, 1NO2NC
A22NS-3RB-NAA-G222-NN | 9190 | 667060 | Selector A22NS Ø22, 3 position, NON-Lighted, bezel metal, AUTO RESET ON L/R, COLOR BLUE, 3NC
A22NS-3RB-NBA-G011-NN | 8560 | 662348 | Selector A22NS Ø22, 3 position, NON-Lighted, bezel metal, AUTO RESET ON L/R, COLOR BLACK, 2NO
A22NS-3RB-NBA-G012-NN | 8560 | 665200 | Selector A22NS Ø22, 3 position, NON-Lighted, bezel metal, AUTO RESET ON L/R, COLOR BLACK, 1NO1NC
A22NS-3RB-NBA-G021-NN | 8560 | 667059 | Selector A22NS Ø22, 3 position, NON-Lighted, bezel metal, AUTO RESET ON L/R, COLOR BLACK, 1NO1NC
A22NS-3RB-NBA-G022-NN | 8560 | 666143 | Selector A22NS Ø22, 3 position, NON-Lighted, bezel metal, AUTO RESET ON L/R, COLOR BLACK, 2NC
A22NS-3RB-NBA-G101-NN | 8560 | 666802 | Selector A22NS Ø22, 3 position, NON-Lighted, bezel metal, AUTO RESET ON L/R, COLOR BLACK, 2NO
A22NS-3RB-NBA-G102-NN | 8560 | 662773 | Selector A22NS Ø22, 3 position, NON-Lighted, bezel metal, AUTO RESET ON L/R, COLOR BLACK, 1NO1NC
A22NS-3RB-NBA-G110-NN | 8560 | 666530 | Selector A22NS Ø22, 3 position, NON-Lighted, bezel metal, AUTO RESET ON L/R, COLOR BLACK, 2NO
A22NS-3RB-NBA-G111-NN | 9190 | 666142 | Selector A22NS Ø22, 3 position, NON-Lighted, bezel metal, AUTO RESET ON L/R, COLOR BLACK, 3NO
A22NS-3RB-NBA-G112-NN | 9190 | 664233 | Selector A22NS 22 dia., 3 position, NON-Lighted, bezel metal, auto reset on L/R, color black, 2NO1NC
A22NS-3RB-NBA-G120-NN | 8560 | 665188 | Selector A22NS Ø22, 3 position, NON-Lighted, bezel metal, AUTO RESET ON L/R, COLOR BLACK, 1NO1NC
A22NS-3RB-NBA-G121-NN | 9190 | 665187 | Selector A22NS 22 dia., 3 position, NON-Lighted, bezel metal, auto reset on L/R, color black, 2NO1NC
A22NS-3RB-NBA-G122-NN | 8560 | 660428 | Selector A22NS 22 dia., 3 position, NON-Lighted, bezel metal, AUTO RESET ON L/R, color black, 1NO2NC
A22NS-3RB-NBA-G201-NN | 8560 | 660838 | Selector A22NS Ø22, 3 position, NON-Lighted, bezel metal, AUTO RESET ON L/R, COLOR BLACK, 1NO1NC
A22NS-3RB-NBA-G202-NN | 8560 | 663087 | Selector A22NS Ø22, 3 position, NON-Lighted, bezel metal, AUTO RESET ON L/R, COLOR BLACK, 2NC
A22NS-3RB-NBA-G210-NN | 8560 | 662775 | Selector A22NS Ø22, 3 position, NON-Lighted, bezel metal, AUTO RESET ON L/R, COLOR BLACK, 1NO1C
A22NS-3RB-NBA-G211-NN | 9190 | 667062 | Selector A22NS 22 dia., 3 position, NON-Lighted, bezel metal, auto reset on L/R, color black, 2NO1NC
A22NS-3RB-NBA-G212-NN | 8560 | 662357 | Selector A22NS 22 dia., 3 position, NON-Lighted, bezel metal, auto reset on L/R, color black, 1NO2NC
A22NS-3RB-NBA-G220-NN | 8560 | 661349 | Selector A22NS Ø22, 3 position, NON-Lighted, bezel metal, AUTO RESET ON L/R, COLOR BLACK, 2NC
A22NS-3RB-NBA-G221-NN | 8560 | 665190 | Selector A22NS 22 dia., 3 position, NON-Lighted, bezel metal, auto reset on L/R, color black, 1NO2NC
A22NS-3RB-NBA-G222-NN | 9190 | 662072 | Selector A22NS Ø22, 3 position, NON-Lighted, bezel metal, AUTO RESET ON L/R, COLOR BLACK, 3NC
A22NS-3RB-NGA-G011-NN | 8560 | 662069 | Selector A22NS Ø22, 3 position, NON-Lighted, bezel metal, AUTO RESET ON L/R, COLOR GREEN, 2NO
A22NS-3RB-NGA-G012-NN | 8560 | 664217 | Selector A22NS Ø22, 3 position, NON-Lighted, bezel metal, AUTO RESET ON L/R, COLOR GREEN, 1NO1NC
A22NS-3RB-NGA-G021-NN | 8560 | 659884 | Selector A22NS Ø22, 3 position, NON-Lighted, bezel metal, AUTO RESET ON L/R, COLOR GREEN, 1NO1NC
A22NS-3RB-NGA-G022-NN | 8560 | 667043 | Selector A22NS Ø22, 3 position, NON-Lighted, bezel metal, AUTO RESET ON L/R, COLOR GREEN, 2NC
A22NS-3RB-NGA-G101-NN | 8560 | 660250 | Selector A22NS Ø22, 3 position, NON-Lighted, bezel metal, AUTO RESET ON L/R, COLOR GREEN, 2NO
A22NS-3RB-NGA-G102-NN | 8560 | 661341 | Selector A22NS Ø22, 3 position, NON-Lighted, bezel metal, AUTO RESET ON L/R, COLOR GREEN, 1NO1NC
A22NS-3RB-NGA-G110-NN | 8560 | 662764 | Selector A22NS Ø22, 3 position, NON-Lighted, bezel metal, AUTO RESET ON L/R, COLOR GREEN, 2NO
A22NS-3RB-NGA-G111-NN | 9190 | 662341 | Selector A22NS Ø22, 3 position, NON-Lighted, bezel metal, AUTO RESET ON L/R, COLOR GREEN, 3NO
A22NS-3RB-NGA-G112-NN | 9190 | 660834 | Selector A22NS Ø22, 3 position, NON-Lighted, bezel metal, AUTO RESET ON L/R, COLOR GREEN, 2NO1NC
A22NS-3RB-NGA-G120-NN | 8560 | 663152 | Selector A22NS Ø22, 3 position, NON-Lighted, bezel metal, AUTO RESET ON L/R, COLOR GREEN, 1NO1NC
A22NS-3RB-NGA-G121-NN | 9190 | 665880 | Selector A22NS Ø22, 3 position, NON-Lighted, bezel metal, AUTO RESET ON L/R, COLOR GREEN, 2NO1NC
A22NS-3RB-NGA-G122-NN | 8560 | 666801 | Selector A22NS Ø22, 3 position, NON-Lighted, bezel metal, AUTO RESET ON L/R, COLOR GREEN, 1NO2NC
A22NS-3RB-NGA-G201-NN | 8560 | 663708 | Selector A22NS Ø22, 3 position, NON-Lighted, bezel metal, AUTO RESET ON L/R, COLOR GREEN, 1NO1NC
A22NS-3RB-NGA-G202-NN | 8560 | 665176 | Selector A22NS Ø22, 3 position, NON-Lighted, bezel metal, AUTO RESET ON L/R, COLOR GREEN, 2NC
A22NS-3RB-NGA-G210-NN | 8560 | 661758 | Selector A22NS Ø22, 3 position, NON-Lighted, bezel metal, AUTO RESET ON L/R, COLOR GREEN, 1NO1C
A22NS-3RB-NGA-G211-NN | 9190 | 666132 | Selector A22NS Ø22, 3 position, NON-Lighted, bezel metal, AUTO RESET ON L/R, COLOR GREEN, 2NO1NC
A22NS-3RB-NGA-G212-NN | 8560 | 665944 | Selector A22NS Ø22, 3 position, NON-Lighted, bezel metal, AUTO RESET ON L/R, COLOR GREEN, 1NO2NC
A22NS-3RB-NGA-G220-NN | 8560 | 660193 | Selector A22NS Ø22, 3 position, NON-Lighted, bezel metal, AUTO RESET ON L/R, COLOR GREEN, 2NC
A22NS-3RB-NGA-G221-NN | 8560 | 662140 | Selector A22NS Ø22, 3 position, NON-Lighted, bezel metal, AUTO RESET ON L/R, COLOR GREEN, 1NO2NC
A22NS-3RB-NGA-G222-NN | 9190 | 660827 | Selector A22NS Ø22, 3 position, NON-Lighted, bezel metal, AUTO RESET ON L/R, COLOR GREEN, 3NC
A22NS-3RB-NRA-G011-NN | 8560 | 663709 | Selector A22NS Ø22, 3 position, NON-Lighted, bezel metal, AUTO RESET ON L/R, COLOR RED, 2NO
A22NS-3RB-NRA-G012-NN | 8560 | 664608 | Selector A22NS Ø22, 3 position, NON-Lighted, bezel metal, AUTO RESET ON L/R, COLOR RED, 1NO1NC
A22NS-3RB-NRA-G021-NN | 8560 | 665585 | Selector A22NS Ø22, 3 position, NON-Lighted, bezel metal, AUTO RESET ON L/R, COLOR RED, 1NO1NC
A22NS-3RB-NRA-G022-NN | 8560 | 660192 | Selector A22NS Ø22, 3 position, NON-Lighted, bezel metal, AUTO RESET ON L/R, COLOR RED, 2NC
A22NS-3RB-NRA-G101-NN | 8560 | 660191 | Selector A22NS Ø22, 3 position, NON-Lighted, bezel metal, AUTO RESET ON L/R, COLOR RED, 2NO
A22NS-3RB-NRA-G102-NN | 8560 | 663083 | Selector A22NS Ø22, 3 position, NON-Lighted, bezel metal, AUTO RESET ON L/R, COLOR RED, 1NO1NC
A22NS-3RB-NRA-G110-NN | 8560 | 662766 | Selector A22NS Ø22, 3 position, NON-Lighted, bezel metal, AUTO RESET ON L/R, COLOR RED, 2NO
A22NS-3RB-NRA-G111-NN | 9190 | 661121 | Selector A22NS Ø22, 3 position, NON-Lighted, bezel metal, AUTO RESET ON L/R, COLOR RED, 3NO
A22NS-3RB-NRA-G112-NN | 9190 | 662340 | Selector A22NS Ø22, 3 position, NON-Lighted, bezel metal, AUTO RESET ON L/R, COLOR RED, 2NO1NC
A22NS-3RB-NRA-G120-NN | 8560 | 665576 | Selector A22NS Ø22, 3 position, NON-Lighted, bezel metal, AUTO RESET ON L/R, COLOR RED, 1NO1NC
A22NS-3RB-NRA-G121-NN | 9190 | 661120 | Selector A22NS Ø22, 3 position, NON-Lighted, bezel metal, AUTO RESET ON L/R, COLOR RED, 2NO1NC
A22NS-3RB-NRA-G122-NN | 8560 | 664609 | Selector A22NS Ø22, 3 position, NON-Lighted, bezel metal, AUTO RESET ON L/R, COLOR RED, 1NO2NC
A22NS-3RB-NRA-G201-NN | 8560 | 660421 | Selector A22NS Ø22, 3 position, NON-Lighted, bezel metal, AUTO RESET ON L/R, COLOR RED, 1NO1NC
A22NS-3RB-NRA-G202-NN | 8560 | 666506 | Selector A22NS Ø22, 3 position, NON-Lighted, bezel metal, AUTO RESET ON L/R, COLOR RED, 2NC
A22NS-3RB-NRA-G210-NN | 8560 | 664993 | Selector A22NS Ø22, 3 position, NON-Lighted, bezel metal, AUTO RESET ON L/R, COLOR RED, 1NO1C
A22NS-3RB-NRA-G211-NN | 9190 | 664913 | Selector A22NS Ø22, 3 position, NON-Lighted, bezel metal, AUTO RESET ON L/R, COLOR RED, 2NO1NC
A22NS-3RB-NRA-G212-NN | 8560 | 664054 | Selector A22NS Ø22, 3 position, NON-Lighted, bezel metal, AUTO RESET ON L/R, COLOR RED, 1NO2NC
A22NS-3RB-NRA-G220-NN | 8560 | 666133 | Selector A22NS Ø22, 3 position, NON-Lighted, bezel metal, AUTO RESET ON L/R, COLOR RED, 2NC
A22NS-3RB-NRA-G221-NN | 8560 | 663325 | Selector A22NS Ø22, 3 position, NON-Lighted, bezel metal, AUTO RESET ON L/R, COLOR RED, 1NO2NC
A22NS-3RB-NRA-G222-NN | 9190 | 660833 | Selector A22NS Ø22, 3 position, NON-Lighted, bezel metal, AUTO RESET ON L/R, COLOR RED, 3NC
A22NS-3RB-NWA-G011-NN | 8560 | 665189 | Selector A22NS Ø22, 3 position, NON-Lighted, bezel metal, AUTO RESET ON L/R, COLOR WHITE, 2NO
A22NS-3RB-NWA-G012-NN | 8560 | 664223 | Selector A22NS Ø22, 3 position, NON-Lighted, bezel metal, AUTO RESET ON L/R, COLOR WHITE, 1NO1NC
A22NS-3RB-NWA-G021-NN | 8560 | 660444 | Selector A22NS Ø22, 3 position, NON-Lighted, bezel metal, AUTO RESET ON L/R, COLOR WHITE, 1NO1NC
A22NS-3RB-NWA-G022-NN | 8560 | 666168 | Selector A22NS Ø22, 3 position, NON-Lighted, bezel metal, AUTO RESET ON L/R, COLOR WHITE, 2NC
A22NS-3RB-NWA-G101-NN | 8560 | 665201 | Selector A22NS Ø22, 3 position, NON-Lighted, bezel metal, AUTO RESET ON L/R, COLOR WHITE, 2NO
A22NS-3RB-NWA-G102-NN | 8560 | 665589 | Selector A22NS Ø22, 3 position, NON-Lighted, bezel metal, AUTO RESET ON L/R, COLOR WHITE, 1NO1NC
A22NS-3RB-NWA-G110-NN | 8560 | 662358 | Selector A22NS Ø22, 3 position, NON-Lighted, bezel metal, AUTO RESET ON L/R, COLOR WHITE, 2NO
A22NS-3RB-NWA-G111-NN | 9190 | 665191 | Selector A22NS Ø22, 3 position, NON-Lighted, bezel metal, AUTO RESET ON L/R, COLOR WHITE, 3NO
A22NS-3RB-NWA-G112-NN | 9190 | 667061 | Selector A22NS Ø22, 3 position, NON-Lighted, bezel metal, AUTO RESET ON L/R, COLOR WHITE, 2NO1NC
A22NS-3RB-NWA-G120-NN | 8560 | 665182 | Selector A22NS Ø22, 3 position, NON-Lighted, bezel metal, AUTO RESET ON L/R, COLOR WHITE, 1NO1NC
A22NS-3RB-NWA-G121-NN | 9190 | 664243 | Selector A22NS Ø22, 3 position, NON-Lighted, bezel metal, AUTO RESET ON L/R, COLOR WHITE, 2NO1NC
A22NS-3RB-NWA-G122-NN | 8560 | 666141 | Selector A22NS Ø22, 3 position, NON-Lighted, bezel metal, AUTO RESET ON L/R, COLOR WHITE, 1NO2NC
A22NS-3RB-NWA-G201-NN | 8560 | 663327 | Selector A22NS Ø22, 3 position, NON-Lighted, bezel metal, AUTO RESET ON L/R, COLOR WHITE, 1NO1NC
A22NS-3RB-NWA-G202-NN | 8560 | 660429 | Selector A22NS Ø22, 3 position, NON-Lighted, bezel metal, AUTO RESET ON L/R, COLOR WHITE, 2NC
A22NS-3RB-NWA-G210-NN | 8560 | 659904 | Selector A22NS Ø22, 3 position, NON-Lighted, bezel metal, AUTO RESET ON L/R, COLOR WHITE, 1NO1C
A22NS-3RB-NWA-G211-NN | 9190 | 663338 | Selector A22NS Ø22, 3 position, NON-Lighted, bezel metal, AUTO RESET ON L/R, COLOR WHITE, 2NO1NC
A22NS-3RB-NWA-G212-NN | 8560 | 665126 | Selector A22NS Ø22, 3 position, NON-Lighted, bezel metal, AUTO RESET ON L/R, COLOR WHITE, 1NO2NC
A22NS-3RB-NWA-G220-NN | 8560 | 660196 | Selector A22NS Ø22, 3 position, NON-Lighted, bezel metal, AUTO RESET ON L/R, COLOR WHITE, 2NC
A22NS-3RB-NWA-G221-NN | 8560 | 665179 | Selector A22NS Ø22, 3 position, NON-Lighted, bezel metal, AUTO RESET ON L/R, COLOR WHITE, 1NO2NC
A22NS-3RB-NWA-G222-NN | 9190 | 664242 | Selector A22NS Ø22, 3 position, NON-Lighted, bezel metal, AUTO RESET ON L/R, COLOR WHITE, 3NC
A22NS-3RB-NYA-G011-NN | 8560 | 666529 | Selector A22NS Ø22, 3 position, NON-Lighted, bezel metal, AUTO RESET ON L/R, COLOR YELLOW, 2NO
A22NS-3RB-NYA-G012-NN | 8560 | 664009 | Selector A22NS Ø22, 3 position, NON-Lighted, bezel metal, AUTO RESET ON L/R, COLOR YELLOW, 1NO1NC
A22NS-3RB-NYA-G021-NN | 8560 | 665590 | Selector A22NS Ø22, 3 position, NON-Lighted, bezel metal, AUTO RESET ON L/R, COLOR YELLOW, 1NO1NC
A22NS-3RB-NYA-G022-NN | 8560 | 663346 | Selector A22NS Ø22, 3 position, NON-Lighted, bezel metal, AUTO RESET ON L/R, COLOR YELLOW, 2NC
A22NS-3RB-NYA-G101-NN | 8560 | 664222 | Selector A22NS Ø22, 3 position, NON-Lighted, bezel metal, AUTO RESET ON L/R, COLOR YELLOW, 2NO
A22NS-3RB-NYA-G102-NN | 8560 | 665946 | Selector A22NS Ø22, 3 position, NON-Lighted, bezel metal, AUTO RESET ON L/R, COLOR YELLOW, 1NO1NC
A22NS-3RB-NYA-G110-NN | 8560 | 664988 | Selector A22NS Ø22, 3 position, NON-Lighted, bezel metal, AUTO RESET ON L/R, COLOR YELLOW, 2NO
A22NS-3RB-NYA-G111-NN | 9190 | 667073 | Selector A22NS Ø22, 3 position, NON-Lighted, bezel metal, AUTO RESET ON L/R, COLOR YELLOW, 3NO
A22NS-3RB-NYA-G112-NN | 9190 | 665180 | Selector A22NS Ø22, 3 position, NON-Lighted, bezel metal, AUTO RESET ON L/R, COLOR YELLOW, 2NO1NC
A22NS-3RB-NYA-G120-NN | 8560 | 660430 | Selector A22NS Ø22, 3 position, NON-Lighted, bezel metal, AUTO RESET ON L/R, COLOR YELLOW, 1NO1NC
A22NS-3RB-NYA-G121-NN | 9190 | 667063 | Selector A22NS Ø22, 3 position, NON-Lighted, bezel metal, AUTO RESET ON L/R, COLOR YELLOW, 2NO1NC
A22NS-3RB-NYA-G122-NN | 8560 | 667064 | Selector A22NS Ø22, 3 position, NON-Lighted, bezel metal, AUTO RESET ON L/R, COLOR YELLOW, 1NO2NC
A22NS-3RB-NYA-G201-NN | 8560 | 660185 | Selector A22NS Ø22, 3 position, NON-Lighted, bezel metal, AUTO RESET ON L/R, COLOR YELLOW, 1NO1NC
A22NS-3RB-NYA-G202-NN | 8560 | 663998 | Selector A22NS Ø22, 3 position, NON-Lighted, bezel metal, AUTO RESET ON L/R, COLOR YELLOW, 2NC
A22NS-3RB-NYA-G210-NN | 8560 | 664174 | Selector A22NS Ø22, 3 position, NON-Lighted, bezel metal, AUTO RESET ON L/R, COLOR YELLOW, 1NO1C
A22NS-3RB-NYA-G211-NN | 9190 | 664172 | Selector A22NS Ø22, 3 position, NON-Lighted, bezel metal, AUTO RESET ON L/R, COLOR YELLOW, 2NO1NC
A22NS-3RB-NYA-G212-NN | 8560 | 665117 | Selector A22NS Ø22, 3 position, NON-Lighted, bezel metal, AUTO RESET ON L/R, COLOR YELLOW, 1NO2NC
A22NS-3RB-NYA-G220-NN | 8560 | 664232 | Selector A22NS Ø22, 3 position, NON-Lighted, bezel metal, AUTO RESET ON L/R, COLOR YELLOW, 2NC
A22NS-3RB-NYA-G221-NN | 8560 | 666157 | Selector A22NS Ø22, 3 position, NON-Lighted, bezel metal, AUTO RESET ON L/R, COLOR YELLOW, 1NO2NC
A22NS-3RB-NYA-G222-NN | 9190 | 667072 | Selector A22NS Ø22, 3 position, NON-Lighted, bezel metal, AUTO RESET ON L/R, COLOR YELLOW, 3NC
A22NS-3RL-NAA-G011-NN | 8560 | 659878 | Selector A22NS Ø22, 3 position, NON-Lighted, bezel metal, AUTO RESET ON LEFT, COLOR BLUE, 2NO
A22NS-3RL-NAA-G012-NN | 8560 | 660818 | Selector A22NS Ø22, 3 position, NON-Lighted, bezel metal, AUTO RESET ON LEFT, COLOR BLUE, 1NO1NC
A22NS-3RL-NAA-G021-NN | 8560 | 662754 | Selector A22NS Ø22, 3 position, NON-Lighted, bezel metal, AUTO RESET ON LEFT, COLOR BLUE, 1NO1NC
A22NS-3RL-NAA-G022-NN | 8560 | 661461 | Selector A22NS Ø22, 3 position, NON-Lighted, bezel metal, AUTO RESET ON LEFT, COLOR BLUE, 2NC
A22NS-3RL-NAA-G101-NN | 8560 | 664583 | Selector A22NS Ø22, 3 position, NON-Lighted, bezel metal, AUTO RESET ON LEFT, COLOR BLUE, 2NO
A22NS-3RL-NAA-G102-NN | 8560 | 660811 | Selector A22NS Ø22, 3 position, NON-Lighted, bezel metal, AUTO RESET ON LEFT, COLOR BLUE, 1NO1NC
A22NS-3RL-NAA-G110-NN | 8560 | 661460 | Selector A22NS Ø22, 3 position, NON-Lighted, bezel metal, AUTO RESET ON LEFT, COLOR BLUE, 2NO
A22NS-3RL-NAA-G111-NN | 9190 | 664341 | Selector A22NS Ø22, 3 position, NON-Lighted, bezel metal, AUTO RESET ON LEFT, COLOR BLUE, 3NO
A22NS-3RL-NAA-G112-NN | 9190 | 662468 | Selector A22NS Ø22, 3 position, NON-Lighted, bezel metal, AUTO RESET ON LEFT, COLOR BLUE, 2NO1NC
A22NS-3RL-NAA-G120-NN | 8560 | 662745 | Selector A22NS Ø22, 3 position, NON-Lighted, bezel metal, AUTO RESET ON LEFT, COLOR BLUE, 1NO1NC
A22NS-3RL-NAA-G121-NN | 9190 | 666498 | Selector A22NS Ø22, 3 position, NON-Lighted, bezel metal, AUTO RESET ON LEFT, COLOR BLUE, 2NO1NC
A22NS-3RL-NAA-G122-NN | 8560 | 663686 | Selector A22NS Ø22, 3 position, NON-Lighted, bezel metal, AUTO RESET ON LEFT, COLOR BLUE, 1NO2NC
A22NS-3RL-NAA-G201-NN | 8560 | 659877 | Selector A22NS Ø22, 3 position, NON-Lighted, bezel metal, AUTO RESET ON LEFT, COLOR BLUE, 1NO1NC
A22NS-3RL-NAA-G202-NN | 8560 | 664586 | Selector A22NS Ø22, 3 position, NON-Lighted, bezel metal, AUTO RESET ON LEFT, COLOR BLUE, 2NC
A22NS-3RL-NAA-G210-NN | 8560 | 663438 | Selector A22NS Ø22, 3 position, NON-Lighted, bezel metal, AUTO RESET ON LEFT, COLOR BLUE, 1NO1C
A22NS-3RL-NAA-G211-NN | 9190 | 665557 | Selector A22NS Ø22, 3 position, NON-Lighted, bezel metal, AUTO RESET ON LEFT, COLOR BLUE, 2NO1NC
A22NS-3RL-NAA-G212-NN | 8560 | 666490 | Selector A22NS Ø22, 3 position, NON-Lighted, bezel metal, AUTO RESET ON LEFT, COLOR BLUE, 1NO2NC
A22NS-3RL-NAA-G220-NN | 8560 | 662746 | Selector A22NS Ø22, 3 position, NON-Lighted, bezel metal, AUTO RESET ON LEFT, COLOR BLUE, 2NC
A22NS-3RL-NAA-G221-NN | 8560 | 660808 | Selector A22NS Ø22, 3 position, NON-Lighted, bezel metal, AUTO RESET ON LEFT, COLOR BLUE, 1NO2NC
A22NS-3RL-NAA-G222-NN | 9190 | 660539 | Selector A22NS Ø22, 3 position, NON-Lighted, bezel metal, AUTO RESET ON LEFT, COLOR BLUE, 3NC
A22NS-3RL-NBA-G011-NN | 8560 | 663675 | Selector A22NS Ø22, 3 position, NON-Lighted, bezel metal, AUTO RESET ON LEFT, COLOR BLACK, 2NO
A22NS-3RL-NBA-G012-NN | 8560 | 665556 | Selector A22NS Ø22, 3 position, NON-Lighted, bezel metal, AUTO RESET ON LEFT, COLOR BLACK, 1NO1NC
A22NS-3RL-NBA-G021-NN | 8560 | 662744 | Selector A22NS Ø22, 3 position, NON-Lighted, bezel metal, AUTO RESET ON LEFT, COLOR BLACK, 1NO1NC
A22NS-3RL-NBA-G022-NN | 8560 | 660826 | Selector A22NS Ø22, 3 position, NON-Lighted, bezel metal, AUTO RESET ON LEFT, COLOR BLACK, 2NC
A22NS-3RL-NBA-G101-NN | 8560 | 660538 | Selector A22NS Ø22, 3 position, NON-Lighted, bezel metal, AUTO RESET ON LEFT, COLOR BLACK, 2NO
A22NS-3RL-NBA-G102-NN | 8560 | 663685 | Selector A22NS Ø22, 3 position, NON-Lighted, bezel metal, AUTO RESET ON LEFT, COLOR BLACK, 1NO1NC
A22NS-3RL-NBA-G110-NN | 8560 | 663439 | Selector A22NS Ø22, 3 position, NON-Lighted, bezel metal, AUTO RESET ON LEFT, COLOR BLACK, 2NO
A22NS-3RL-NBA-G111-NN | 9190 | 666499 | Selector A22NS Ø22, 3 position, NON-Lighted, bezel metal, AUTO RESET ON LEFT, COLOR BLACK, 3NO
A22NS-3RL-NBA-G112-NN | 9190 | 661737 | Selector A22NS Ø22, 3 position, NON-Lighted, bezel metal, AUTO RESET ON LEFT, COLOR BLACK, 2NO1NC
A22NS-3RL-NBA-G120-NN | 8560 | 659869 | Selector A22NS Ø22, 3 position, NON-Lighted, bezel metal, AUTO RESET ON LEFT, COLOR BLACK, 1NO1NC
A22NS-3RL-NBA-G121-NN | 9190 | 664340 | Selector A22NS Ø22, 3 position, NON-Lighted, bezel metal, AUTO RESET ON LEFT, COLOR BLACK, 2NO1NC
A22NS-3RL-NBA-G122-NN | 8560 | 666505 | Selector A22NS Ø22, 3 position, NON-Lighted, bezel metal, AUTO RESET ON LEFT, COLOR BLACK, 1NO2NC
A22NS-3RL-NBA-G201-NN | 8560 | 666504 | Selector A22NS Ø22, 3 position, NON-Lighted, bezel metal, AUTO RESET ON LEFT, COLOR BLACK, 1NO1NC
A22NS-3RL-NBA-G202-NN | 8560 | 661746 | Selector A22NS Ø22, 3 position, NON-Lighted, bezel metal, AUTO RESET ON LEFT, COLOR BLACK, 2NC
A22NS-3RL-NBA-G210-NN | 8560 | 664339 | Selector A22NS Ø22, 3 position, NON-Lighted, bezel metal, AUTO RESET ON LEFT, COLOR BLACK, 1NO1C
A22NS-3RL-NBA-G211-NN | 9190 | 667168 | Selector A22NS Ø22, 3 position, NON-Lighted, bezel metal, AUTO RESET ON LEFT, COLOR BLACK, 2NO1NC
A22NS-3RL-NBA-G212-NN | 8560 | 664585 | Selector A22NS Ø22, 3 position, NON-Lighted, bezel metal, AUTO RESET ON LEFT, COLOR BLACK, 1NO2NC
A22NS-3RL-NBA-G220-NN | 8560 | 660810 | Selector A22NS Ø22, 3 position, NON-Lighted, bezel metal, AUTO RESET ON LEFT, COLOR BLACK, 2NC
A22NS-3RL-NBA-G221-NN | 8560 | 663695 | Selector A22NS Ø22, 3 position, NON-Lighted, bezel metal, AUTO RESET ON LEFT, COLOR BLACK, 1NO2NC
A22NS-3RL-NBA-G222-NN | 9190 | 667169 | Selector A22NS Ø22, 3 position, NON-Lighted, bezel metal, AUTO RESET ON LEFT, COLOR BLACK, 3NC
A22NS-3RL-NGA-G011-NN | 8560 | 661852 | Selector A22NS Ø22, 3 position, NON-Lighted, bezel metal, AUTO RESET ON LEFT, COLOR GREEN, 2NO
A22NS-3RL-NGA-G012-NN | 8560 | 665666 | Selector A22NS Ø22, 3 position, NON-Lighted, bezel metal, AUTO RESET ON LEFT, COLOR GREEN, 1NO1NC
A22NS-3RL-NGA-G021-NN | 8560 | 662452 | Selector A22NS Ø22, 3 position, NON-Lighted, bezel metal, AUTO RESET ON LEFT, COLOR GREEN, 1NO1NC
A22NS-3RL-NGA-G022-NN | 8560 | 662457 | Selector A22NS Ø22, 3 position, NON-Lighted, bezel metal, AUTO RESET ON LEFT, COLOR GREEN, 2NC
A22NS-3RL-NGA-G101-NN | 8560 | 664680 | Selector A22NS Ø22, 3 position, NON-Lighted, bezel metal, AUTO RESET ON LEFT, COLOR GREEN, 2NO
A22NS-3RL-NGA-G102-NN | 8560 | 659989 | Selector A22NS Ø22, 3 position, NON-Lighted, bezel metal, AUTO RESET ON LEFT, COLOR GREEN, 1NO1NC
A22NS-3RL-NGA-G110-NN | 8560 | 662456 | Selector A22NS Ø22, 3 position, NON-Lighted, bezel metal, AUTO RESET ON LEFT, COLOR GREEN, 2NO
A22NS-3RL-NGA-G111-NN | 9190 | 665657 | Selector A22NS Ø22, 3 position, NON-Lighted, bezel metal, AUTO RESET ON LEFT, COLOR GREEN, 3NO
A22NS-3RL-NGA-G112-NN | 9190 | 661844 | Selector A22NS Ø22, 3 position, NON-Lighted, bezel metal, AUTO RESET ON LEFT, COLOR GREEN, 2NO1NC
A22NS-3RL-NGA-G120-NN | 8560 | 660524 | Selector A22NS Ø22, 3 position, NON-Lighted, bezel metal, AUTO RESET ON LEFT, COLOR GREEN, 1NO1NC
A22NS-3RL-NGA-G121-NN | 9190 | 662455 | Selector A22NS Ø22, 3 position, NON-Lighted, bezel metal, AUTO RESET ON LEFT, COLOR GREEN, 2NO1NC
A22NS-3RL-NGA-G122-NN | 8560 | 666594 | Selector A22NS Ø22, 3 position, NON-Lighted, bezel metal, AUTO RESET ON LEFT, COLOR GREEN, 1NO2NC
A22NS-3RL-NGA-G201-NN | 8560 | 660900 | Selector A22NS Ø22, 3 position, NON-Lighted, bezel metal, AUTO RESET ON LEFT, COLOR GREEN, 1NO1NC
A22NS-3RL-NGA-G202-NN | 8560 | 665665 | Selector A22NS Ø22, 3 position, NON-Lighted, bezel metal, AUTO RESET ON LEFT, COLOR GREEN, 2NC
A22NS-3RL-NGA-G210-NN | 8560 | 666597 | Selector A22NS Ø22, 3 position, NON-Lighted, bezel metal, AUTO RESET ON LEFT, COLOR GREEN, 1NO1C
A22NS-3RL-NGA-G211-NN | 9190 | 666596 | Selector A22NS Ø22, 3 position, NON-Lighted, bezel metal, AUTO RESET ON LEFT, COLOR GREEN, 2NO1NC
A22NS-3RL-NGA-G212-NN | 8560 | 661451 | Selector A22NS Ø22, 3 position, NON-Lighted, bezel metal, AUTO RESET ON LEFT, COLOR GREEN, 1NO2NC
A22NS-3RL-NGA-G220-NN | 8560 | 663428 | Selector A22NS Ø22, 3 position, NON-Lighted, bezel metal, AUTO RESET ON LEFT, COLOR GREEN, 2NC
A22NS-3RL-NGA-G221-NN | 8560 | 665554 | Selector A22NS Ø22, 3 position, NON-Lighted, bezel metal, AUTO RESET ON LEFT, COLOR GREEN, 1NO2NC
A22NS-3RL-NGA-G222-NN | 9190 | 664679 | Selector A22NS Ø22, 3 position, NON-Lighted, bezel metal, AUTO RESET ON LEFT, COLOR GREEN, 3NC
A22NS-3RL-NRA-G011-NN | 8560 | 662454 | Selector A22NS Ø22, 3 position, NON-Lighted, bezel metal, AUTO RESET ON LEFT, COLOR RED, 2NO
A22NS-3RL-NRA-G012-NN | 8560 | 665656 | Selector A22NS Ø22, 3 position, NON-Lighted, bezel metal, AUTO RESET ON LEFT, COLOR RED, 1NO1NC
A22NS-3RL-NRA-G021-NN | 8560 | 660521 | Selector A22NS Ø22, 3 position, NON-Lighted, bezel metal, AUTO RESET ON LEFT, COLOR RED, 1NO1NC
A22NS-3RL-NRA-G022-NN | 8560 | 662453 | Selector A22NS Ø22, 3 position, NON-Lighted, bezel metal, AUTO RESET ON LEFT, COLOR RED, 2NC
A22NS-3RL-NRA-G101-NN | 8560 | 664338 | Selector A22NS Ø22, 3 position, NON-Lighted, bezel metal, AUTO RESET ON LEFT, COLOR RED, 2NO
A22NS-3RL-NRA-G102-NN | 8560 | 661854 | Selector A22NS Ø22, 3 position, NON-Lighted, bezel metal, AUTO RESET ON LEFT, COLOR RED, 1NO1NC
A22NS-3RL-NRA-G110-NN | 8560 | 660523 | Selector A22NS Ø22, 3 position, NON-Lighted, bezel metal, AUTO RESET ON LEFT, COLOR RED, 2NO
A22NS-3RL-NRA-G111-NN | 9190 | 662458 | Selector A22NS Ø22, 3 position, NON-Lighted, bezel metal, AUTO RESET ON LEFT, COLOR RED, 3NO
A22NS-3RL-NRA-G112-NN | 9190 | 666598 | Selector A22NS Ø22, 3 position, NON-Lighted, bezel metal, AUTO RESET ON LEFT, COLOR RED, 2NO1NC
A22NS-3RL-NRA-G120-NN | 8560 | 659988 | Selector A22NS Ø22, 3 position, NON-Lighted, bezel metal, AUTO RESET ON LEFT, COLOR RED, 1NO1NC
A22NS-3RL-NRA-G121-NN | 9190 | 664331 | Selector A22NS Ø22, 3 position, NON-Lighted, bezel metal, AUTO RESET ON LEFT, COLOR RED, 2NO1NC
A22NS-3RL-NRA-G122-NN | 8560 | 666595 | Selector A22NS Ø22, 3 position, NON-Lighted, bezel metal, AUTO RESET ON LEFT, COLOR RED, 1NO2NC
A22NS-3RL-NRA-G201-NN | 8560 | 660899 | Selector A22NS Ø22, 3 position, NON-Lighted, bezel metal, AUTO RESET ON LEFT, COLOR RED, 1NO1NC
A22NS-3RL-NRA-G202-NN | 8560 | 664337 | Selector A22NS Ø22, 3 position, NON-Lighted, bezel metal, AUTO RESET ON LEFT, COLOR RED, 2NC
A22NS-3RL-NRA-G210-NN | 8560 | 665289 | Selector A22NS Ø22, 3 position, NON-Lighted, bezel metal, AUTO RESET ON LEFT, COLOR RED, 1NO1C
A22NS-3RL-NRA-G211-NN | 9190 | 660901 | Selector A22NS Ø22, 3 position, NON-Lighted, bezel metal, AUTO RESET ON LEFT, COLOR RED, 2NO1NC
A22NS-3RL-NRA-G212-NN | 8560 | 660522 | Selector A22NS Ø22, 3 position, NON-Lighted, bezel metal, AUTO RESET ON LEFT, COLOR RED, 1NO2NC
A22NS-3RL-NRA-G220-NN | 8560 | 667158 | Selector A22NS Ø22, 3 position, NON-Lighted, bezel metal, AUTO RESET ON LEFT, COLOR RED, 2NC
A22NS-3RL-NRA-G221-NN | 8560 | 664681 | Selector A22NS Ø22, 3 position, NON-Lighted, bezel metal, AUTO RESET ON LEFT, COLOR RED, 1NO2NC
A22NS-3RL-NRA-G222-NN | 9190 | 660536 | Selector A22NS Ø22, 3 position, NON-Lighted, bezel metal, AUTO RESET ON LEFT, COLOR RED, 3NC
A22NS-3RL-NWA-G011-NN | 8560 | 660812 | Selector A22NS Ø22, 3 position, NON-Lighted, bezel metal, AUTO RESET ON LEFT, COLOR WHITE, 2NO
A22NS-3RL-NWA-G012-NN | 8560 | 662306 | Selector A22NS Ø22, 3 position, NON-Lighted, bezel metal, AUTO RESET ON LEFT, COLOR WHITE, 1NO1NC
A22NS-3RL-NWA-G021-NN | 8560 | 659879 | Selector A22NS Ø22, 3 position, NON-Lighted, bezel metal, AUTO RESET ON LEFT, COLOR WHITE, 1NO1NC
A22NS-3RL-NWA-G022-NN | 8560 | 666112 | Selector A22NS Ø22, 3 position, NON-Lighted, bezel metal, AUTO RESET ON LEFT, COLOR WHITE, 2NC
A22NS-3RL-NWA-G101-NN | 8560 | 663674 | Selector A22NS Ø22, 3 position, NON-Lighted, bezel metal, AUTO RESET ON LEFT, COLOR WHITE, 2NO
A22NS-3RL-NWA-G102-NN | 8560 | 664600 | Selector A22NS Ø22, 3 position, NON-Lighted, bezel metal, AUTO RESET ON LEFT, COLOR WHITE, 1NO1NC
A22NS-3RL-NWA-G110-NN | 8560 | 660809 | Selector A22NS Ø22, 3 position, NON-Lighted, bezel metal, AUTO RESET ON LEFT, COLOR WHITE, 2NO
A22NS-3RL-NWA-G111-NN | 9190 | 664584 | Selector A22NS Ø22, 3 position, NON-Lighted, bezel metal, AUTO RESET ON LEFT, COLOR WHITE, 3NO
A22NS-3RL-NWA-G112-NN | 9190 | 667170 | Selector A22NS Ø22, 3 position, NON-Lighted, bezel metal, AUTO RESET ON LEFT, COLOR WHITE, 2NO1NC
A22NS-3RL-NWA-G120-NN | 8560 | 665291 | Selector A22NS Ø22, 3 position, NON-Lighted, bezel metal, AUTO RESET ON LEFT, COLOR WHITE, 1NO1NC
A22NS-3RL-NWA-G121-NN | 9190 | 664593 | Selector A22NS Ø22, 3 position, NON-Lighted, bezel metal, AUTO RESET ON LEFT, COLOR WHITE, 2NO1NC
A22NS-3RL-NWA-G122-NN | 8560 | 659861 | Selector A22NS Ø22, 3 position, NON-Lighted, bezel metal, AUTO RESET ON LEFT, COLOR WHITE, 1NO2NC
A22NS-3RL-NWA-G201-NN | 8560 | 661732 | Selector A22NS Ø22, 3 position, NON-Lighted, bezel metal, AUTO RESET ON LEFT, COLOR WHITE, 1NO1NC
A22NS-3RL-NWA-G202-NN | 8560 | 666497 | Selector A22NS Ø22, 3 position, NON-Lighted, bezel metal, AUTO RESET ON LEFT, COLOR WHITE, 2NC
A22NS-3RL-NWA-G210-NN | 8560 | 660819 | Selector A22NS Ø22, 3 position, NON-Lighted, bezel metal, AUTO RESET ON LEFT, COLOR WHITE, 1NO1C
A22NS-3RL-NWA-G211-NN | 9190 | 662728 | Selector A22NS Ø22, 3 position, NON-Lighted, bezel metal, AUTO RESET ON LEFT, COLOR WHITE, 2NO1NC
A22NS-3RL-NWA-G212-NN | 8560 | 660813 | Selector A22NS Ø22, 3 position, NON-Lighted, bezel metal, AUTO RESET ON LEFT, COLOR WHITE, 1NO2NC
A22NS-3RL-NWA-G220-NN | 8560 | 662739 | Selector A22NS Ø22, 3 position, NON-Lighted, bezel metal, AUTO RESET ON LEFT, COLOR WHITE, 2NC
A22NS-3RL-NWA-G221-NN | 8560 | 663440 | Selector A22NS Ø22, 3 position, NON-Lighted, bezel metal, AUTO RESET ON LEFT, COLOR WHITE, 1NO2NC
A22NS-3RL-NWA-G222-NN | 9190 | 664575 | Selector A22NS Ø22, 3 position, NON-Lighted, bezel metal, AUTO RESET ON LEFT, COLOR WHITE, 3NC
A22NS-3RL-NYA-G011-NN | 8560 | 660537 | Selector A22NS Ø22, 3 position, NON-Lighted, bezel metal, AUTO RESET ON LEFT, COLOR YELLOW, 2NO
A22NS-3RL-NYA-G012-NN | 8560 | 664342 | Selector A22NS Ø22, 3 position, NON-Lighted, bezel metal, AUTO RESET ON LEFT, COLOR YELLOW, 1NO1NC
A22NS-3RL-NYA-G021-NN | 8560 | 659856 | Selector A22NS Ø22, 3 position, NON-Lighted, bezel metal, AUTO RESET ON LEFT, COLOR YELLOW, 1NO1NC
A22NS-3RL-NYA-G022-NN | 8560 | 664577 | Selector A22NS Ø22, 3 position, NON-Lighted, bezel metal, AUTO RESET ON LEFT, COLOR YELLOW, 2NC
A22NS-3RL-NYA-G101-NN | 8560 | 660897 | Selector A22NS Ø22, 3 position, NON-Lighted, bezel metal, AUTO RESET ON LEFT, COLOR YELLOW, 2NO
A22NS-3RL-NYA-G102-NN | 8560 | 661853 | Selector A22NS Ø22, 3 position, NON-Lighted, bezel metal, AUTO RESET ON LEFT, COLOR YELLOW, 1NO1NC
A22NS-3RL-NYA-G110-NN | 8560 | 659980 | Selector A22NS Ø22, 3 position, NON-Lighted, bezel metal, AUTO RESET ON LEFT, COLOR YELLOW, 2NO
A22NS-3RL-NYA-G111-NN | 9190 | 660525 | Selector A22NS Ø22, 3 position, NON-Lighted, bezel metal, AUTO RESET ON LEFT, COLOR YELLOW, 3NO
A22NS-3RL-NYA-G112-NN | 9190 | 665276 | Selector A22NS Ø22, 3 position, NON-Lighted, bezel metal, AUTO RESET ON LEFT, COLOR YELLOW, 2NO1NC
A22NS-3RL-NYA-G120-NN | 8560 | 665143 | Selector A22NS Ø22, 3 position, NON-Lighted, bezel metal, AUTO RESET ON LEFT, COLOR YELLOW, 1NO1NC
A22NS-3RL-NYA-G121-NN | 9190 | 665142 | Selector A22NS Ø22, 3 position, NON-Lighted, bezel metal, AUTO RESET ON LEFT, COLOR YELLOW, 2NO1NC
A22NS-3RL-NYA-G122-NN | 8560 | 664592 | Selector A22NS Ø22, 3 position, NON-Lighted, bezel metal, AUTO RESET ON LEFT, COLOR YELLOW, 1NO2NC
A22NS-3RL-NYA-G201-NN | 8560 | 664332 | Selector A22NS Ø22, 3 position, NON-Lighted, bezel metal, AUTO RESET ON LEFT, COLOR YELLOW, 1NO1NC
A22NS-3RL-NYA-G202-NN | 8560 | 664678 | Selector A22NS Ø22, 3 position, NON-Lighted, bezel metal, AUTO RESET ON LEFT, COLOR YELLOW, 2NC
A22NS-3RL-NYA-G210-NN | 8560 | 661449 | Selector A22NS Ø22, 3 position, NON-Lighted, bezel metal, AUTO RESET ON LEFT, COLOR YELLOW, 1NO1C
A22NS-3RL-NYA-G211-NN | 9190 | 659983 | Selector A22NS Ø22, 3 position, NON-Lighted, bezel metal, AUTO RESET ON LEFT, COLOR YELLOW, 2NO1NC
A22NS-3RL-NYA-G212-NN | 8560 | 661450 | Selector A22NS Ø22, 3 position, NON-Lighted, bezel metal, AUTO RESET ON LEFT, COLOR YELLOW, 1NO2NC
A22NS-3RL-NYA-G220-NN | 8560 | 665566 | Selector A22NS Ø22, 3 position, NON-Lighted, bezel metal, AUTO RESET ON LEFT, COLOR YELLOW, 2NC
A22NS-3RL-NYA-G221-NN | 8560 | 664576 | Selector A22NS Ø22, 3 position, NON-Lighted, bezel metal, AUTO RESET ON LEFT, COLOR YELLOW, 1NO2NC
A22NS-3RL-NYA-G222-NN | 9190 | 662729 | Selector A22NS Ø22, 3 position, NON-Lighted, bezel metal, AUTO RESET ON LEFT, COLOR YELLOW, 3NC
A22NS-3RM-NAA-G011-NN | 8560 | 665939 | Selector A22NS Ø22, 3 position, NON-Lighted, bezel metal, MANUAL, COLOR BLUE, 2NO
A22NS-3RM-NAA-G012-NN | 8560 | 666233 | Selector A22NS Ø22, 3 position, NON-Lighted, bezel metal, MANUAL, COLOR BLUE, 1NO1NC
A22NS-3RM-NAA-G021-NN | 8560 | 665274 | Selector A22NS Ø22, 3 position, NON-Lighted, bezel metal, MANUAL, COLOR BLUE, 1NO1NC
A22NS-3RM-NAA-G022-NN | 8560 | 659979 | Selector A22NS Ø22, 3 position, NON-Lighted, bezel metal, MANUAL, COLOR BLUE, 2NC
A22NS-3RM-NAA-G101-NN | 8560 | 665941 | Selector A22NS Ø22, 3 position, NON-Lighted, bezel metal, MANUAL, COLOR BLUE, 2NO
A22NS-3RM-NAA-G102-NN | 8560 | 660182 | Selector A22NS Ø22, 3 position, NON-Lighted, bezel metal, MANUAL, COLOR BLUE, 1NO1NC
A22NS-3RM-NAA-G110-NN | 8560 | 660832 | Selector A22NS Ø22, 3 position, NON-Lighted, bezel metal, MANUAL, COLOR BLUE, 2NO
A22NS-3RM-NAA-G111-NN | 9190 | 664905 | Selector A22NS Ø22, 3 position, NON-Lighted, bezel metal, MANUAL, COLOR BLUE, 3NO
A22NS-3RM-NAA-G112-NN | 9190 | 664987 | Selector A22NS Ø22, 3 position, NON-Lighted, bezel metal, MANUAL, COLOR BLUE, 2NO1NC
A22NS-3RM-NAA-G120-NN | 8560 | 661843 | Selector A22NS Ø22, 3 position, NON-Lighted, bezel metal, MANUAL, COLOR BLUE, 1NO1NC
A22NS-3RM-NAA-G121-NN | 9190 | 661447 | Selector A22NS Ø22, 3 position, NON-Lighted, bezel metal, MANUAL, COLOR BLUE, 2NO1NC
A22NS-3RM-NAA-G122-NN | 8560 | 666240 | Selector A22NS Ø22, 3 position, NON-Lighted, bezel metal, MANUAL, COLOR BLUE, 1NO2NC
A22NS-3RM-NAA-G201-NN | 8560 | 664045 | Selector A22NS Ø22, 3 position, NON-Lighted, bezel metal, MANUAL, COLOR BLUE, 1NO1NC
A22NS-3RM-NAA-G202-NN | 8560 | 664320 | Selector A22NS Ø22, 3 position, NON-Lighted, bezel metal, MANUAL, COLOR BLUE, 2NC
A22NS-3RM-NAA-G210-NN | 8560 | 667144 | Selector A22NS Ø22, 3 position, NON-Lighted, bezel metal, MANUAL, COLOR BLUE, 1NO1C
A22NS-3RM-NAA-G211-NN | 9190 | 663147 | Selector A22NS Ø22, 3 position, NON-Lighted, bezel metal, MANUAL, COLOR BLUE, 2NO1NC
A22NS-3RM-NAA-G212-NN | 8560 | 665938 | Selector A22NS Ø22, 3 position, NON-Lighted, bezel metal, MANUAL, COLOR BLUE, 1NO2NC
A22NS-3RM-NAA-G220-NN | 8560 | 666517 | Selector A22NS Ø22, 3 position, NON-Lighted, bezel metal, MANUAL, COLOR BLUE, 2NC
A22NS-3RM-NAA-G221-NN | 8560 | 662844 | Selector A22NS Ø22, 3 position, NON-Lighted, bezel metal, MANUAL, COLOR BLUE, 1NO2NC
A22NS-3RM-NAA-G222-NN | 9190 | 665275 | Selector A22NS Ø22, 3 position, NON-Lighted, bezel metal, MANUAL, COLOR BLUE, 3NC
A22NS-3RM-NBA-G011-NN | 8560 | 666585 | Selector A22NS Ø22, 3 position, NON-Lighted, bezel metal, MANUAL, COLOR BLACK, 2NO
A22NS-3RM-NBA-G012-NN | 8560 | 662763 | Selector A22NS Ø22, 3 position, NON-Lighted, bezel metal, MANUAL, COLOR BLACK, 1NO1NC
A22NS-3RM-NBA-G021-NN | 8560 | 659981 | Selector A22NS Ø22, 3 position, NON-Lighted, bezel metal, MANUAL, COLOR BLACK, 1NO1NC
A22NS-3RM-NBA-G022-NN | 8560 | 661845 | Selector A22NS Ø22, 3 position, NON-Lighted, bezel metal, MANUAL, COLOR BLACK, 2NC
A22NS-3RM-NBA-G101-NN | 8560 | 661757 | Selector A22NS Ø22, 3 position, NON-Lighted, bezel metal, MANUAL, COLOR BLACK, 2NO
A22NS-3RM-NBA-G102-NN | 8560 | 661842 | Selector A22NS Ø22, 3 position, NON-Lighted, bezel metal, MANUAL, COLOR BLACK, 1NO1NC
A22NS-3RM-NBA-G110-NN | 8560 | 661448 | Selector A22NS Ø22, 3 position, NON-Lighted, bezel metal, MANUAL, COLOR BLACK, 2NO
A22NS-3RM-NBA-G111-NN | 9190 | 666586 | Selector A22NS Ø22, 3 position, NON-Lighted, bezel metal, MANUAL, COLOR BLACK, 3NO
A22NS-3RM-NBA-G112-NN | 9190 | 660535 | Selector A22NS 22 dia., 3 position, NON-Lighted, bezel metal, manual, color black, 2NO1NC
A22NS-3RM-NBA-G120-NN | 8560 | 665655 | Selector A22NS Ø22, 3 position, NON-Lighted, bezel metal, MANUAL, COLOR BLACK, 1NO1NC
A22NS-3RM-NBA-G121-NN | 9190 | 665277 | Selector A22NS 22 dia., 3 position, NON-Lighted, bezel metal, manual, color black, 2NO1NC
A22NS-3RM-NBA-G122-NN | 8560 | 667157 | Selector A22NS 22 dia., 3 position, NON-Lighted, bezel metal, manual, color black, 1NO2NC
A22NS-3RM-NBA-G201-NN | 8560 | 667156 | Selector A22NS Ø22, 3 position, NON-Lighted, bezel metal, MANUAL, COLOR BLACK, 1NO1NC
A22NS-3RM-NBA-G202-NN | 8560 | 664607 | Selector A22NS Ø22, 3 position, NON-Lighted, bezel metal, MANUAL, COLOR BLACK, 2NC
A22NS-3RM-NBA-G210-NN | 8560 | 665290 | Selector A22NS Ø22, 3 position, NON-Lighted, bezel metal, MANUAL, COLOR BLACK, 1NO1C
A22NS-3RM-NBA-G211-NN | 9190 | 662843 | Selector A22NS 22 dia., 3 position, NON-Lighted, bezel metal, manual, color black, 2NO1NC
A22NS-3RM-NBA-G212-NN | 8560 | 663792 | Selector A22NS 22 dia., 3 position, NON-Lighted, bezel metal, manual, color black, 1NO2NC
A22NS-3RM-NBA-G220-NN | 8560 | 662845 | Selector A22NS Ø22, 3 position, NON-Lighted, bezel metal, MANUAL, COLOR BLACK, 2NC
A22NS-3RM-NBA-G221-NN | 8560 | 663437 | Selector A22NS 22 dia., 3 position, NON-Lighted, bezel metal, manual, color black, 1NO2NC
A22NS-3RM-NBA-G222-NN | 9190 | 659982 | Selector A22NS Ø22, 3 position, NON-Lighted, bezel metal, MANUAL, COLOR BLACK, 3NC
A22NS-3RM-NBA-P121-NN | 9190 | 673628 | Selector A22NS Ø22, 3 position, NON-Lighted, bezel metal, MANUAL, COLOR BLACK, 2NO1NC, push-in terminal
A22NS-3RM-NGA-G011-NN | 8560 | 660177 | Selector A22NS Ø22, 3 position, NON-Lighted, bezel metal, MANUAL, COLOR GREEN, 2NO
A22NS-3RM-NGA-G012-NN | 8560 | 664899 | Selector A22NS Ø22, 3 position, NON-Lighted, bezel metal, MANUAL, COLOR GREEN, 1NO1NC
A22NS-3RM-NGA-G021-NN | 8560 | 664046 | Selector A22NS Ø22, 3 position, NON-Lighted, bezel metal, MANUAL, COLOR GREEN, 1NO1NC
A22NS-3RM-NGA-G022-NN | 8560 | 666516 | Selector A22NS Ø22, 3 position, NON-Lighted, bezel metal, MANUAL, COLOR GREEN, 2NC
A22NS-3RM-NGA-G101-NN | 8560 | 663990 | Selector A22NS Ø22, 3 position, NON-Lighted, bezel metal, MANUAL, COLOR GREEN, 2NO
A22NS-3RM-NGA-G102-NN | 8560 | 666791 | Selector A22NS Ø22, 3 position, NON-Lighted, bezel metal, MANUAL, COLOR GREEN, 1NO1NC
A22NS-3RM-NGA-G110-NN | 8560 | 663077 | Selector A22NS Ø22, 3 position, NON-Lighted, bezel metal, MANUAL, COLOR GREEN, 2NO
A22NS-3RM-NGA-G111-NN | 9190 | 663075 | Selector A22NS Ø22, 3 position, NON-Lighted, bezel metal, MANUAL, COLOR GREEN, 3NO
A22NS-3RM-NGA-G112-NN | 9190 | 666849 | Selector A22NS Ø22, 3 position, NON-Lighted, bezel metal, MANUAL, COLOR GREEN, 2NO1NC
A22NS-3RM-NGA-G120-NN | 8560 | 663140 | Selector A22NS Ø22, 3 position, NON-Lighted, bezel metal, MANUAL, COLOR GREEN, 1NO1NC
A22NS-3RM-NGA-G121-NN | 9190 | 663074 | Selector A22NS Ø22, 3 position, NON-Lighted, bezel metal, MANUAL, COLOR GREEN, 2NO1NC
A22NS-3RM-NGA-G122-NN | 8560 | 666851 | Selector A22NS Ø22, 3 position, NON-Lighted, bezel metal, MANUAL, COLOR GREEN, 1NO2NC
A22NS-3RM-NGA-G201-NN | 8560 | 665868 | Selector A22NS Ø22, 3 position, NON-Lighted, bezel metal, MANUAL, COLOR GREEN, 1NO1NC
A22NS-3RM-NGA-G202-NN | 8560 | 660178 | Selector A22NS Ø22, 3 position, NON-Lighted, bezel metal, MANUAL, COLOR GREEN, 2NC
A22NS-3RM-NGA-G210-NN | 8560 | 662057 | Selector A22NS Ø22, 3 position, NON-Lighted, bezel metal, MANUAL, COLOR GREEN, 1NO1C
A22NS-3RM-NGA-G211-NN | 9190 | 660181 | Selector A22NS Ø22, 3 position, NON-Lighted, bezel metal, MANUAL, COLOR GREEN, 2NO1NC
A22NS-3RM-NGA-G212-NN | 8560 | 660510 | Selector A22NS Ø22, 3 position, NON-Lighted, bezel metal, MANUAL, COLOR GREEN, 1NO2NC
A22NS-3RM-NGA-G220-NN | 8560 | 662134 | Selector A22NS Ø22, 3 position, NON-Lighted, bezel metal, MANUAL, COLOR GREEN, 2NC
A22NS-3RM-NGA-G221-NN | 8560 | 661832 | Selector A22NS Ø22, 3 position, NON-Lighted, bezel metal, MANUAL, COLOR GREEN, 1NO2NC
A22NS-3RM-NGA-G222-NN | 9190 | 661113 | Selector A22NS Ø22, 3 position, NON-Lighted, bezel metal, MANUAL, COLOR GREEN, 3NC
A22NS-3RM-NRA-G011-NN | 8560 | 667141 | Selector A22NS Ø22, 3 position, NON-Lighted, bezel metal, MANUAL, COLOR RED, 2NO
A22NS-3RM-NRA-G012-NN | 8560 | 667131 | Selector A22NS Ø22, 3 position, NON-Lighted, bezel metal, MANUAL, COLOR RED, 1NO1NC
A22NS-3RM-NRA-G021-NN | 8560 | 661111 | Selector A22NS Ø22, 3 position, NON-Lighted, bezel metal, MANUAL, COLOR RED, 1NO1NC
A22NS-3RM-NRA-G022-NN | 8560 | 663989 | Selector A22NS Ø22, 3 position, NON-Lighted, bezel metal, MANUAL, COLOR RED, 2NC
A22NS-3RM-NRA-G101-NN | 8560 | 662441 | Selector A22NS Ø22, 3 position, NON-Lighted, bezel metal, MANUAL, COLOR RED, 2NO
A22NS-3RM-NRA-G102-NN | 8560 | 662423 | Selector A22NS Ø22, 3 position, NON-Lighted, bezel metal, MANUAL, COLOR RED, 1NO1NC
A22NS-3RM-NRA-G110-NN | 8560 | 664290 | Selector A22NS Ø22, 3 position, NON-Lighted, bezel metal, MANUAL, COLOR RED, 2NO
A22NS-3RM-NRA-G111-NN | 9190 | 663398 | Selector A22NS Ø22, 3 position, NON-Lighted, bezel metal, MANUAL, COLOR RED, 3NO
A22NS-3RM-NRA-G112-NN | 9190 | 661440 | Selector A22NS Ø22, 3 position, NON-Lighted, bezel metal, MANUAL, COLOR RED, 2NO1NC
A22NS-3RM-NRA-G120-NN | 8560 | 661439 | Selector A22NS Ø22, 3 position, NON-Lighted, bezel metal, MANUAL, COLOR RED, 1NO1NC
A22NS-3RM-NRA-G121-NN | 9190 | 664302 | Selector A22NS Ø22, 3 position, NON-Lighted, bezel metal, MANUAL, COLOR RED, 2NO1NC
A22NS-3RM-NRA-G122-NN | 8560 | 664291 | Selector A22NS Ø22, 3 position, NON-Lighted, bezel metal, MANUAL, COLOR RED, 1NO2NC
A22NS-3RM-NRA-G201-NN | 8560 | 667138 | Selector A22NS Ø22, 3 position, NON-Lighted, bezel metal, MANUAL, COLOR RED, 1NO1NC
A22NS-3RM-NRA-G202-NN | 8560 | 660492 | Selector A22NS Ø22, 3 position, NON-Lighted, bezel metal, MANUAL, COLOR RED, 2NC
A22NS-3RM-NRA-G210-NN | 8560 | 666846 | Selector A22NS Ø22, 3 position, NON-Lighted, bezel metal, MANUAL, COLOR RED, 1NO1C
A22NS-3RM-NRA-G211-NN | 9190 | 660507 | Selector A22NS Ø22, 3 position, NON-Lighted, bezel metal, MANUAL, COLOR RED, 2NO1NC
A22NS-3RM-NRA-G212-NN | 8560 | 665936 | Selector A22NS Ø22, 3 position, NON-Lighted, bezel metal, MANUAL, COLOR RED, 1NO2NC
A22NS-3RM-NRA-G220-NN | 8560 | 662413 | Selector A22NS Ø22, 3 position, NON-Lighted, bezel metal, MANUAL, COLOR RED, 2NC
A22NS-3RM-NRA-G221-NN | 8560 | 663992 | Selector A22NS Ø22, 3 position, NON-Lighted, bezel metal, MANUAL, COLOR RED, 1NO2NC
A22NS-3RM-NRA-G222-NN | 9190 | 661112 | Selector A22NS Ø22, 3 position, NON-Lighted, bezel metal, MANUAL, COLOR RED, 3NC
A22NS-3RM-NWA-G011-NN | 8560 | 662835 | Selector A22NS Ø22, 3 position, NON-Lighted, bezel metal, MANUAL, COLOR WHITE, 2NO
A22NS-3RM-NWA-G012-NN | 8560 | 665647 | Selector A22NS Ø22, 3 position, NON-Lighted, bezel metal, MANUAL, COLOR WHITE, 1NO1NC
A22NS-3RM-NWA-G021-NN | 8560 | 661756 | Selector A22NS Ø22, 3 position, NON-Lighted, bezel metal, MANUAL, COLOR WHITE, 1NO1NC
A22NS-3RM-NWA-G022-NN | 8560 | 665873 | Selector A22NS Ø22, 3 position, NON-Lighted, bezel metal, MANUAL, COLOR WHITE, 2NC
A22NS-3RM-NWA-G101-NN | 8560 | 664668 | Selector A22NS Ø22, 3 position, NON-Lighted, bezel metal, MANUAL, COLOR WHITE, 2NO
A22NS-3RM-NWA-G102-NN | 8560 | 664319 | Selector A22NS Ø22, 3 position, NON-Lighted, bezel metal, MANUAL, COLOR WHITE, 1NO1NC
A22NS-3RM-NWA-G110-NN | 8560 | 665263 | Selector A22NS Ø22, 3 position, NON-Lighted, bezel metal, MANUAL, COLOR WHITE, 2NO
A22NS-3RM-NWA-G111-NN | 9190 | 663421 | Selector A22NS Ø22, 3 position, NON-Lighted, bezel metal, MANUAL, COLOR WHITE, 3NO
A22NS-3RM-NWA-G112-NN | 9190 | 663078 | Selector A22NS Ø22, 3 position, NON-Lighted, bezel metal, MANUAL, COLOR WHITE, 2NO1NC
A22NS-3RM-NWA-G120-NN | 8560 | 666581 | Selector A22NS Ø22, 3 position, NON-Lighted, bezel metal, MANUAL, COLOR WHITE, 1NO1NC
A22NS-3RM-NWA-G121-NN | 9190 | 662836 | Selector A22NS Ø22, 3 position, NON-Lighted, bezel metal, MANUAL, COLOR WHITE, 2NO1NC
A22NS-3RM-NWA-G122-NN | 8560 | 665584 | Selector A22NS Ø22, 3 position, NON-Lighted, bezel metal, MANUAL, COLOR WHITE, 1NO2NC
A22NS-3RM-NWA-G201-NN | 8560 | 661178 | Selector A22NS Ø22, 3 position, NON-Lighted, bezel metal, MANUAL, COLOR WHITE, 1NO1NC
A22NS-3RM-NWA-G202-NN | 8560 | 666850 | Selector A22NS Ø22, 3 position, NON-Lighted, bezel metal, MANUAL, COLOR WHITE, 2NC
A22NS-3RM-NWA-G210-NN | 8560 | 663993 | Selector A22NS Ø22, 3 position, NON-Lighted, bezel metal, MANUAL, COLOR WHITE, 1NO1C
A22NS-3RM-NWA-G211-NN | 9190 | 665648 | Selector A22NS Ø22, 3 position, NON-Lighted, bezel metal, MANUAL, COLOR WHITE, 2NO1NC
A22NS-3RM-NWA-G212-NN | 8560 | 663141 | Selector A22NS Ø22, 3 position, NON-Lighted, bezel metal, MANUAL, COLOR WHITE, 1NO2NC
A22NS-3RM-NWA-G220-NN | 8560 | 663785 | Selector A22NS Ø22, 3 position, NON-Lighted, bezel metal, MANUAL, COLOR WHITE, 2NC
A22NS-3RM-NWA-G221-NN | 8560 | 664983 | Selector A22NS Ø22, 3 position, NON-Lighted, bezel metal, MANUAL, COLOR WHITE, 1NO2NC
A22NS-3RM-NWA-G222-NN | 9190 | 663784 | Selector A22NS Ø22, 3 position, NON-Lighted, bezel metal, MANUAL, COLOR WHITE, 3NC
A22NS-3RM-NYA-G011-NN | 8560 | 667145 | Selector A22NS Ø22, 3 position, NON-Lighted, bezel metal, MANUAL, COLOR YELLOW, 2NO
A22NS-3RM-NYA-G012-NN | 8560 | 665872 | Selector A22NS Ø22, 3 position, NON-Lighted, bezel metal, MANUAL, COLOR YELLOW, 1NO1NC
A22NS-3RM-NYA-G021-NN | 8560 | 664906 | Selector A22NS Ø22, 3 position, NON-Lighted, bezel metal, MANUAL, COLOR YELLOW, 1NO1NC
A22NS-3RM-NYA-G022-NN | 8560 | 663148 | Selector A22NS Ø22, 3 position, NON-Lighted, bezel metal, MANUAL, COLOR YELLOW, 2NC
A22NS-3RM-NYA-G101-NN | 8560 | 660247 | Selector A22NS Ø22, 3 position, NON-Lighted, bezel metal, MANUAL, COLOR YELLOW, 2NO
A22NS-3RM-NYA-G102-NN | 8560 | 664669 | Selector A22NS Ø22, 3 position, NON-Lighted, bezel metal, MANUAL, COLOR YELLOW, 1NO1NC
A22NS-3RM-NYA-G110-NN | 8560 | 665942 | Selector A22NS Ø22, 3 position, NON-Lighted, bezel metal, MANUAL, COLOR YELLOW, 2NO
A22NS-3RM-NYA-G111-NN | 9190 | 662837 | Selector A22NS Ø22, 3 position, NON-Lighted, bezel metal, MANUAL, COLOR YELLOW, 3NO
A22NS-3RM-NYA-G112-NN | 9190 | 663149 | Selector A22NS Ø22, 3 position, NON-Lighted, bezel metal, MANUAL, COLOR YELLOW, 2NO1NC
A22NS-3RM-NYA-G120-NN | 8560 | 663143 | Selector A22NS Ø22, 3 position, NON-Lighted, bezel metal, MANUAL, COLOR YELLOW, 1NO1NC
A22NS-3RM-NYA-G121-NN | 9190 | 665937 | Selector A22NS Ø22, 3 position, NON-Lighted, bezel metal, MANUAL, COLOR YELLOW, 2NO1NC
A22NS-3RM-NYA-G122-NN | 8560 | 666515 | Selector A22NS Ø22, 3 position, NON-Lighted, bezel metal, MANUAL, COLOR YELLOW, 1NO2NC
A22NS-3RM-NYA-G201-NN | 8560 | 661831 | Selector A22NS Ø22, 3 position, NON-Lighted, bezel metal, MANUAL, COLOR YELLOW, 1NO1NC
A22NS-3RM-NYA-G202-NN | 8560 | 662061 | Selector A22NS Ø22, 3 position, NON-Lighted, bezel metal, MANUAL, COLOR YELLOW, 2NC
A22NS-3RM-NYA-G210-NN | 8560 | 664049 | Selector A22NS Ø22, 3 position, NON-Lighted, bezel metal, MANUAL, COLOR YELLOW, 1NO1C
A22NS-3RM-NYA-G211-NN | 9190 | 665940 | Selector A22NS Ø22, 3 position, NON-Lighted, bezel metal, MANUAL, COLOR YELLOW, 2NO1NC
A22NS-3RM-NYA-G212-NN | 8560 | 665871 | Selector A22NS Ø22, 3 position, NON-Lighted, bezel metal, MANUAL, COLOR YELLOW, 1NO2NC
A22NS-3RM-NYA-G220-NN | 8560 | 662062 | Selector A22NS Ø22, 3 position, NON-Lighted, bezel metal, MANUAL, COLOR YELLOW, 2NC
A22NS-3RM-NYA-G221-NN | 8560 | 666580 | Selector A22NS Ø22, 3 position, NON-Lighted, bezel metal, MANUAL, COLOR YELLOW, 1NO2NC
A22NS-3RM-NYA-G222-NN | 9190 | 663142 | Selector A22NS Ø22, 3 position, NON-Lighted, bezel metal, MANUAL, COLOR YELLOW, 3NC
A22NS-3RR-NAA-G011-NN | 8560 | 664050 | Selector A22NS Ø22, 3 position, NON-Lighted, bezel metal, AUTO RESET ON RIGHT, COLOR BLUE, 2NO
A22NS-3RR-NAA-G012-NN | 8560 | 661124 | Selector A22NS Ø22, 3 position, NON-Lighted, bezel metal, AUTO RESET ON RIGHT, COLOR BLUE, 1NO1NC
A22NS-3RR-NAA-G021-NN | 8560 | 660248 | Selector A22NS Ø22, 3 position, NON-Lighted, bezel metal, AUTO RESET ON RIGHT, COLOR BLUE, 1NO1NC
A22NS-3RR-NAA-G022-NN | 8560 | 660828 | Selector A22NS Ø22, 3 position, NON-Lighted, bezel metal, AUTO RESET ON RIGHT, COLOR BLUE, 2NC
A22NS-3RR-NAA-G101-NN | 8560 | 662138 | Selector A22NS Ø22, 3 position, NON-Lighted, bezel metal, AUTO RESET ON RIGHT, COLOR BLUE, 2NO
A22NS-3RR-NAA-G102-NN | 8560 | 667021 | Selector A22NS Ø22, 3 position, NON-Lighted, bezel metal, AUTO RESET ON RIGHT, COLOR BLUE, 1NO1NC
A22NS-3RR-NAA-G110-NN | 8560 | 663317 | Selector A22NS Ø22, 3 position, NON-Lighted, bezel metal, AUTO RESET ON RIGHT, COLOR BLUE, 2NO
A22NS-3RR-NAA-G111-NN | 9190 | 663150 | Selector A22NS Ø22, 3 position, NON-Lighted, bezel metal, AUTO RESET ON RIGHT, COLOR BLUE, 3NO
A22NS-3RR-NAA-G112-NN | 9190 | 664990 | Selector A22NS Ø22, 3 position, NON-Lighted, bezel metal, AUTO RESET ON RIGHT, COLOR BLUE, 2NO1NC
A22NS-3RR-NAA-G120-NN | 8560 | 664989 | Selector A22NS Ø22, 3 position, NON-Lighted, bezel metal, AUTO RESET ON RIGHT, COLOR BLUE, 1NO1NC
A22NS-3RR-NAA-G121-NN | 9190 | 665177 | Selector A22NS Ø22, 3 position, NON-Lighted, bezel metal, AUTO RESET ON RIGHT, COLOR BLUE, 2NO1NC
A22NS-3RR-NAA-G122-NN | 8560 | 664912 | Selector A22NS Ø22, 3 position, NON-Lighted, bezel metal, AUTO RESET ON RIGHT, COLOR BLUE, 1NO2NC
A22NS-3RR-NAA-G201-NN | 8560 | 665945 | Selector A22NS Ø22, 3 position, NON-Lighted, bezel metal, AUTO RESET ON RIGHT, COLOR BLUE, 1NO1NC
A22NS-3RR-NAA-G202-NN | 8560 | 662139 | Selector A22NS Ø22, 3 position, NON-Lighted, bezel metal, AUTO RESET ON RIGHT, COLOR BLUE, 2NC
A22NS-3RR-NAA-G210-NN | 8560 | 664216 | Selector A22NS Ø22, 3 position, NON-Lighted, bezel metal, AUTO RESET ON RIGHT, COLOR BLUE, 1NO1C
A22NS-3RR-NAA-G211-NN | 9190 | 665169 | Selector A22NS Ø22, 3 position, NON-Lighted, bezel metal, AUTO RESET ON RIGHT, COLOR BLUE, 2NO1NC
A22NS-3RR-NAA-G212-NN | 8560 | 665170 | Selector A22NS Ø22, 3 position, NON-Lighted, bezel metal, AUTO RESET ON RIGHT, COLOR BLUE, 1NO2NC
A22NS-3RR-NAA-G220-NN | 8560 | 660412 | Selector A22NS Ø22, 3 position, NON-Lighted, bezel metal, AUTO RESET ON RIGHT, COLOR BLUE, 2NC
A22NS-3RR-NAA-G221-NN | 8560 | 664053 | Selector A22NS Ø22, 3 position, NON-Lighted, bezel metal, AUTO RESET ON RIGHT, COLOR BLUE, 1NO2NC
A22NS-3RR-NAA-G222-NN | 9190 | 664218 | Selector A22NS Ø22, 3 position, NON-Lighted, bezel metal, AUTO RESET ON RIGHT, COLOR BLUE, 3NC
A22NS-3RR-NBA-G011-NN | 8560 | 665575 | Selector A22NS Ø22, 3 position, NON-Lighted, bezel metal, AUTO RESET ON RIGHT, COLOR BLACK, 2NO
A22NS-3RR-NBA-G012-NN | 8560 | 661122 | Selector A22NS Ø22, 3 position, NON-Lighted, bezel metal, AUTO RESET ON RIGHT, COLOR BLACK, 1NO1NC
A22NS-3RR-NBA-G021-NN | 8560 | 664601 | Selector A22NS Ø22, 3 position, NON-Lighted, bezel metal, AUTO RESET ON RIGHT, COLOR BLACK, 1NO1NC
A22NS-3RR-NBA-G022-NN | 8560 | 665881 | Selector A22NS Ø22, 3 position, NON-Lighted, bezel metal, AUTO RESET ON RIGHT, COLOR BLACK, 2NC
A22NS-3RR-NBA-G101-NN | 8560 | 664914 | Selector A22NS Ø22, 3 position, NON-Lighted, bezel metal, AUTO RESET ON RIGHT, COLOR BLACK, 2NO
A22NS-3RR-NBA-G102-NN | 8560 | 665178 | Selector A22NS Ø22, 3 position, NON-Lighted, bezel metal, AUTO RESET ON RIGHT, COLOR BLACK, 1NO1NC
A22NS-3RR-NBA-G110-NN | 8560 | 662765 | Selector A22NS Ø22, 3 position, NON-Lighted, bezel metal, AUTO RESET ON RIGHT, COLOR BLACK, 2NO
A22NS-3RR-NBA-G111-NN | 9190 | 666853 | Selector A22NS Ø22, 3 position, NON-Lighted, bezel metal, AUTO RESET ON RIGHT, COLOR BLACK, 3NO
A22NS-3RR-NBA-G112-NN | 9190 | 665586 | Selector A22NS Ø22, 3 position, NON-Lighted, bezel metal, AUTO RESET ON RIGHT, COLOR BLACK, 2NO1NC
A22NS-3RR-NBA-G120-NN | 8560 | 662143 | Selector A22NS Ø22, 3 position, NON-Lighted, bezel metal, AUTO RESET ON RIGHT, COLOR BLACK, 1NO1NC
A22NS-3RR-NBA-G121-NN | 9190 | 660420 | Selector A22NS Ø22, 3 position, NON-Lighted, bezel metal, AUTO RESET ON RIGHT, COLOR BLACK, 2NO1NC
A22NS-3RR-NBA-G122-NN | 8560 | 659880 | Selector A22NS Ø22, 3 position, NON-Lighted, bezel metal, AUTO RESET ON RIGHT, COLOR BLACK, 1NO2NC
A22NS-3RR-NBA-G201-NN | 8560 | 661123 | Selector A22NS Ø22, 3 position, NON-Lighted, bezel metal, AUTO RESET ON RIGHT, COLOR BLACK, 1NO1NC
A22NS-3RR-NBA-G202-NN | 8560 | 666518 | Selector A22NS Ø22, 3 position, NON-Lighted, bezel metal, AUTO RESET ON RIGHT, COLOR BLACK, 2NC
A22NS-3RR-NBA-G210-NN | 8560 | 665949 | Selector A22NS Ø22, 3 position, NON-Lighted, bezel metal, AUTO RESET ON RIGHT, COLOR BLACK, 1NO1C
A22NS-3RR-NBA-G211-NN | 9190 | 663710 | Selector A22NS Ø22, 3 position, NON-Lighted, bezel metal, AUTO RESET ON RIGHT, COLOR BLACK, 2NO1NC
A22NS-3RR-NBA-G212-NN | 8560 | 661336 | Selector A22NS Ø22, 3 position, NON-Lighted, bezel metal, AUTO RESET ON RIGHT, COLOR BLACK, 1NO2NC
A22NS-3RR-NBA-G220-NN | 8560 | 665948 | Selector A22NS Ø22, 3 position, NON-Lighted, bezel metal, AUTO RESET ON RIGHT, COLOR BLACK, 2NC
A22NS-3RR-NBA-G221-NN | 8560 | 661125 | Selector A22NS Ø22, 3 position, NON-Lighted, bezel metal, AUTO RESET ON RIGHT, COLOR BLACK, 1NO2NC
A22NS-3RR-NBA-G222-NN | 9190 | 666854 | Selector A22NS Ø22, 3 position, NON-Lighted, bezel metal, AUTO RESET ON RIGHT, COLOR BLACK, 3NC
A22NS-3RR-NGA-G011-NN | 8560 | 664205 | Selector A22NS Ø22, 3 position, NON-Lighted, bezel metal, AUTO RESET ON RIGHT, COLOR GREEN, 2NO
A22NS-3RR-NGA-G012-NN | 8560 | 666795 | Selector A22NS Ø22, 3 position, NON-Lighted, bezel metal, AUTO RESET ON RIGHT, COLOR GREEN, 1NO1NC
A22NS-3RR-NGA-G021-NN | 8560 | 662319 | Selector A22NS Ø22, 3 position, NON-Lighted, bezel metal, AUTO RESET ON RIGHT, COLOR GREEN, 1NO1NC
A22NS-3RR-NGA-G022-NN | 8560 | 666798 | Selector A22NS Ø22, 3 position, NON-Lighted, bezel metal, AUTO RESET ON RIGHT, COLOR GREEN, 2NC
A22NS-3RR-NGA-G101-NN | 8560 | 665157 | Selector A22NS Ø22, 3 position, NON-Lighted, bezel metal, AUTO RESET ON RIGHT, COLOR GREEN, 2NO
A22NS-3RR-NGA-G102-NN | 8560 | 663313 | Selector A22NS Ø22, 3 position, NON-Lighted, bezel metal, AUTO RESET ON RIGHT, COLOR GREEN, 1NO1NC
A22NS-3RR-NGA-G110-NN | 8560 | 666130 | Selector A22NS Ø22, 3 position, NON-Lighted, bezel metal, AUTO RESET ON RIGHT, COLOR GREEN, 2NO
A22NS-3RR-NGA-G111-NN | 9190 | 663316 | Selector A22NS Ø22, 3 position, NON-Lighted, bezel metal, AUTO RESET ON RIGHT, COLOR GREEN, 3NO
A22NS-3RR-NGA-G112-NN | 9190 | 663996 | Selector A22NS Ø22, 3 position, NON-Lighted, bezel metal, AUTO RESET ON RIGHT, COLOR GREEN, 2NO1NC
A22NS-3RR-NGA-G120-NN | 8560 | 665144 | Selector A22NS Ø22, 3 position, NON-Lighted, bezel metal, AUTO RESET ON RIGHT, COLOR GREEN, 1NO1NC
A22NS-3RR-NGA-G121-NN | 9190 | 666114 | Selector A22NS Ø22, 3 position, NON-Lighted, bezel metal, AUTO RESET ON RIGHT, COLOR GREEN, 2NO1NC
A22NS-3RR-NGA-G122-NN | 8560 | 666121 | Selector A22NS Ø22, 3 position, NON-Lighted, bezel metal, AUTO RESET ON RIGHT, COLOR GREEN, 1NO2NC
A22NS-3RR-NGA-G201-NN | 8560 | 662321 | Selector A22NS Ø22, 3 position, NON-Lighted, bezel metal, AUTO RESET ON RIGHT, COLOR GREEN, 1NO1NC
A22NS-3RR-NGA-G202-NN | 8560 | 663292 | Selector A22NS Ø22, 3 position, NON-Lighted, bezel metal, AUTO RESET ON RIGHT, COLOR GREEN, 2NC
A22NS-3RR-NGA-G210-NN | 8560 | 663290 | Selector A22NS Ø22, 3 position, NON-Lighted, bezel metal, AUTO RESET ON RIGHT, COLOR GREEN, 1NO1C
A22NS-3RR-NGA-G211-NN | 9190 | 664191 | Selector A22NS Ø22, 3 position, NON-Lighted, bezel metal, AUTO RESET ON RIGHT, COLOR GREEN, 2NO1NC
A22NS-3RR-NGA-G212-NN | 8560 | 664207 | Selector A22NS Ø22, 3 position, NON-Lighted, bezel metal, AUTO RESET ON RIGHT, COLOR GREEN, 1NO2NC
A22NS-3RR-NGA-G220-NN | 8560 | 660395 | Selector A22NS Ø22, 3 position, NON-Lighted, bezel metal, AUTO RESET ON RIGHT, COLOR GREEN, 2NC
A22NS-3RR-NGA-G221-NN | 8560 | 662322 | Selector A22NS Ø22, 3 position, NON-Lighted, bezel metal, AUTO RESET ON RIGHT, COLOR GREEN, 1NO2NC
A22NS-3RR-NGA-G222-NN | 9190 | 662317 | Selector A22NS Ø22, 3 position, NON-Lighted, bezel metal, AUTO RESET ON RIGHT, COLOR GREEN, 3NC
A22NS-3RR-NRA-G011-NN | 8560 | 661313 | Selector A22NS Ø22, 3 position, NON-Lighted, bezel metal, AUTO RESET ON RIGHT, COLOR RED, 2NO
A22NS-3RR-NRA-G012-NN | 8560 | 667011 | Selector A22NS Ø22, 3 position, NON-Lighted, bezel metal, AUTO RESET ON RIGHT, COLOR RED, 1NO1NC
A22NS-3RR-NRA-G021-NN | 8560 | 661312 | Selector A22NS Ø22, 3 position, NON-Lighted, bezel metal, AUTO RESET ON RIGHT, COLOR RED, 1NO1NC
A22NS-3RR-NRA-G022-NN | 8560 | 660410 | Selector A22NS Ø22, 3 position, NON-Lighted, bezel metal, AUTO RESET ON RIGHT, COLOR RED, 2NC
A22NS-3RR-NRA-G101-NN | 8560 | 660814 | Selector A22NS Ø22, 3 position, NON-Lighted, bezel metal, AUTO RESET ON RIGHT, COLOR RED, 2NO
A22NS-3RR-NRA-G102-NN | 8560 | 662738 | Selector A22NS Ø22, 3 position, NON-Lighted, bezel metal, AUTO RESET ON RIGHT, COLOR RED, 1NO1NC
A22NS-3RR-NRA-G110-NN | 8560 | 663676 | Selector A22NS Ø22, 3 position, NON-Lighted, bezel metal, AUTO RESET ON RIGHT, COLOR RED, 2NO
A22NS-3RR-NRA-G111-NN | 9190 | 661736 | Selector A22NS Ø22, 3 position, NON-Lighted, bezel metal, AUTO RESET ON RIGHT, COLOR RED, 3NO
A22NS-3RR-NRA-G112-NN | 9190 | 665147 | Selector A22NS Ø22, 3 position, NON-Lighted, bezel metal, AUTO RESET ON RIGHT, COLOR RED, 2NO1NC
A22NS-3RR-NRA-G120-NN | 8560 | 663294 | Selector A22NS Ø22, 3 position, NON-Lighted, bezel metal, AUTO RESET ON RIGHT, COLOR RED, 1NO1NC
A22NS-3RR-NRA-G121-NN | 9190 | 661322 | Selector A22NS Ø22, 3 position, NON-Lighted, bezel metal, AUTO RESET ON RIGHT, COLOR RED, 2NO1NC
A22NS-3RR-NRA-G122-NN | 8560 | 662307 | Selector A22NS Ø22, 3 position, NON-Lighted, bezel metal, AUTO RESET ON RIGHT, COLOR RED, 1NO2NC
A22NS-3RR-NRA-G201-NN | 8560 | 661747 | Selector A22NS Ø22, 3 position, NON-Lighted, bezel metal, AUTO RESET ON RIGHT, COLOR RED, 1NO1NC
A22NS-3RR-NRA-G202-NN | 8560 | 664599 | Selector A22NS Ø22, 3 position, NON-Lighted, bezel metal, AUTO RESET ON RIGHT, COLOR RED, 2NC
A22NS-3RR-NRA-G210-NN | 8560 | 663291 | Selector A22NS Ø22, 3 position, NON-Lighted, bezel metal, AUTO RESET ON RIGHT, COLOR RED, 1NO1C
A22NS-3RR-NRA-G211-NN | 9190 | 665146 | Selector A22NS Ø22, 3 position, NON-Lighted, bezel metal, AUTO RESET ON RIGHT, COLOR RED, 2NO1NC
A22NS-3RR-NRA-G212-NN | 8560 | 661323 | Selector A22NS Ø22, 3 position, NON-Lighted, bezel metal, AUTO RESET ON RIGHT, COLOR RED, 1NO2NC
A22NS-3RR-NRA-G220-NN | 8560 | 667012 | Selector A22NS Ø22, 3 position, NON-Lighted, bezel metal, AUTO RESET ON RIGHT, COLOR RED, 2NC
A22NS-3RR-NRA-G221-NN | 8560 | 661324 | Selector A22NS Ø22, 3 position, NON-Lighted, bezel metal, AUTO RESET ON RIGHT, COLOR RED, 1NO2NC
A22NS-3RR-NRA-G222-NN | 9190 | 660394 | Selector A22NS Ø22, 3 position, NON-Lighted, bezel metal, AUTO RESET ON RIGHT, COLOR RED, 3NC
A22NS-3RR-NWA-G011-NN | 8560 | 664206 | Selector A22NS Ø22, 3 position, NON-Lighted, bezel metal, AUTO RESET ON RIGHT, COLOR WHITE, 2NO
A22NS-3RR-NWA-G012-NN | 8560 | 661116 | Selector A22NS Ø22, 3 position, NON-Lighted, bezel metal, AUTO RESET ON RIGHT, COLOR WHITE, 1NO1NC
A22NS-3RR-NWA-G021-NN | 8560 | 663079 | Selector A22NS Ø22, 3 position, NON-Lighted, bezel metal, AUTO RESET ON RIGHT, COLOR WHITE, 1NO1NC
A22NS-3RR-NWA-G022-NN | 8560 | 665145 | Selector A22NS Ø22, 3 position, NON-Lighted, bezel metal, AUTO RESET ON RIGHT, COLOR WHITE, 2NC
A22NS-3RR-NWA-G101-NN | 8560 | 666124 | Selector A22NS Ø22, 3 position, NON-Lighted, bezel metal, AUTO RESET ON RIGHT, COLOR WHITE, 2NO
A22NS-3RR-NWA-G102-NN | 8560 | 661333 | Selector A22NS Ø22, 3 position, NON-Lighted, bezel metal, AUTO RESET ON RIGHT, COLOR WHITE, 1NO1NC
A22NS-3RR-NWA-G110-NN | 8560 | 664907 | Selector A22NS Ø22, 3 position, NON-Lighted, bezel metal, AUTO RESET ON RIGHT, COLOR WHITE, 2NO
A22NS-3RR-NWA-G111-NN | 9190 | 663303 | Selector A22NS Ø22, 3 position, NON-Lighted, bezel metal, AUTO RESET ON RIGHT, COLOR WHITE, 3NO
A22NS-3RR-NWA-G112-NN | 9190 | 663293 | Selector A22NS Ø22, 3 position, NON-Lighted, bezel metal, AUTO RESET ON RIGHT, COLOR WHITE, 2NO1NC
A22NS-3RR-NWA-G120-NN | 8560 | 660403 | Selector A22NS Ø22, 3 position, NON-Lighted, bezel metal, AUTO RESET ON RIGHT, COLOR WHITE, 1NO1NC
A22NS-3RR-NWA-G121-NN | 9190 | 665168 | Selector A22NS Ø22, 3 position, NON-Lighted, bezel metal, AUTO RESET ON RIGHT, COLOR WHITE, 2NO1NC
A22NS-3RR-NWA-G122-NN | 8560 | 662063 | Selector A22NS Ø22, 3 position, NON-Lighted, bezel metal, AUTO RESET ON RIGHT, COLOR WHITE, 1NO2NC
A22NS-3RR-NWA-G201-NN | 8560 | 663304 | Selector A22NS Ø22, 3 position, NON-Lighted, bezel metal, AUTO RESET ON RIGHT, COLOR WHITE, 1NO1NC
A22NS-3RR-NWA-G202-NN | 8560 | 662333 | Selector A22NS Ø22, 3 position, NON-Lighted, bezel metal, AUTO RESET ON RIGHT, COLOR WHITE, 2NC
A22NS-3RR-NWA-G210-NN | 8560 | 667034 | Selector A22NS Ø22, 3 position, NON-Lighted, bezel metal, AUTO RESET ON RIGHT, COLOR WHITE, 1NO1C
A22NS-3RR-NWA-G211-NN | 9190 | 662334 | Selector A22NS Ø22, 3 position, NON-Lighted, bezel metal, AUTO RESET ON RIGHT, COLOR WHITE, 2NO1NC
A22NS-3RR-NWA-G212-NN | 8560 | 660396 | Selector A22NS Ø22, 3 position, NON-Lighted, bezel metal, AUTO RESET ON RIGHT, COLOR WHITE, 1NO2NC
A22NS-3RR-NWA-G220-NN | 8560 | 664215 | Selector A22NS Ø22, 3 position, NON-Lighted, bezel metal, AUTO RESET ON RIGHT, COLOR WHITE, 2NC
A22NS-3RR-NWA-G221-NN | 8560 | 666131 | Selector A22NS Ø22, 3 position, NON-Lighted, bezel metal, AUTO RESET ON RIGHT, COLOR WHITE, 1NO2NC
A22NS-3RR-NWA-G222-NN | 9190 | 663997 | Selector A22NS Ø22, 3 position, NON-Lighted, bezel metal, AUTO RESET ON RIGHT, COLOR WHITE, 3NC
A22NS-3RR-NWA-P101-NN | 8560 | 673630 | Selector A22NS Ø22, 3 position, NON-Lighted, bezel metal, AUTO RESET ON RIGHT, COLOR WHITE, 2NO, push-in terminal
A22NS-3RR-NYA-G011-NN | 8560 | 660404 | Selector A22NS Ø22, 3 position, NON-Lighted, bezel metal, AUTO RESET ON RIGHT, COLOR YELLOW, 2NO
A22NS-3RR-NYA-G012-NN | 8560 | 666113 | Selector A22NS Ø22, 3 position, NON-Lighted, bezel metal, AUTO RESET ON RIGHT, COLOR YELLOW, 1NO1NC
A22NS-3RR-NYA-G021-NN | 8560 | 662318 | Selector A22NS Ø22, 3 position, NON-Lighted, bezel metal, AUTO RESET ON RIGHT, COLOR YELLOW, 1NO1NC
A22NS-3RR-NYA-G022-NN | 8560 | 667023 | Selector A22NS Ø22, 3 position, NON-Lighted, bezel metal, AUTO RESET ON RIGHT, COLOR YELLOW, 2NC
A22NS-3RR-NYA-G101-NN | 8560 | 664192 | Selector A22NS Ø22, 3 position, NON-Lighted, bezel metal, AUTO RESET ON RIGHT, COLOR YELLOW, 2NO
A22NS-3RR-NYA-G102-NN | 8560 | 666122 | Selector A22NS Ø22, 3 position, NON-Lighted, bezel metal, AUTO RESET ON RIGHT, COLOR YELLOW, 1NO1NC
A22NS-3RR-NYA-G110-NN | 8560 | 663314 | Selector A22NS Ø22, 3 position, NON-Lighted, bezel metal, AUTO RESET ON RIGHT, COLOR YELLOW, 2NO
A22NS-3RR-NYA-G111-NN | 9190 | 661335 | Selector A22NS Ø22, 3 position, NON-Lighted, bezel metal, AUTO RESET ON RIGHT, COLOR YELLOW, 3NO
A22NS-3RR-NYA-G112-NN | 9190 | 660411 | Selector A22NS Ø22, 3 position, NON-Lighted, bezel metal, AUTO RESET ON RIGHT, COLOR YELLOW, 2NO1NC
A22NS-3RR-NYA-G120-NN | 8560 | 665158 | Selector A22NS Ø22, 3 position, NON-Lighted, bezel metal, AUTO RESET ON RIGHT, COLOR YELLOW, 1NO1NC
A22NS-3RR-NYA-G121-NN | 9190 | 665159 | Selector A22NS Ø22, 3 position, NON-Lighted, bezel metal, AUTO RESET ON RIGHT, COLOR YELLOW, 2NO1NC
A22NS-3RR-NYA-G122-NN | 8560 | 667022 | Selector A22NS Ø22, 3 position, NON-Lighted, bezel metal, AUTO RESET ON RIGHT, COLOR YELLOW, 1NO2NC
A22NS-3RR-NYA-G201-NN | 8560 | 664208 | Selector A22NS Ø22, 3 position, NON-Lighted, bezel metal, AUTO RESET ON RIGHT, COLOR YELLOW, 1NO1NC
A22NS-3RR-NYA-G202-NN | 8560 | 667032 | Selector A22NS Ø22, 3 position, NON-Lighted, bezel metal, AUTO RESET ON RIGHT, COLOR YELLOW, 2NC
A22NS-3RR-NYA-G210-NN | 8560 | 666123 | Selector A22NS Ø22, 3 position, NON-Lighted, bezel metal, AUTO RESET ON RIGHT, COLOR YELLOW, 1NO1C
A22NS-3RR-NYA-G211-NN | 9190 | 667033 | Selector A22NS Ø22, 3 position, NON-Lighted, bezel metal, AUTO RESET ON RIGHT, COLOR YELLOW, 2NO1NC
A22NS-3RR-NYA-G212-NN | 8560 | 662320 | Selector A22NS Ø22, 3 position, NON-Lighted, bezel metal, AUTO RESET ON RIGHT, COLOR YELLOW, 1NO2NC
A22NS-3RR-NYA-G220-NN | 8560 | 664910 | Selector A22NS Ø22, 3 position, NON-Lighted, bezel metal, AUTO RESET ON RIGHT, COLOR YELLOW, 2NC
A22NS-3RR-NYA-G221-NN | 8560 | 663315 | Selector A22NS Ø22, 3 position, NON-Lighted, bezel metal, AUTO RESET ON RIGHT, COLOR YELLOW, 1NO2NC
A22NS-3RR-NYA-G222-NN | 9190 | 661334 | Selector A22NS Ø22, 3 position, NON-Lighted, bezel metal, AUTO RESET ON RIGHT, COLOR YELLOW, 3NC
A22NW-2BL-TAA-G002-AC | 9190 | 660837 | Selector A22NW Ø22, 2 position, Lighted, bezel PLASTIC, AUTO RESET ON LEFT, COLOR BLUE, LED BLUE, 1NC, 24 VDC
A22NW-2BL-TAA-G002-AE | 9190 | 662751 | Selector A22NW Ø22, 2 position, Lighted, bezel PLASTIC, AUTO RESET ON LEFT, COLOR BLUE, LED BLUE, 1NC, 200-240 VAC
A22NW-2BL-TAA-G100-AC | 9190 | 663728 | Selector A22NW Ø22, 2 position, Lighted, bezel PLASTIC, AUTO RESET ON LEFT, COLOR BLUE, LED BLUE, 1NO, 24 VDC
A22NW-2BL-TAA-G100-AE | 9190 | 662749 | Selector A22NW Ø22, 2 position, Lighted, bezel PLASTIC, AUTO RESET ON LEFT, COLOR BLUE, LED BLUE, 1NO, 200-240 VAC
A22NW-2BL-TAA-G101-AC | 9795 | 664636 | Selector A22NW Ø22, 2 position, Lighted, bezel PLASTIC, AUTO RESET ON LEFT, COLOR BLUE, LED BLUE, 2NO, 24 VDC
A22NW-2BL-TAA-G101-AE | 9795 | 666558 | Selector A22NW Ø22, 2 position, Lighted, bezel PLASTIC, AUTO RESET ON LEFT, COLOR BLUE, LED BLUE, 2NO, 200-240 VAC
A22NW-2BL-TAA-G102-AC | 9795 | 666544 | Selector A22NW Ø22, 2 position, Lighted, bezel PLASTIC, AUTO RESET ON LEFT, COLOR BLUE, LED BLUE, 1NO1NC, 24 VDC
A22NW-2BL-TAA-G102-AE | 9795 | 664598 | Selector A22NW Ø22, 2 position, Lighted, bezel PLASTIC, AUTO RESET ON LEFT, COLOR BLUE, LED BLUE, 1NO1NC, 200-240 VAC
A22NW-2BL-TAA-G202-AC | 9795 | 661779 | Selector A22NW Ø22, 2 position, Lighted, bezel PLASTIC, AUTO RESET ON LEFT, COLOR BLUE, LED BLUE, 2NC, 24 VDC
A22NW-2BL-TAA-G202-AE | 9795 | 660914 | Selector A22NW Ø22, 2 position, Lighted, bezel PLASTIC, AUTO RESET ON LEFT, COLOR BLUE, LED BLUE, 2NC, 200-240 VAC
A22NW-2BL-TGA-G002-GC | 9190 | 664626 | Selector A22NW Ø22, 2 position, Lighted, bezel PLASTIC, AUTO RESET ON LEFT, COLOR GREEN, LED GREEN, 1NC, 24 VDC
A22NW-2BL-TGA-G002-GD | 9190 | 661391 | Selector A22NW Ø22, 2 position, Lighted, bezel PLASTIC, AUTO RESET ON LEFT, COLOR GREEN, LED GREEN, 1NC, 100-120 VAC
A22NW-2BL-TGA-G002-GE | 9190 | 663689 | Selector A22NW Ø22, 2 position, Lighted, bezel PLASTIC, AUTO RESET ON LEFT, COLOR GREEN, LED GREEN, 1NC, 200-240 VAC
A22NW-2BL-TGA-G100-GC | 9190 | 663725 | Selector A22NW Ø22, 2 position, Lighted, bezel PLASTIC, AUTO RESET ON LEFT, COLOR GREEN, LED GREEN, 1NO, 24 VDC
A22NW-2BL-TGA-G100-GD | 9190 | 663386 | Selector A22NW Ø22, 2 position, Lighted, bezel PLASTIC, AUTO RESET ON LEFT, COLOR GREEN, LED GREEN, 1NO, 100-120 VAC
A22NW-2BL-TGA-G100-GE | 9190 | 659875 | Selector A22NW Ø22, 2 position, Lighted, bezel PLASTIC, AUTO RESET ON LEFT, COLOR GREEN, LED GREEN, 1NO, 200-240 VAC
A22NW-2BL-TGA-G101-GC | 9795 | 661133 | Selector A22NW Ø22, 2 position, Lighted, bezel PLASTIC, AUTO RESET ON LEFT, COLOR GREEN, LED GREEN, 2NO, 24 VDC
A22NW-2BL-TGA-G101-GD | 9795 | 661390 | Selector A22NW Ø22, 2 position, Lighted, bezel PLASTIC, AUTO RESET ON LEFT, COLOR GREEN, LED GREEN, 2NO, 100-120 VAC
A22NW-2BL-TGA-G101-GE | 9795 | 661742 | Selector A22NW Ø22, 2 position, Lighted, bezel PLASTIC, AUTO RESET ON LEFT, COLOR GREEN, LED GREEN, 2NO, 200-240 VAC
A22NW-2BL-TGA-G102-GC | 9795 | 660199 | Selector A22NW 22 dia., 2 position, Lighted, bezel plastic, auto reset on left, color green, LED green, 1NO1NC, 24 VDC
A22NW-2BL-TGA-G102-GD | 9795 | 666205 | Selector A22NW Ø22, 2 position, Lighted, bezel PLASTIC, AUTO RESET ON LEFT, COLOR GREEN, LED GREEN, 1NO1NC, 100-120 VAC
A22NW-2BL-TGA-G102-GE | 9795 | 660881 | Selector A22NW 22 dia., 2 position, Lighted, bezel plastic, auto reset on left, color green, LED green, 1NO1NC, 200-240 VAC
A22NW-2BL-TGA-G202-GC | 9795 | 665613 | Selector A22NW Ø22, 2 position, Lighted, bezel PLASTIC, AUTO RESET ON LEFT, COLOR GREEN, LED GREEN, 2NC, 24 VDC
A22NW-2BL-TGA-G202-GD | 9795 | 661397 | Selector A22NW Ø22, 2 position, Lighted, bezel PLASTIC, AUTO RESET ON LEFT, COLOR GREEN, LED GREEN, 2NC, 100-120 VAC
A22NW-2BL-TGA-G202-GE | 9795 | 665676 | Selector A22NW Ø22, 2 position, Lighted, bezel PLASTIC, AUTO RESET ON LEFT, COLOR GREEN, LED GREEN, 2NC, 200-240 VAC
A22NW-2BL-TRA-G002-RC | 9190 | 659929 | Selector A22NW Ø22, 2 position, Lighted, bezel PLASTIC, AUTO RESET ON LEFT, COLOR RED, LED RED, 1NC, 24 VDC
A22NW-2BL-TRA-G002-RD | 9190 | 664267 | Selector A22NW Ø22, 2 position, Lighted, bezel PLASTIC, AUTO RESET ON LEFT, COLOR RED, LED RED, 1NC, 100-120 VAC
A22NW-2BL-TRA-G002-RE | 9190 | 663797 | Selector A22NW Ø22, 2 position, Lighted, bezel PLASTIC, AUTO RESET ON LEFT, COLOR RED, LED RED, 1NC, 200-240 VAC
A22NW-2BL-TRA-G100-RC | 9190 | 663726 | Selector A22NW Ø22, 2 position, Lighted, bezel PLASTIC, AUTO RESET ON LEFT, COLOR RED, LED RED, 1NO, 24 VDC
A22NW-2BL-TRA-G100-RD | 9190 | 663370 | Selector A22NW Ø22, 2 position, Lighted, bezel PLASTIC, AUTO RESET ON LEFT, COLOR RED, LED RED, 1NO, 100-120 VAC
A22NW-2BL-TRA-G100-RE | 9190 | 666612 | Selector A22NW Ø22, 2 position, Lighted, bezel PLASTIC, AUTO RESET ON LEFT, COLOR RED, LED RED, 1NO, 200-240 VAC
A22NW-2BL-TRA-G101-RC | 9795 | 666525 | Selector A22NW Ø22, 2 position, Lighted, bezel PLASTIC, AUTO RESET ON LEFT, COLOR RED, LED RED, 2NO, 24 VDC
A22NW-2BL-TRA-G101-RD | 9795 | 667110 | Selector A22NW Ø22, 2 position, Lighted, bezel PLASTIC, AUTO RESET ON LEFT, COLOR RED, LED RED, 2NO, 100-120 VAC
A22NW-2BL-TRA-G101-RE | 9795 | 660880 | Selector A22NW Ø22, 2 position, Lighted, bezel PLASTIC, AUTO RESET ON LEFT, COLOR RED, LED RED, 2NO, 200-240 VAC
A22NW-2BL-TRA-G102-RC | 9795 | 662797 | Selector A22NW 22 dia., 2 position, Lighted, bezel plastic, auto reset on left, color red, LED red, 1NO1NC, 24 VDC
A22NW-2BL-TRA-G102-RD | 9795 | 666208 | Selector A22NW Ø22, 2 position, Lighted, bezel PLASTIC, AUTO RESET ON LEFT, COLOR RED, LED RED, 1NO1NC, 100-120 VAC
A22NW-2BL-TRA-G102-RE | 9795 | 660373 | Selector A22NW 22 dia., 2 position, Lighted, bezel plastic, auto reset on left, color red, LED red, 1NO1NC, 200-240 VAC
A22NW-2BL-TRA-G202-RC | 9795 | 659937 | Selector A22NW Ø22, 2 position, Lighted, bezel PLASTIC, AUTO RESET ON LEFT, COLOR RED, LED RED, 2NC, 24 VDC
A22NW-2BL-TRA-G202-RD | 9795 | 661392 | Selector A22NW Ø22, 2 position, Lighted, bezel PLASTIC, AUTO RESET ON LEFT, COLOR RED, LED RED, 2NC, 100-120 VAC
A22NW-2BL-TRA-G202-RE | 9795 | 662801 | Selector A22NW Ø22, 2 position, Lighted, bezel PLASTIC, AUTO RESET ON LEFT, COLOR RED, LED RED, 2NC, 200-240 VAC
A22NW-2BL-TWA-G002-WC | 9190 | 659916 | Selector A22NW Ø22, 2 position, Lighted, bezel PLASTIC, AUTO RESET ON LEFT, COLOR WHITE, LED WHITE, 1NC, 24 VDC
A22NW-2BL-TWA-G002-WE | 9190 | 659950 | Selector A22NW Ø22, 2 position, Lighted, bezel PLASTIC, AUTO RESET ON LEFT, COLOR WHITE, LED WHITE, 1NC, 200-240 VAC
A22NW-2BL-TWA-G002-YC | 9190 | 660856 | Selector A22NW Ø22, 2 position, Lighted, bezel PLASTIC, AUTO RESET ON LEFT, COLOR WHITE, LED YELLOW, 1NC, 24 VDC
A22NW-2BL-TWA-G002-YE | 9190 | 660868 | Selector A22NW Ø22, 2 position, Lighted, bezel PLASTIC, AUTO RESET ON LEFT, COLOR WHITE, LED YELLOW, 1NC, 200-240 VAC
A22NW-2BL-TWA-G100-WC | 9190 | 662073 | Selector A22NW Ø22, 2 position, Lighted, bezel PLASTIC, AUTO RESET ON LEFT, COLOR WHITE, LED WHITE, 1NO, 24 VDC
A22NW-2BL-TWA-G100-WE | 9190 | 660865 | Selector A22NW Ø22, 2 position, Lighted, bezel PLASTIC, AUTO RESET ON LEFT, COLOR WHITE, LED WHITE, 1NO, 200-240 VAC
A22NW-2BL-TWA-G100-YC | 9190 | 666803 | Selector A22NW Ø22, 2 position, Lighted, bezel PLASTIC, AUTO RESET ON LEFT, COLOR WHITE, LED YELLOW, 1NO, 24 VDC
A22NW-2BL-TWA-G100-YE | 9190 | 659949 | Selector A22NW Ø22, 2 position, Lighted, bezel PLASTIC, AUTO RESET ON LEFT, COLOR WHITE, LED YELLOW, 1NO, 200-240 VAC
A22NW-2BL-TWA-G101-WC | 9795 | 659912 | Selector A22NW Ø22, 2 position, Lighted, bezel PLASTIC, AUTO RESET ON LEFT, COLOR WHITE, LED WHITE, 2NO, 24 VDC
A22NW-2BL-TWA-G101-WE | 9795 | 665675 | Selector A22NW Ø22, 2 position, Lighted, bezel PLASTIC, AUTO RESET ON LEFT, COLOR WHITE, LED WHITE, 2NO, 200-240 VAC
A22NW-2BL-TWA-G101-YC | 9795 | 662789 | Selector A22NW Ø22, 2 position, Lighted, bezel PLASTIC, AUTO RESET ON LEFT, COLOR WHITE, LED YELLOW, 2NO, 24 VDC
A22NW-2BL-TWA-G101-YE | 9795 | 660821 | Selector A22NW Ø22, 2 position, Lighted, bezel PLASTIC, AUTO RESET ON LEFT, COLOR WHITE, LED YELLOW, 2NO, 200-240 VAC
A22NW-2BL-TWA-G102-WC | 9795 | 659914 | Selector A22NW Ø22, 2 position, Lighted, bezel PLASTIC, AUTO RESET ON LEFT, COLOR WHITE, LED WHITE, 1NO1NC, 24 VDC
A22NW-2BL-TWA-G102-WE | 9795 | 661796 | Selector A22NW Ø22, 2 position, Lighted, bezel PLASTIC, AUTO RESET ON LEFT, COLOR WHITE, LED WHITE, 1NO1NC, 200-240 VAC
A22NW-2BL-TWA-G102-YC | 9795 | 662782 | Selector A22NW Ø22, 2 position, Lighted, bezel PLASTIC, AUTO RESET ON LEFT, COLOR WHITE, LED YELLOW, 1NO1NC, 24 VDC
A22NW-2BL-TWA-G102-YE | 9795 | 664596 | Selector A22NW Ø22, 2 position, Lighted, bezel PLASTIC, AUTO RESET ON LEFT, COLOR WHITE, LED YELLOW, 1NO1NC, 200-240 VAC
A22NW-2BL-TWA-G202-WC | 9795 | 664631 | Selector A22NW Ø22, 2 position, Lighted, bezel PLASTIC, AUTO RESET ON LEFT, COLOR WHITE, LED WHITE, 2NC, 24 VDC
A22NW-2BL-TWA-G202-WE | 9795 | 661867 | Selector A22NW Ø22, 2 position, Lighted, bezel PLASTIC, AUTO RESET ON LEFT, COLOR WHITE, LED WHITE, 2NC, 200-240 VAC
A22NW-2BL-TWA-G202-YC | 9795 | 662796 | Selector A22NW Ø22, 2 position, Lighted, bezel PLASTIC, AUTO RESET ON LEFT, COLOR WHITE, LED YELLOW, 2NC, 24 VDC
A22NW-2BL-TWA-G202-YE | 9795 | 663401 | Selector A22NW Ø22, 2 position, Lighted, bezel PLASTIC, AUTO RESET ON LEFT, COLOR WHITE, LED YELLOW, 2NC, 200-240 VAC
A22NW-2BL-TYA-G002-YC | 9190 | 660857 | Selector A22NW Ø22, 2 position, Lighted, bezel PLASTIC, AUTO RESET ON LEFT, COLOR YELLOW, LED YELLOW, 1NC, 24 VDC
A22NW-2BL-TYA-G002-YE | 9190 | 660820 | Selector A22NW Ø22, 2 position, Lighted, bezel PLASTIC, AUTO RESET ON LEFT, COLOR YELLOW, LED YELLOW, 1NC, 200-240 VAC
A22NW-2BL-TYA-G100-YC | 9190 | 666548 | Selector A22NW Ø22, 2 position, Lighted, bezel PLASTIC, AUTO RESET ON LEFT, COLOR YELLOW, LED YELLOW, 1NO, 24 VDC
A22NW-2BL-TYA-G100-YE | 9190 | 661799 | Selector A22NW Ø22, 2 position, Lighted, bezel PLASTIC, AUTO RESET ON LEFT, COLOR YELLOW, LED YELLOW, 1NO, 200-240 VAC
A22NW-2BL-TYA-G101-YC | 9795 | 664638 | Selector A22NW Ø22, 2 position, Lighted, bezel PLASTIC, AUTO RESET ON LEFT, COLOR YELLOW, LED YELLOW, 2NO, 24 VDC
A22NW-2BL-TYA-G101-YE | 9795 | 661798 | Selector A22NW Ø22, 2 position, Lighted, bezel PLASTIC, AUTO RESET ON LEFT, COLOR YELLOW, LED YELLOW, 2NO, 200-240 VAC
A22NW-2BL-TYA-G102-YC | 9795 | 665604 | Selector A22NW Ø22, 2 position, Lighted, bezel PLASTIC, AUTO RESET ON LEFT, COLOR YELLOW, LED YELLOW, 1NO1NC, 24 VDC
A22NW-2BL-TYA-G102-YE | 9795 | 664597 | Selector A22NW Ø22, 2 position, Lighted, bezel PLASTIC, AUTO RESET ON LEFT, COLOR YELLOW, LED YELLOW, 1NO1NC, 200-240 VAC
A22NW-2BL-TYA-G202-YC | 9795 | 664637 | Selector A22NW Ø22, 2 position, Lighted, bezel PLASTIC, AUTO RESET ON LEFT, COLOR YELLOW, LED YELLOW, 2NC, 24 VDC
A22NW-2BL-TYA-G202-YE | 9795 | 664650 | Selector A22NW Ø22, 2 position, Lighted, bezel PLASTIC, AUTO RESET ON LEFT, COLOR YELLOW, LED YELLOW, 2NC, 200-240 VAC
A22NW-2BM-TAA-G002-AC | 9190 | 660197 | Selector A22NW Ø22, 2 position, Lighted, bezel PLASTIC, MANUAL, COLOR BLUE, LED BLUE, 1NC, 24 VDC
A22NW-2BM-TAA-G002-AE | 9190 | 665572 | Selector A22NW Ø22, 2 position, Lighted, bezel PLASTIC, MANUAL, COLOR BLUE, LED BLUE, 1NC, 200-240 VAC
A22NW-2BM-TAA-G100-AC | 9190 | 663727 | Selector A22NW 22 dia., 2 position, Lighted, bezel plastic, manual, color blue, LED blue, 1NO, 24 VDC
A22NW-2BM-TAA-G100-AE | 9190 | 660858 | Selector A22NW Ø22, 2 position, Lighted, bezel PLASTIC, MANUAL, COLOR BLUE, LED BLUE, 1NO, 200-240 VAC
A22NW-2BM-TAA-G101-AC | 9795 | 665603 | Selector A22NW Ø22, 2 position, Lighted, bezel PLASTIC, MANUAL, COLOR BLUE, LED BLUE, 2NO, 24 VDC
A22NW-2BM-TAA-G101-AE | 9795 | 660913 | Selector A22NW Ø22, 2 position, Lighted, bezel PLASTIC, MANUAL, COLOR BLUE, LED BLUE, 2NO, 200-240 VAC
A22NW-2BM-TAA-G102-AC | 9795 | 661780 | Selector A22NW Ø22, 2 position, Lighted, bezel PLASTIC, MANUAL, COLOR BLUE, LED BLUE, 1NO1NC, 24 VDC
A22NW-2BM-TAA-G102-AE | 9795 | 665616 | Selector A22NW Ø22, 2 position, Lighted, bezel PLASTIC, MANUAL, COLOR BLUE, LED BLUE, 1NO1NC, 200-240 VAC
A22NW-2BM-TAA-G202-AC | 9795 | 665594 | Selector A22NW Ø22, 2 position, Lighted, bezel PLASTIC, MANUAL, COLOR BLUE, LED BLUE, 2NC, 24 VDC
A22NW-2BM-TAA-G202-AE | 9795 | 660882 | Selector A22NW Ø22, 2 position, Lighted, bezel PLASTIC, MANUAL, COLOR BLUE, LED BLUE, 2NC, 200-240 VAC
A22NW-2BM-TAA-P100-AC | 9190 | 673619 | Selector A22NW Ø22, 2 position, Lighted, bezel PLASTIC, MANUAL, COLOR BLUE, LED BLUE, 1NO, 24 VDC, push-in terminal
A22NW-2BM-TGA-G002-GC | 9190 | 666169 | Selector A22NW Ø22, 2 position, Lighted, bezel PLASTIC, MANUAL, COLOR GREEN, LED GREEN, 1NC, 24 VDC
A22NW-2BM-TGA-G002-GD | 9190 | 666206 | Selector A22NW Ø22, 2 position, Lighted, bezel PLASTIC, MANUAL, COLOR GREEN, LED GREEN, 1NC, 100-120 VAC
A22NW-2BM-TGA-G002-GE | 9190 | 664698 | Selector A22NW Ø22, 2 position, Lighted, bezel PLASTIC, MANUAL, COLOR GREEN, LED GREEN, 1NC, 200-240 VAC
A22NW-2BM-TGA-G100-GC | 9190 | 662342 | Selector A22NW Ø22, 2 position, Lighted, bezel PLASTIC, MANUAL, COLOR GREEN, LED GREEN, 1NO, 24 VDC
A22NW-2BM-TGA-G100-GD | 9190 | 664276 | Selector A22NW Ø22, 2 position, Lighted, bezel PLASTIC, MANUAL, COLOR GREEN, LED GREEN, 1NO, 100-120 VAC
A22NW-2BM-TGA-G100-GE | 9190 | 659945 | Selector A22NW Ø22, 2 position, Lighted, bezel PLASTIC, MANUAL, COLOR GREEN, LED GREEN, 1NO, 200-240 VAC
A22NW-2BM-TGA-G101-GC | 9795 | 666156 | Selector A22NW Ø22, 2 position, Lighted, bezel PLASTIC, MANUAL, COLOR GREEN, LED GREEN, 2NO, 24 VDC
A22NW-2BM-TGA-G101-GD | 9795 | 667102 | Selector A22NW Ø22, 2 position, Lighted, bezel PLASTIC, MANUAL, COLOR GREEN, LED GREEN, 2NO, 100-120 VAC
A22NW-2BM-TGA-G101-GE | 9795 | 664648 | Selector A22NW Ø22, 2 position, Lighted, bezel PLASTIC, MANUAL, COLOR GREEN, LED GREEN, 2NO, 200-240 VAC
A22NW-2BM-TGA-G102-GC | 9795 | 660443 | Selector A22NW 22 dia., 2 position, Lighted, bezel plastic, manual, color green, LED green, 1NO1NC, 24 VDC
A22NW-2BM-TGA-G102-GD | 9795 | 660472 | Selector A22NW Ø22, 2 position, Lighted, bezel PLASTIC, MANUAL, COLOR GREEN, LED GREEN, 1NO1NC, 100-120 VAC
A22NW-2BM-TGA-G102-GE | 9795 | 662753 | Selector A22NW 22 dia., 2 position, Lighted, bezel plastic, manual, color green, LED green, 1NO1NC, 200-240 VAC
A22NW-2BM-TGA-G202-GC | 9795 | 663326 | Selector A22NW Ø22, 2 position, Lighted, bezel PLASTIC, MANUAL, COLOR GREEN, LED GREEN, 2NC, 24 VDC
A22NW-2BM-TGA-G202-GD | 9795 | 664274 | Selector A22NW Ø22, 2 position, Lighted, bezel PLASTIC, MANUAL, COLOR GREEN, LED GREEN, 2NC, 100-120 VAC
A22NW-2BM-TGA-G202-GE | 9795 | 665118 | Selector A22NW Ø22, 2 position, Lighted, bezel PLASTIC, MANUAL, COLOR GREEN, LED GREEN, 2NC, 200-240 VAC
A22NW-2BM-TGA-P102-GC | 8895 | 673661 | Selector A22NW Ø22, 2 position, Lighted, bezel PLASTIC, MANUAL, COLOR GREEN, LED GREEN, 1NO1NC, 24 VDC, push-in terminal
A22NW-2BM-TRA-G002-RC | 9190 | 664234 | Selector A22NW Ø22, 2 position, Lighted, bezel PLASTIC, MANUAL, COLOR RED, LED RED, 1NC, 24 VDC
A22NW-2BM-TRA-G002-RD | 9190 | 665230 | Selector A22NW Ø22, 2 position, Lighted, bezel PLASTIC, MANUAL, COLOR RED, LED RED, 1NC, 100-120 VAC
A22NW-2BM-TRA-G002-RE | 9190 | 660869 | Selector A22NW Ø22, 2 position, Lighted, bezel PLASTIC, MANUAL, COLOR RED, LED RED, 1NC, 200-240 VAC
A22NW-2BM-TRA-G100-RC | 9190 | 667044 | Selector A22NW Ø22, 2 position, Lighted, bezel PLASTIC, MANUAL, COLOR RED, LED RED, 1NO, 24 VDC
A22NW-2BM-TRA-G100-RD | 9190 | 664273 | Selector A22NW Ø22, 2 position, Lighted, bezel PLASTIC, MANUAL, COLOR RED, LED RED, 1NO, 100-120 VAC
A22NW-2BM-TRA-G100-RE | 9190 | 665617 | Selector A22NW Ø22, 2 position, Lighted, bezel PLASTIC, MANUAL, COLOR RED, LED RED, 1NO, 200-240 VAC
A22NW-2BM-TRA-G101-RC | 9795 | 663336 | Selector A22NW Ø22, 2 position, Lighted, bezel PLASTIC, MANUAL, COLOR RED, LED RED, 2NO, 24 VDC
A22NW-2BM-TRA-G101-RD | 9795 | 665239 | Selector A22NW Ø22, 2 position, Lighted, bezel PLASTIC, MANUAL, COLOR RED, LED RED, 2NO, 100-120 VAC
A22NW-2BM-TRA-G101-RE | 9795 | 661795 | Selector A22NW Ø22, 2 position, Lighted, bezel PLASTIC, MANUAL, COLOR RED, LED RED, 2NO, 200-240 VAC
A22NW-2BM-TRA-G102-RC | 9795 | 662360 | Selector A22NW 22 dia., 2 position, Lighted, bezel plastic, manual, color red, LED red, 1NO1NC, 24 VDC
A22NW-2BM-TRA-G102-RD | 9795 | 664278 | Selector A22NW Ø22, 2 position, Lighted, bezel PLASTIC, MANUAL, COLOR RED, LED RED, 1NO1NC, 100-120 VAC
A22NW-2BM-TRA-G102-RE | 9795 | 660867 | Selector A22NW 22 dia., 2 position, Lighted, bezel plastic, manual, color red, LED red, 1NO1NC, 200-240 VAC
A22NW-2BM-TRA-G202-RC | 9795 | 662343 | Selector A22NW Ø22, 2 position, Lighted, bezel PLASTIC, MANUAL, COLOR RED, LED RED, 2NC, 24 VDC
A22NW-2BM-TRA-G202-RD | 9795 | 667106 | Selector A22NW Ø22, 2 position, Lighted, bezel PLASTIC, MANUAL, COLOR RED, LED RED, 2NC, 100-120 VAC
A22NW-2BM-TRA-G202-RE | 9795 | 665619 | Selector A22NW Ø22, 2 position, Lighted, bezel PLASTIC, MANUAL, COLOR RED, LED RED, 2NC, 200-240 VAC
A22NW-2BM-TWA-G002-WC | 9190 | 663729 | Selector A22NW Ø22, 2 position, Lighted, bezel PLASTIC, MANUAL, COLOR WHITE, LED WHITE, 1NC, 24 VDC
A22NW-2BM-TWA-G002-WE | 9190 | 666500 | Selector A22NW Ø22, 2 position, Lighted, bezel PLASTIC, MANUAL, COLOR WHITE, LED WHITE, 1NC, 200-240 VAC
A22NW-2BM-TWA-G002-YC | 9190 | 660848 | Selector A22NW Ø22, 2 position, Lighted, bezel PLASTIC, MANUAL, COLOR WHITE, LED YELLOW, 1NC, 24 VDC
A22NW-2BM-TWA-G002-YE | 9190 | 663760 | Selector A22NW Ø22, 2 position, Lighted, bezel PLASTIC, MANUAL, COLOR WHITE, LED YELLOW, 1NC, 200-240 VAC
A22NW-2BM-TWA-G100-WC | 9190 | 664616 | Selector A22NW Ø22, 2 position, Lighted, bezel PLASTIC, MANUAL, COLOR WHITE, LED WHITE, 1NO, 24 VDC
A22NW-2BM-TWA-G100-WE | 9190 | 661794 | Selector A22NW Ø22, 2 position, Lighted, bezel PLASTIC, MANUAL, COLOR WHITE, LED WHITE, 1NO, 200-240 VAC
A22NW-2BM-TWA-G100-YC | 9190 | 659915 | Selector A22NW Ø22, 2 position, Lighted, bezel PLASTIC, MANUAL, COLOR WHITE, LED YELLOW, 1NO, 24 VDC
A22NW-2BM-TWA-G100-YE | 9190 | 660864 | Selector A22NW Ø22, 2 position, Lighted, bezel PLASTIC, MANUAL, COLOR WHITE, LED YELLOW, 1NO, 200-240 VAC
A22NW-2BM-TWA-G101-WC | 9795 | 660841 | Selector A22NW Ø22, 2 position, Lighted, bezel PLASTIC, MANUAL, COLOR WHITE, LED WHITE, 2NO, 24 VDC
A22NW-2BM-TWA-G101-WE | 9795 | 661800 | Selector A22NW Ø22, 2 position, Lighted, bezel PLASTIC, MANUAL, COLOR WHITE, LED WHITE, 2NO, 200-240 VAC
A22NW-2BM-TWA-G101-YC | 9795 | 662790 | Selector A22NW Ø22, 2 position, Lighted, bezel PLASTIC, MANUAL, COLOR WHITE, LED YELLOW, 2NO, 24 VDC
A22NW-2BM-TWA-G101-YE | 9795 | 664643 | Selector A22NW Ø22, 2 position, Lighted, bezel PLASTIC, MANUAL, COLOR WHITE, LED YELLOW, 2NO, 200-240 VAC
A22NW-2BM-TWA-G102-WC | 9795 | 661771 | Selector A22NW Ø22, 2 position, Lighted, bezel PLASTIC, MANUAL, COLOR WHITE, LED WHITE, 1NO1NC, 24 VDC
A22NW-2BM-TWA-G102-WE | 9795 | 661797 | Selector A22NW Ø22, 2 position, Lighted, bezel PLASTIC, MANUAL, COLOR WHITE, LED WHITE, 1NO1NC, 200-240 VAC
A22NW-2BM-TWA-G102-YC | 9795 | 663733 | Selector A22NW Ø22, 2 position, Lighted, bezel PLASTIC, MANUAL, COLOR WHITE, LED YELLOW, 1NO1NC, 24 VDC
A22NW-2BM-TWA-G102-YE | 9795 | 662866 | Selector A22NW Ø22, 2 position, Lighted, bezel PLASTIC, MANUAL, COLOR WHITE, LED YELLOW, 1NO1NC, 200-240 VAC
A22NW-2BM-TWA-G202-WC | 9795 | 660840 | Selector A22NW Ø22, 2 position, Lighted, bezel PLASTIC, MANUAL, COLOR WHITE, LED WHITE, 2NC, 24 VDC
A22NW-2BM-TWA-G202-WE | 9795 | 662750 | Selector A22NW Ø22, 2 position, Lighted, bezel PLASTIC, MANUAL, COLOR WHITE, LED WHITE, 2NC, 200-240 VAC
A22NW-2BM-TWA-G202-YC | 9795 | 666539 | Selector A22NW Ø22, 2 position, Lighted, bezel PLASTIC, MANUAL, COLOR WHITE, LED YELLOW, 2NC, 24 VDC
A22NW-2BM-TWA-G202-YE | 9795 | 662865 | Selector A22NW Ø22, 2 position, Lighted, bezel PLASTIC, MANUAL, COLOR WHITE, LED YELLOW, 2NC, 200-240 VAC
A22NW-2BM-TYA-G002-YC | 9190 | 662070 | Selector A22NW Ø22, 2 position, Lighted, bezel PLASTIC, MANUAL, COLOR YELLOW, LED YELLOW, 1NC, 24 VDC
A22NW-2BM-TYA-G002-YE | 9190 | 663691 | Selector A22NW Ø22, 2 position, Lighted, bezel PLASTIC, MANUAL, COLOR YELLOW, LED YELLOW, 1NC, 200-240 VAC
A22NW-2BM-TYA-G100-YC | 9190 | 662359 | Selector A22NW Ø22, 2 position, Lighted, bezel PLASTIC, MANUAL, COLOR YELLOW, LED YELLOW, 1NO, 24 VDC
A22NW-2BM-TYA-G100-YE | 9190 | 660822 | Selector A22NW Ø22, 2 position, Lighted, bezel PLASTIC, MANUAL, COLOR YELLOW, LED YELLOW, 1NO, 200-240 VAC
A22NW-2BM-TYA-G101-YC | 9795 | 665599 | Selector A22NW Ø22, 2 position, Lighted, bezel PLASTIC, MANUAL, COLOR YELLOW, LED YELLOW, 2NO, 24 VDC
A22NW-2BM-TYA-G101-YE | 9795 | 663688 | Selector A22NW Ø22, 2 position, Lighted, bezel PLASTIC, MANUAL, COLOR YELLOW, LED YELLOW, 2NO, 200-240 VAC
A22NW-2BM-TYA-G102-YC | 9795 | 662771 | Selector A22NW Ø22, 2 position, Lighted, bezel PLASTIC, MANUAL, COLOR YELLOW, LED YELLOW, 1NO1NC, 24 VDC
A22NW-2BM-TYA-G102-YE | 9795 | 662752 | Selector A22NW Ø22, 2 position, Lighted, bezel PLASTIC, MANUAL, COLOR YELLOW, LED YELLOW, 1NO1NC, 200-240 VAC
A22NW-2BM-TYA-G202-YC | 9795 | 666538 | Selector A22NW Ø22, 2 position, Lighted, bezel PLASTIC, MANUAL, COLOR YELLOW, LED YELLOW, 2NC, 24 VDC
A22NW-2BM-TYA-G202-YE | 9795 | 663690 | Selector A22NW Ø22, 2 position, Lighted, bezel PLASTIC, MANUAL, COLOR YELLOW, LED YELLOW, 2NC, 200-240 VAC
A22NW-2ML-TAA-G002-AC | 9795 | 665219 | Selector A22NW Ø22, 2 position, Lighted, bezel brushed metal, AUTO RESET ON LEFT, COLOR BLUE, LED BLUE, 1NC, 24 VDC
A22NW-2ML-TAA-G002-AE | 9795 | 661874 | Selector A22NW Ø22, 2 position, Lighted, bezel brushed metal, AUTO RESET ON LEFT, COLOR BLUE, LED BLUE, 1NC, 200-240 VAC
A22NW-2ML-TAA-G100-AC | 9795 | 664254 | Selector A22NW Ø22, 2 position, Lighted, bezel brushed metal, AUTO RESET ON LEFT, COLOR BLUE, LED BLUE, 1NO, 24 VDC
A22NW-2ML-TAA-G100-AE | 9795 | 663801 | Selector A22NW Ø22, 2 position, Lighted, bezel brushed metal, AUTO RESET ON LEFT, COLOR BLUE, LED BLUE, 1NO, 200-240 VAC
A22NW-2ML-TAA-G101-AC | 10400 | 665217 | Selector A22NW Ø22, 2 position, Lighted, bezel brushed metal, AUTO RESET ON LEFT, COLOR BLUE, LED BLUE, 2NO, 24 VDC
A22NW-2ML-TAA-G101-AE | 10400 | 659997 | Selector A22NW Ø22, 2 position, Lighted, bezel brushed metal, AUTO RESET ON LEFT, COLOR BLUE, LED BLUE, 2NO, 200-240 VAC
A22NW-2ML-TAA-G102-AC | 10400 | 664251 | Selector A22NW Ø22, 2 position, Lighted, bezel brushed metal, AUTO RESET ON LEFT, COLOR BLUE, LED BLUE, 1NO1NC, 24 VDC
A22NW-2ML-TAA-G102-AE | 10400 | 661870 | Selector A22NW Ø22, 2 position, Lighted, bezel brushed metal, AUTO RESET ON LEFT, COLOR BLUE, LED BLUE, 1NO1NC, 200-240 VAC
A22NW-2ML-TAA-G202-AC | 10400 | 663347 | Selector A22NW Ø22, 2 position, Lighted, bezel brushed metal, AUTO RESET ON LEFT, COLOR BLUE, LED BLUE, 2NC, 24 VDC
A22NW-2ML-TAA-G202-AE | 10400 | 663802 | Selector A22NW Ø22, 2 position, Lighted, bezel brushed metal, AUTO RESET ON LEFT, COLOR BLUE, LED BLUE, 2NC, 200-240 VAC
A22NW-2ML-TGA-G002-GC | 9795 | 666181 | Selector A22NW Ø22, 2 position, Lighted, bezel brushed metal, AUTO RESET ON LEFT, COLOR GREEN, LED GREEN, 1NC, 24 VDC
A22NW-2ML-TGA-G002-GE | 9795 | 667121 | Selector A22NW Ø22, 2 position, Lighted, bezel brushed metal, AUTO RESET ON LEFT, COLOR GREEN, LED GREEN, 1NC, 200-240 VAC
A22NW-2ML-TGA-G100-GC | 9795 | 663744 | Selector A22NW Ø22, 2 position, Lighted, bezel brushed metal, AUTO RESET ON LEFT, COLOR GREEN, LED GREEN, 1NO, 24 VDC
A22NW-2ML-TGA-G100-GE | 9795 | 667120 | Selector A22NW Ø22, 2 position, Lighted, bezel brushed metal, AUTO RESET ON LEFT, COLOR GREEN, LED GREEN, 1NO, 200-240 VAC
A22NW-2ML-TGA-G101-GC | 10400 | 666191 | Selector A22NW Ø22, 2 position, Lighted, bezel brushed metal, AUTO RESET ON LEFT, COLOR GREEN, LED GREEN, 2NO, 24 VDC
A22NW-2ML-TGA-G101-GE | 10400 | 659998 | Selector A22NW Ø22, 2 position, Lighted, bezel brushed metal, AUTO RESET ON LEFT, COLOR GREEN, LED GREEN, 2NO, 200-240 VAC
A22NW-2ML-TGA-G102-GC | 10400 | 665220 | Selector A22NW Ø22, 2 position, Lighted, bezel brushed metal, AUTO RESET ON LEFT, COLOR GREEN, LED GREEN, 1NO1NC, 24 VDC
A22NW-2ML-TGA-G102-GE | 10400 | 660915 | Selector A22NW Ø22, 2 position, Lighted, bezel brushed metal, AUTO RESET ON LEFT, COLOR GREEN, LED GREEN, 1NO1NC, 200-240 VAC
A22NW-2ML-TGA-G202-GC | 10400 | 661361 | Selector A22NW Ø22, 2 position, Lighted, bezel brushed metal, AUTO RESET ON LEFT, COLOR GREEN, LED GREEN, 2NC, 24 VDC
A22NW-2ML-TGA-G202-GE | 10400 | 663404 | Selector A22NW Ø22, 2 position, Lighted, bezel brushed metal, AUTO RESET ON LEFT, COLOR GREEN, LED GREEN, 2NC, 200-240 VAC
A22NW-2ML-TRA-G002-RC | 9795 | 666533 | Selector A22NW Ø22, 2 position, Lighted, bezel brushed metal, AUTO RESET ON LEFT, COLOR RED, LED RED, 1NC, 24 VDC
A22NW-2ML-TRA-G002-RE | 9795 | 662758 | Selector A22NW Ø22, 2 position, Lighted, bezel brushed metal, AUTO RESET ON LEFT, COLOR RED, LED RED, 1NC, 200-240 VAC
A22NW-2ML-TRA-G100-RC | 9795 | 661768 | Selector A22NW Ø22, 2 position, Lighted, bezel brushed metal, AUTO RESET ON LEFT, COLOR RED, LED RED, 1NO, 24 VDC
A22NW-2ML-TRA-G100-RE | 9795 | 663798 | Selector A22NW Ø22, 2 position, Lighted, bezel brushed metal, AUTO RESET ON LEFT, COLOR RED, LED RED, 1NO, 200-240 VAC
A22NW-2ML-TRA-G101-RC | 10400 | 659906 | Selector A22NW Ø22, 2 position, Lighted, bezel brushed metal, AUTO RESET ON LEFT, COLOR RED, LED RED, 2NO, 24 VDC
A22NW-2ML-TRA-G101-RE | 10400 | 665678 | Selector A22NW Ø22, 2 position, Lighted, bezel brushed metal, AUTO RESET ON LEFT, COLOR RED, LED RED, 2NO, 200-240 VAC
A22NW-2ML-TRA-G102-RC | 10400 | 659927 | Selector A22NW Ø22, 2 position, Lighted, bezel brushed metal, AUTO RESET ON LEFT, COLOR RED, LED RED, 1NO1NC, 24 VDC
A22NW-2ML-TRA-G102-RE | 10400 | 664700 | Selector A22NW Ø22, 2 position, Lighted, bezel brushed metal, AUTO RESET ON LEFT, COLOR RED, LED RED, 1NO1NC, 200-240 VAC
A22NW-2ML-TRA-G202-RC | 10400 | 661792 | Selector A22NW Ø22, 2 position, Lighted, bezel brushed metal, AUTO RESET ON LEFT, COLOR RED, LED RED, 2NC, 24 VDC
A22NW-2ML-TRA-G202-RE | 10400 | 659999 | Selector A22NW Ø22, 2 position, Lighted, bezel brushed metal, AUTO RESET ON LEFT, COLOR RED, LED RED, 2NC, 200-240 VAC
A22NW-2ML-TWA-G002-WC | 9795 | 662374 | Selector A22NW Ø22, 2 position, Lighted, bezel brushed metal, AUTO RESET ON LEFT, COLOR WHITE, LED WHITE, 1NC, 24 VDC
A22NW-2ML-TWA-G002-WD | 9795 | 663380 | Selector A22NW Ø22, 2 position, Lighted, bezel brushed metal, AUTO RESET ON LEFT, COLOR WHITE, LED WHITE, 1NC, 100-120 VAC
A22NW-2ML-TWA-G002-WE | 9795 | 661871 | Selector A22NW Ø22, 2 position, Lighted, bezel brushed metal, AUTO RESET ON LEFT, COLOR WHITE, LED WHITE, 1NC, 200-240 VAC
A22NW-2ML-TWA-G002-YC | 9795 | 664261 | Selector A22NW Ø22, 2 position, Lighted, bezel brushed metal, AUTO RESET ON LEFT, COLOR WHITE, LED YELLOW, 1NC, 24 VDC
A22NW-2ML-TWA-G002-YD | 9795 | 666200 | Selector A22NW Ø22, 2 position, Lighted, bezel brushed metal, AUTO RESET ON LEFT, COLOR WHITE, LED YELLOW, 1NC, 100-120 VAC
A22NW-2ML-TWA-G002-YE | 9795 | 661413 | Selector A22NW Ø22, 2 position, Lighted, bezel brushed metal, AUTO RESET ON LEFT, COLOR WHITE, LED YELLOW, 1NC, 200-240 VAC
A22NW-2ML-TWA-G100-WC | 9795 | 660463 | Selector A22NW Ø22, 2 position, Lighted, bezel brushed metal, AUTO RESET ON LEFT, COLOR WHITE, LED WHITE, 1NO, 24 VDC
A22NW-2ML-TWA-G100-WD | 9795 | 664279 | Selector A22NW Ø22, 2 position, Lighted, bezel brushed metal, AUTO RESET ON LEFT, COLOR WHITE, LED WHITE, 1NO, 100-120 VAC
A22NW-2ML-TWA-G100-WE | 9795 | 662867 | Selector A22NW Ø22, 2 position, Lighted, bezel brushed metal, AUTO RESET ON LEFT, COLOR WHITE, LED WHITE, 1NO, 200-240 VAC
A22NW-2ML-TWA-G100-YC | 9795 | 661378 | Selector A22NW Ø22, 2 position, Lighted, bezel brushed metal, AUTO RESET ON LEFT, COLOR WHITE, LED YELLOW, 1NO, 24 VDC
A22NW-2ML-TWA-G100-YD | 9795 | 667105 | Selector A22NW Ø22, 2 position, Lighted, bezel brushed metal, AUTO RESET ON LEFT, COLOR WHITE, LED YELLOW, 1NO, 100-120 VAC
A22NW-2ML-TWA-G100-YE | 9795 | 664701 | Selector A22NW Ø22, 2 position, Lighted, bezel brushed metal, AUTO RESET ON LEFT, COLOR WHITE, LED YELLOW, 1NO, 200-240 VAC
A22NW-2ML-TWA-G101-WC | 10400 | 665202 | Selector A22NW Ø22, 2 position, Lighted, bezel brushed metal, AUTO RESET ON LEFT, COLOR WHITE, LED WHITE, 2NO, 24 VDC
A22NW-2ML-TWA-G101-WD | 10400 | 662389 | Selector A22NW Ø22, 2 position, Lighted, bezel brushed metal, AUTO RESET ON LEFT, COLOR WHITE, LED WHITE, 2NO, 100-120 VAC
A22NW-2ML-TWA-G101-WE | 10400 | 660001 | Selector A22NW Ø22, 2 position, Lighted, bezel brushed metal, AUTO RESET ON LEFT, COLOR WHITE, LED WHITE, 2NO, 200-240 VAC
A22NW-2ML-TWA-G101-YC | 10400 | 666170 | Selector A22NW Ø22, 2 position, Lighted, bezel brushed metal, AUTO RESET ON LEFT, COLOR WHITE, LED YELLOW, 2NO, 24 VDC
A22NW-2ML-TWA-G101-YD | 10400 | 660471 | Selector A22NW Ø22, 2 position, Lighted, bezel brushed metal, AUTO RESET ON LEFT, COLOR WHITE, LED YELLOW, 2NO, 100-120 VAC
A22NW-2ML-TWA-G101-YE | 10400 | 663803 | Selector A22NW Ø22, 2 position, Lighted, bezel brushed metal, AUTO RESET ON LEFT, COLOR WHITE, LED YELLOW, 2NO, 200-240 VAC
A22NW-2ML-TWA-G102-WC | 10400 | 664244 | Selector A22NW Ø22, 2 position, Lighted, bezel brushed metal, AUTO RESET ON LEFT, COLOR WHITE, LED WHITE, 1NO1NC, 24 VDC
A22NW-2ML-TWA-G102-WD | 10400 | 664277 | Selector A22NW Ø22, 2 position, Lighted, bezel brushed metal, AUTO RESET ON LEFT, COLOR WHITE, LED WHITE, 1NO1NC, 100-120 VAC
A22NW-2ML-TWA-G102-WE | 10400 | 663403 | Selector A22NW Ø22, 2 position, Lighted, bezel brushed metal, AUTO RESET ON LEFT, COLOR WHITE, LED WHITE, 1NO1NC, 200-240 VAC
A22NW-2ML-TWA-G102-YC | 10400 | 663368 | Selector A22NW Ø22, 2 position, Lighted, bezel brushed metal, AUTO RESET ON LEFT, COLOR WHITE, LED YELLOW, 1NO1NC, 24 VDC
A22NW-2ML-TWA-G102-YD | 10400 | 663389 | Selector A22NW Ø22, 2 position, Lighted, bezel brushed metal, AUTO RESET ON LEFT, COLOR WHITE, LED YELLOW, 1NO1NC, 100-120 VAC
A22NW-2ML-TWA-G102-YE | 10400 | 665247 | Selector A22NW Ø22, 2 position, Lighted, bezel brushed metal, AUTO RESET ON LEFT, COLOR WHITE, LED YELLOW, 1NO1NC, 200-240 VAC
A22NW-2ML-TWA-G202-WC | 10400 | 663355 | Selector A22NW Ø22, 2 position, Lighted, bezel brushed metal, AUTO RESET ON LEFT, COLOR WHITE, LED WHITE, 2NC, 24 VDC
A22NW-2ML-TWA-G202-WD | 10400 | 663371 | Selector A22NW Ø22, 2 position, Lighted, bezel brushed metal, AUTO RESET ON LEFT, COLOR WHITE, LED WHITE, 2NC, 100-120 VAC
A22NW-2ML-TWA-G202-WE | 10400 | 662868 | Selector A22NW Ø22, 2 position, Lighted, bezel brushed metal, AUTO RESET ON LEFT, COLOR WHITE, LED WHITE, 2NC, 200-240 VAC
A22NW-2ML-TWA-G202-YC | 10400 | 664259 | Selector A22NW Ø22, 2 position, Lighted, bezel brushed metal, AUTO RESET ON LEFT, COLOR WHITE, LED YELLOW, 2NC, 24 VDC
A22NW-2ML-TWA-G202-YD | 10400 | 661394 | Selector A22NW Ø22, 2 position, Lighted, bezel brushed metal, AUTO RESET ON LEFT, COLOR WHITE, LED YELLOW, 2NC, 100-120 VAC
A22NW-2ML-TWA-G202-YE | 10400 | 666614 | Selector A22NW Ø22, 2 position, Lighted, bezel brushed metal, AUTO RESET ON LEFT, COLOR WHITE, LED YELLOW, 2NC, 200-240 VAC
A22NW-2ML-TYA-G002-YC | 9795 | 662375 | Selector A22NW Ø22, 2 position, Lighted, bezel brushed metal, AUTO RESET ON LEFT, COLOR YELLOW, LED YELLOW, 1NC, 24 VDC
A22NW-2ML-TYA-G002-YD | 9795 | 665237 | Selector A22NW Ø22, 2 position, Lighted, bezel brushed metal, AUTO RESET ON LEFT, COLOR YELLOW, LED YELLOW, 1NC, 100-120 VAC
A22NW-2ML-TYA-G002-YE | 9795 | 665677 | Selector A22NW Ø22, 2 position, Lighted, bezel brushed metal, AUTO RESET ON LEFT, COLOR YELLOW, LED YELLOW, 1NC, 200-240 VAC
A22NW-2ML-TYA-G100-YC | 9795 | 667092 | Selector A22NW Ø22, 2 position, Lighted, bezel brushed metal, AUTO RESET ON LEFT, COLOR YELLOW, LED YELLOW, 1NO, 24 VDC
A22NW-2ML-TYA-G100-YD | 9795 | 666204 | Selector A22NW Ø22, 2 position, Lighted, bezel brushed metal, AUTO RESET ON LEFT, COLOR YELLOW, LED YELLOW, 1NO, 100-120 VAC
A22NW-2ML-TYA-G100-YE | 9795 | 661869 | Selector A22NW Ø22, 2 position, Lighted, bezel brushed metal, AUTO RESET ON LEFT, COLOR YELLOW, LED YELLOW, 1NO, 200-240 VAC
A22NW-2ML-TYA-G101-YC | 10400 | 662385 | Selector A22NW Ø22, 2 position, Lighted, bezel brushed metal, AUTO RESET ON LEFT, COLOR YELLOW, LED YELLOW, 2NO, 24 VDC
A22NW-2ML-TYA-G101-YD | 10400 | 667107 | Selector A22NW Ø22, 2 position, Lighted, bezel brushed metal, AUTO RESET ON LEFT, COLOR YELLOW, LED YELLOW, 2NO, 100-120 VAC
A22NW-2ML-TYA-G101-YE | 10400 | 663800 | Selector A22NW Ø22, 2 position, Lighted, bezel brushed metal, AUTO RESET ON LEFT, COLOR YELLOW, LED YELLOW, 2NO, 200-240 VAC
A22NW-2ML-TYA-G102-YC | 10400 | 660464 | Selector A22NW Ø22, 2 position, Lighted, bezel brushed metal, AUTO RESET ON LEFT, COLOR YELLOW, LED YELLOW, 1NO1NC, 24 VDC
A22NW-2ML-TYA-G102-YD | 10400 | 664284 | Selector A22NW Ø22, 2 position, Lighted, bezel brushed metal, AUTO RESET ON LEFT, COLOR YELLOW, LED YELLOW, 1NO1NC, 100-120 VAC
A22NW-2ML-TYA-G102-YE | 10400 | 665679 | Selector A22NW Ø22, 2 position, Lighted, bezel brushed metal, AUTO RESET ON LEFT, COLOR YELLOW, LED YELLOW, 1NO1NC, 200-240 VAC
A22NW-2ML-TYA-G202-YC | 10400 | 660457 | Selector A22NW Ø22, 2 position, Lighted, bezel brushed metal, AUTO RESET ON LEFT, COLOR YELLOW, LED YELLOW, 2NC, 24 VDC
A22NW-2ML-TYA-G202-YD | 10400 | 661398 | Selector A22NW Ø22, 2 position, Lighted, bezel brushed metal, AUTO RESET ON LEFT, COLOR YELLOW, LED YELLOW, 2NC, 100-120 VAC
A22NW-2ML-TYA-G202-YE | 10400 | 660000 | Selector A22NW Ø22, 2 position, Lighted, bezel brushed metal, AUTO RESET ON LEFT, COLOR YELLOW, LED YELLOW, 2NC, 200-240 VAC
A22NW-2MM-TAA-G002-AC | 9795 | 666524 | Selector A22NW Ø22, 2 position, Lighted, bezel brushed metal, MANUAL, COLOR BLUE, LED BLUE, 1NC, 24 VDC
A22NW-2MM-TAA-G002-AE | 9795 | 663705 | Selector A22NW Ø22, 2 position, Lighted, bezel brushed metal, MANUAL, COLOR BLUE, LED BLUE, 1NC, 200-240 VAC
A22NW-2MM-TAA-G100-AC | 9795 | 663737 | Selector A22NW Ø22, 2 position, Lighted, bezel brushed metal, MANUAL, COLOR BLUE, LED BLUE, 1NO, 24 VDC
A22NW-2MM-TAA-G100-AE | 9795 | 663799 | Selector A22NW Ø22, 2 position, Lighted, bezel brushed metal, MANUAL, COLOR BLUE, LED BLUE, 1NO, 200-240 VAC
A22NW-2MM-TAA-G101-AC | 10400 | 659926 | Selector A22NW Ø22, 2 position, Lighted, bezel brushed metal, MANUAL, COLOR BLUE, LED BLUE, 2NO, 24 VDC
A22NW-2MM-TAA-G101-AE | 10400 | 666511 | Selector A22NW Ø22, 2 position, Lighted, bezel brushed metal, MANUAL, COLOR BLUE, LED BLUE, 2NO, 200-240 VAC
A22NW-2MM-TAA-G102-AC | 10400 | 662781 | Selector A22NW Ø22, 2 position, Lighted, bezel brushed metal, MANUAL, COLOR BLUE, LED BLUE, 1NO1NC, 24 VDC
A22NW-2MM-TAA-G102-AE | 10400 | 661399 | Selector A22NW Ø22, 2 position, Lighted, bezel brushed metal, MANUAL, COLOR BLUE, LED BLUE, 1NO1NC, 200-240 VAC
A22NW-2MM-TAA-G202-AC | 10400 | 661789 | Selector A22NW Ø22, 2 position, Lighted, bezel brushed metal, MANUAL, COLOR BLUE, LED BLUE, 2NC, 24 VDC
A22NW-2MM-TAA-G202-AE | 10400 | 660480 | Selector A22NW Ø22, 2 position, Lighted, bezel brushed metal, MANUAL, COLOR BLUE, LED BLUE, 2NC, 200-240 VAC
A22NW-2MM-TAA-P102-AC | 10400 | 673659 | Selector A22NW Ø22, 2 position, Lighted, bezel brushed metal, MANUAL, COLOR BLUE, LED BLUE, 1NO1NC, 24 VDC, push-in terminal
A22NW-2MM-TGA-G002-GC | 9795 | 665598 | Selector A22NW Ø22, 2 position, Lighted, bezel brushed metal, MANUAL, COLOR GREEN, LED GREEN, 1NC, 24 VDC
A22NW-2MM-TGA-G002-GE | 9795 | 666210 | Selector A22NW Ø22, 2 position, Lighted, bezel brushed metal, MANUAL, COLOR GREEN, LED GREEN, 1NC, 200-240 VAC
A22NW-2MM-TGA-G100-GC | 9795 | 662780 | Selector A22NW Ø22, 2 position, Lighted, bezel brushed metal, MANUAL, COLOR GREEN, LED GREEN, 1NO, 24 VDC
A22NW-2MM-TGA-G100-GE | 9795 | 664295 | Selector A22NW Ø22, 2 position, Lighted, bezel brushed metal, MANUAL, COLOR GREEN, LED GREEN, 1NO, 200-240 VAC
A22NW-2MM-TGA-G101-GC | 10400 | 662783 | Selector A22NW Ø22, 2 position, Lighted, bezel brushed metal, MANUAL, COLOR GREEN, LED GREEN, 2NO, 24 VDC
A22NW-2MM-TGA-G101-GE | 10400 | 661753 | Selector A22NW Ø22, 2 position, Lighted, bezel brushed metal, MANUAL, COLOR GREEN, LED GREEN, 2NO, 200-240 VAC
A22NW-2MM-TGA-G102-GC | 10400 | 661762 | Selector A22NW Ø22, 2 position, Lighted, bezel brushed metal, MANUAL, COLOR GREEN, LED GREEN, 1NO1NC, 24 VDC
A22NW-2MM-TGA-G102-GE | 10400 | 663399 | Selector A22NW Ø22, 2 position, Lighted, bezel brushed metal, MANUAL, COLOR GREEN, LED GREEN, 1NO1NC, 200-240 VAC
A22NW-2MM-TGA-G202-GC | 10400 | 663088 | Selector A22NW Ø22, 2 position, Lighted, bezel brushed metal, MANUAL, COLOR GREEN, LED GREEN, 2NC, 24 VDC
A22NW-2MM-TGA-G202-GE | 10400 | 664699 | Selector A22NW Ø22, 2 position, Lighted, bezel brushed metal, MANUAL, COLOR GREEN, LED GREEN, 2NC, 200-240 VAC
A22NW-2MM-TRA-G002-RC | 9795 | 665595 | Selector A22NW Ø22, 2 position, Lighted, bezel brushed metal, MANUAL, COLOR RED, LED RED, 1NC, 24 VDC
A22NW-2MM-TRA-G002-RE | 9795 | 666510 | Selector A22NW Ø22, 2 position, Lighted, bezel brushed metal, MANUAL, COLOR RED, LED RED, 1NC, 200-240 VAC
A22NW-2MM-TRA-G100-RC | 9795 | 659913 | Selector A22NW Ø22, 2 position, Lighted, bezel brushed metal, MANUAL, COLOR RED, LED RED, 1NO, 24 VDC
A22NW-2MM-TRA-G100-RE | 9795 | 664605 | Selector A22NW Ø22, 2 position, Lighted, bezel brushed metal, MANUAL, COLOR RED, LED RED, 1NO, 200-240 VAC
A22NW-2MM-TRA-G101-RC | 10400 | 666534 | Selector A22NW Ø22, 2 position, Lighted, bezel brushed metal, MANUAL, COLOR RED, LED RED, 2NO, 24 VDC
A22NW-2MM-TRA-G101-RE | 10400 | 662414 | Selector A22NW Ø22, 2 position, Lighted, bezel brushed metal, MANUAL, COLOR RED, LED RED, 2NO, 200-240 VAC
A22NW-2MM-TRA-G102-RC | 10400 | 665605 | Selector A22NW Ø22, 2 position, Lighted, bezel brushed metal, MANUAL, COLOR RED, LED RED, 1NO1NC, 24 VDC
A22NW-2MM-TRA-G102-RE | 10400 | 663704 | Selector A22NW Ø22, 2 position, Lighted, bezel brushed metal, MANUAL, COLOR RED, LED RED, 1NO1NC, 200-240 VAC
A22NW-2MM-TRA-G202-RC | 10400 | 659896 | Selector A22NW Ø22, 2 position, Lighted, bezel brushed metal, MANUAL, COLOR RED, LED RED, 2NC, 24 VDC
A22NW-2MM-TRA-G202-RE | 10400 | 663400 | Selector A22NW Ø22, 2 position, Lighted, bezel brushed metal, MANUAL, COLOR RED, LED RED, 2NC, 200-240 VAC
A22NW-2MM-TRA-P100-RC | 8895 | 673625 | Selector A22NW Ø22, 2 position, Lighted, bezel brushed metal, MANUAL, COLOR RED, LED RED, 1NO, 24 VDC, push-in terminal
A22NW-2MM-TWA-G002-WC | 9795 | 659930 | Selector A22NW Ø22, 2 position, Lighted, bezel brushed metal, MANUAL, COLOR WHITE, LED WHITE, 1NC, 24 VDC
A22NW-2MM-TWA-G002-WD | 9795 | 663377 | Selector A22NW Ø22, 2 position, Lighted, bezel brushed metal, MANUAL, COLOR WHITE, LED WHITE, 1NC, 100-120 VAC
A22NW-2MM-TWA-G002-WE | 9795 | 664285 | Selector A22NW Ø22, 2 position, Lighted, bezel brushed metal, MANUAL, COLOR WHITE, LED WHITE, 1NC, 200-240 VAC
A22NW-2MM-TWA-G002-YC | 9795 | 660198 | Selector A22NW Ø22, 2 position, Lighted, bezel brushed metal, MANUAL, COLOR WHITE, LED YELLOW, 1NC, 24 VDC
A22NW-2MM-TWA-G002-YD | 9795 | 665238 | Selector A22NW Ø22, 2 position, Lighted, bezel brushed metal, MANUAL, COLOR WHITE, LED YELLOW, 1NC, 100-120 VAC
A22NW-2MM-TWA-G002-YE | 9795 | 661414 | Selector A22NW Ø22, 2 position, Lighted, bezel brushed metal, MANUAL, COLOR WHITE, LED YELLOW, 1NC, 200-240 VAC
A22NW-2MM-TWA-G100-WC | 9795 | 662795 | Selector A22NW Ø22, 2 position, Lighted, bezel brushed metal, MANUAL, COLOR WHITE, LED WHITE, 1NO, 24 VDC
A22NW-2MM-TWA-G100-WD | 9795 | 662388 | Selector A22NW Ø22, 2 position, Lighted, bezel brushed metal, MANUAL, COLOR WHITE, LED WHITE, 1NO, 100-120 VAC
A22NW-2MM-TWA-G100-WE | 9795 | 659881 | Selector A22NW Ø22, 2 position, Lighted, bezel brushed metal, MANUAL, COLOR WHITE, LED WHITE, 1NO, 200-240 VAC
A22NW-2MM-TWA-G100-YC | 9795 | 662788 | Selector A22NW Ø22, 2 position, Lighted, bezel brushed metal, MANUAL, COLOR WHITE, LED YELLOW, 1NO, 24 VDC
A22NW-2MM-TWA-G100-YD | 9795 | 664268 | Selector A22NW Ø22, 2 position, Lighted, bezel brushed metal, MANUAL, COLOR WHITE, LED YELLOW, 1NO, 100-120 VAC
A22NW-2MM-TWA-G100-YE | 9795 | 667119 | Selector A22NW Ø22, 2 position, Lighted, bezel brushed metal, MANUAL, COLOR WHITE, LED YELLOW, 1NO, 200-240 VAC
A22NW-2MM-TWA-G101-WC | 10400 | 661772 | Selector A22NW Ø22, 2 position, Lighted, bezel brushed metal, MANUAL, COLOR WHITE, LED WHITE, 2NO, 24 VDC
A22NW-2MM-TWA-G101-WD | 10400 | 663379 | Selector A22NW Ø22, 2 position, Lighted, bezel brushed metal, MANUAL, COLOR WHITE, LED WHITE, 2NO, 100-120 VAC
A22NW-2MM-TWA-G101-WE | 10400 | 661400 | Selector A22NW Ø22, 2 position, Lighted, bezel brushed metal, MANUAL, COLOR WHITE, LED WHITE, 2NO, 200-240 VAC
A22NW-2MM-TWA-G101-YC | 10400 | 664620 | Selector A22NW Ø22, 2 position, Lighted, bezel brushed metal, MANUAL, COLOR WHITE, LED YELLOW, 2NO, 24 VDC
A22NW-2MM-TWA-G101-YD | 10400 | 665231 | Selector A22NW Ø22, 2 position, Lighted, bezel brushed metal, MANUAL, COLOR WHITE, LED YELLOW, 2NO, 100-120 VAC
A22NW-2MM-TWA-G101-YE | 10400 | 663402 | Selector A22NW Ø22, 2 position, Lighted, bezel brushed metal, MANUAL, COLOR WHITE, LED YELLOW, 2NO, 200-240 VAC
A22NW-2MM-TWA-G102-WC | 10400 | 661777 | Selector A22NW Ø22, 2 position, Lighted, bezel brushed metal, MANUAL, COLOR WHITE, LED WHITE, 1NO1NC, 24 VDC
A22NW-2MM-TWA-G102-WD | 10400 | 665223 | Selector A22NW Ø22, 2 position, Lighted, bezel brushed metal, MANUAL, COLOR WHITE, LED WHITE, 1NO1NC, 100-120 VAC
A22NW-2MM-TWA-G102-WE | 10400 | 667112 | Selector A22NW Ø22, 2 position, Lighted, bezel brushed metal, MANUAL, COLOR WHITE, LED WHITE, 1NO1NC, 200-240 VAC
A22NW-2MM-TWA-G102-YC | 10400 | 664632 | Selector A22NW Ø22, 2 position, Lighted, bezel brushed metal, MANUAL, COLOR WHITE, LED YELLOW, 1NO1NC, 24 VDC
A22NW-2MM-TWA-G102-YD | 10400 | 663378 | Selector A22NW Ø22, 2 position, Lighted, bezel brushed metal, MANUAL, COLOR WHITE, LED YELLOW, 1NO1NC, 100-120 VAC
A22NW-2MM-TWA-G102-YE | 10400 | 659882 | Selector A22NW Ø22, 2 position, Lighted, bezel brushed metal, MANUAL, COLOR WHITE, LED YELLOW, 1NO1NC, 200-240 VAC
A22NW-2MM-TWA-G202-WC | 10400 | 661791 | Selector A22NW Ø22, 2 position, Lighted, bezel brushed metal, MANUAL, COLOR WHITE, LED WHITE, 2NC, 24 VDC
A22NW-2MM-TWA-G202-WD | 10400 | 663387 | Selector A22NW Ø22, 2 position, Lighted, bezel brushed metal, MANUAL, COLOR WHITE, LED WHITE, 2NC, 100-120 VAC
A22NW-2MM-TWA-G202-WE | 10400 | 661868 | Selector A22NW Ø22, 2 position, Lighted, bezel brushed metal, MANUAL, COLOR WHITE, LED WHITE, 2NC, 200-240 VAC
A22NW-2MM-TWA-G202-YC | 10400 | 659928 | Selector A22NW Ø22, 2 position, Lighted, bezel brushed metal, MANUAL, COLOR WHITE, LED YELLOW, 2NC, 24 VDC
A22NW-2MM-TWA-G202-YD | 10400 | 663369 | Selector A22NW Ø22, 2 position, Lighted, bezel brushed metal, MANUAL, COLOR WHITE, LED YELLOW, 2NC, 100-120 VAC
A22NW-2MM-TWA-G202-YE | 10400 | 666613 | Selector A22NW Ø22, 2 position, Lighted, bezel brushed metal, MANUAL, COLOR WHITE, LED YELLOW, 2NC, 200-240 VAC
A22NW-2MM-TWA-P100-WC | 10400 | 675144 | Selector A22NW Ø22, 2 position, Lighted, bezel brushed metal, MANUAL, COLOR WHITE, LED WHITE, 1NO, 24 VDC, push-in terminal
A22NW-2MM-TYA-G002-YC | 9795 | 661790 | Selector A22NW Ø22, 2 position, Lighted, bezel brushed metal, MANUAL, COLOR YELLOW, LED YELLOW, 1NC, 24 VDC
A22NW-2MM-TYA-G002-YD | 9795 | 666199 | Selector A22NW Ø22, 2 position, Lighted, bezel brushed metal, MANUAL, COLOR YELLOW, LED YELLOW, 1NC, 100-120 VAC
A22NW-2MM-TYA-G002-YE | 9795 | 660493 | Selector A22NW Ø22, 2 position, Lighted, bezel brushed metal, MANUAL, COLOR YELLOW, LED YELLOW, 1NC, 200-240 VAC
A22NW-2MM-TYA-G100-YC | 9795 | 663736 | Selector A22NW Ø22, 2 position, Lighted, bezel brushed metal, MANUAL, COLOR YELLOW, LED YELLOW, 1NO, 24 VDC
A22NW-2MM-TYA-G100-YD | 9795 | 661389 | Selector A22NW Ø22, 2 position, Lighted, bezel brushed metal, MANUAL, COLOR YELLOW, LED YELLOW, 1NO, 100-120 VAC
A22NW-2MM-TYA-G100-YE | 9795 | 665240 | Selector A22NW Ø22, 2 position, Lighted, bezel brushed metal, MANUAL, COLOR YELLOW, LED YELLOW, 1NO, 200-240 VAC
A22NW-2MM-TYA-G101-YC | 10400 | 663730 | Selector A22NW Ø22, 2 position, Lighted, bezel brushed metal, MANUAL, COLOR YELLOW, LED YELLOW, 2NO, 24 VDC
A22NW-2MM-TYA-G101-YD | 10400 | 661393 | Selector A22NW Ø22, 2 position, Lighted, bezel brushed metal, MANUAL, COLOR YELLOW, LED YELLOW, 2NO, 100-120 VAC
A22NW-2MM-TYA-G101-YE | 10400 | 660494 | Selector A22NW Ø22, 2 position, Lighted, bezel brushed metal, MANUAL, COLOR YELLOW, LED YELLOW, 2NO, 200-240 VAC
A22NW-2MM-TYA-G102-YC | 10400 | 662784 | Selector A22NW Ø22, 2 position, Lighted, bezel brushed metal, MANUAL, COLOR YELLOW, LED YELLOW, 1NO1NC, 24 VDC
A22NW-2MM-TYA-G102-YD | 10400 | 666209 | Selector A22NW Ø22, 2 position, Lighted, bezel brushed metal, MANUAL, COLOR YELLOW, LED YELLOW, 1NO1NC, 100-120 VAC
A22NW-2MM-TYA-G102-YE | 10400 | 663390 | Selector A22NW Ø22, 2 position, Lighted, bezel brushed metal, MANUAL, COLOR YELLOW, LED YELLOW, 1NO1NC, 200-240 VAC
A22NW-2MM-TYA-G202-YC | 10400 | 663745 | Selector A22NW Ø22, 2 position, Lighted, bezel brushed metal, MANUAL, COLOR YELLOW, LED YELLOW, 2NC, 24 VDC
A22NW-2MM-TYA-G202-YD | 10400 | 665229 | Selector A22NW Ø22, 2 position, Lighted, bezel brushed metal, MANUAL, COLOR YELLOW, LED YELLOW, 2NC, 100-120 VAC
A22NW-2MM-TYA-G202-YE | 10400 | 667111 | Selector A22NW Ø22, 2 position, Lighted, bezel brushed metal, MANUAL, COLOR YELLOW, LED YELLOW, 2NC, 200-240 VAC
A22NW-2MM-TYA-P102-YC | 10400 | 674694 | Selector A22NW Ø22, 2 position, Lighted, bezel brushed metal, MANUAL, COLOR YELLOW, LED YELLOW, 1NO1NC, 24 VDC, push-in terminal
A22NW-2RL-TAA-G002-AC | 9795 | 667101 | Selector A22NW Ø22, 2 position, Lighted, bezel metal, AUTO RESET ON LEFT, COLOR BLUE, LED BLUE, 1NC, 24 VDC
A22NW-2RL-TAA-G002-AD | 9795 | 665631 | Selector A22NW Ø22, 2 position, Lighted, bezel metal, AUTO RESET ON LEFT, COLOR BLUE, LED BLUE, 1NC, 100-120 VAC
A22NW-2RL-TAA-G002-AE | 9795 | 661876 | Selector A22NW Ø22, 2 position, Lighted, bezel metal, AUTO RESET ON LEFT, COLOR BLUE, LED BLUE, 1NC, 200-240 VAC
A22NW-2RL-TAA-G100-AC | 9795 | 666192 | Selector A22NW Ø22, 2 position, Lighted, bezel metal, AUTO RESET ON LEFT, COLOR BLUE, LED BLUE, 1NO, 24 VDC
A22NW-2RL-TAA-G100-AD | 9795 | 660866 | Selector A22NW Ø22, 2 position, Lighted, bezel metal, AUTO RESET ON LEFT, COLOR BLUE, LED BLUE, 1NO, 100-120 VAC
A22NW-2RL-TAA-G100-AE | 9795 | 661875 | Selector A22NW Ø22, 2 position, Lighted, bezel metal, AUTO RESET ON LEFT, COLOR BLUE, LED BLUE, 1NO, 200-240 VAC
A22NW-2RL-TAA-G101-AC | 10400 | 664260 | Selector A22NW Ø22, 2 position, Lighted, bezel metal, AUTO RESET ON LEFT, COLOR BLUE, LED BLUE, 2NO, 24 VDC
A22NW-2RL-TAA-G101-AD | 10400 | 664649 | Selector A22NW Ø22, 2 position, Lighted, bezel metal, AUTO RESET ON LEFT, COLOR BLUE, LED BLUE, 2NO, 100-120 VAC
A22NW-2RL-TAA-G101-AE | 10400 | 663761 | Selector A22NW Ø22, 2 position, Lighted, bezel metal, AUTO RESET ON LEFT, COLOR BLUE, LED BLUE, 2NO, 200-240 VAC
A22NW-2RL-TAA-G102-AC | 10400 | 660470 | Selector A22NW Ø22, 2 position, Lighted, bezel metal, AUTO RESET ON LEFT, COLOR BLUE, LED BLUE, 1NO1NC, 24 VDC
A22NW-2RL-TAA-G102-AD | 10400 | 663754 | Selector A22NW Ø22, 2 position, Lighted, bezel metal, AUTO RESET ON LEFT, COLOR BLUE, LED BLUE, 1NO1NC, 100-120 VAC
A22NW-2RL-TAA-G102-AE | 10400 | 659886 | Selector A22NW Ø22, 2 position, Lighted, bezel metal, AUTO RESET ON LEFT, COLOR BLUE, LED BLUE, 1NO1NC, 200-240 VAC
A22NW-2RL-TAA-G202-AC | 10400 | 667094 | Selector A22NW Ø22, 2 position, Lighted, bezel metal, AUTO RESET ON LEFT, COLOR BLUE, LED BLUE, 2NC, 24 VDC
A22NW-2RL-TAA-G202-AD | 10400 | 660879 | Selector A22NW Ø22, 2 position, Lighted, bezel metal, AUTO RESET ON LEFT, COLOR BLUE, LED BLUE, 2NC, 100-120 VAC
A22NW-2RL-TAA-G202-AE | 10400 | 660877 | Selector A22NW Ø22, 2 position, Lighted, bezel metal, AUTO RESET ON LEFT, COLOR BLUE, LED BLUE, 2NC, 200-240 VAC
A22NW-2RL-TGA-G002-GC | 9795 | 663356 | Selector A22NW Ø22, 2 position, Lighted, bezel metal, AUTO RESET ON LEFT, COLOR GREEN, LED GREEN, 1NC, 24 VDC
A22NW-2RL-TGA-G002-GE | 9795 | 660921 | Selector A22NW Ø22, 2 position, Lighted, bezel metal, AUTO RESET ON LEFT, COLOR GREEN, LED GREEN, 1NC, 200-240 VAC
A22NW-2RL-TGA-G100-GC | 9795 | 661377 | Selector A22NW Ø22, 2 position, Lighted, bezel metal, AUTO RESET ON LEFT, COLOR GREEN, LED GREEN, 1NO, 24 VDC
A22NW-2RL-TGA-G100-GE | 9795 | 664651 | Selector A22NW Ø22, 2 position, Lighted, bezel metal, AUTO RESET ON LEFT, COLOR GREEN, LED GREEN, 1NO, 200-240 VAC
A22NW-2RL-TGA-G101-GC | 10400 | 660453 | Selector A22NW Ø22, 2 position, Lighted, bezel metal, AUTO RESET ON LEFT, COLOR GREEN, LED GREEN, 2NO, 24 VDC
A22NW-2RL-TGA-G101-GE | 10400 | 661802 | Selector A22NW Ø22, 2 position, Lighted, bezel metal, AUTO RESET ON LEFT, COLOR GREEN, LED GREEN, 2NO, 200-240 VAC
A22NW-2RL-TGA-G102-GC | 10400 | 661375 | Selector A22NW 22 dia., 2 position, Lighted, bezel metal, auto reset on left, color green, LED green, 1NO1NC, 24 VDC
A22NW-2RL-TGA-G102-GE | 10400 | 665681 | Selector A22NW 22 dia., 2 position, Lighted, bezel metal, auto reset on left, color green, LED green, 1NO1NC, 200-240 VAC
A22NW-2RL-TGA-G202-GC | 10400 | 667100 | Selector A22NW Ø22, 2 position, Lighted, bezel metal, AUTO RESET ON LEFT, COLOR GREEN, LED GREEN, 2NC, 24 VDC
A22NW-2RL-TGA-G202-GE | 10400 | 662770 | Selector A22NW Ø22, 2 position, Lighted, bezel metal, AUTO RESET ON LEFT, COLOR GREEN, LED GREEN, 2NC, 200-240 VAC
A22NW-2RL-TRA-G002-RC | 9795 | 662363 | Selector A22NW Ø22, 2 position, Lighted, bezel metal, AUTO RESET ON LEFT, COLOR RED, LED RED, 1NC, 24 VDC
A22NW-2RL-TRA-G002-RE | 9795 | 666521 | Selector A22NW Ø22, 2 position, Lighted, bezel metal, AUTO RESET ON LEFT, COLOR RED, LED RED, 1NC, 200-240 VAC
A22NW-2RL-TRA-G100-RC | 9795 | 661360 | Selector A22NW Ø22, 2 position, Lighted, bezel metal, AUTO RESET ON LEFT, COLOR RED, LED RED, 1NO, 24 VDC
A22NW-2RL-TRA-G100-RE | 9795 | 660918 | Selector A22NW Ø22, 2 position, Lighted, bezel metal, AUTO RESET ON LEFT, COLOR RED, LED RED, 1NO, 200-240 VAC
A22NW-2RL-TRA-G101-RC | 10400 | 660445 | Selector A22NW Ø22, 2 position, Lighted, bezel metal, AUTO RESET ON LEFT, COLOR RED, LED RED, 2NO, 24 VDC
A22NW-2RL-TRA-G101-RE | 10400 | 667132 | Selector A22NW Ø22, 2 position, Lighted, bezel metal, AUTO RESET ON LEFT, COLOR RED, LED RED, 2NO, 200-240 VAC
A22NW-2RL-TRA-G102-RC | 10400 | 667091 | Selector A22NW 22 dia., 2 position, Lighted, bezel metal, auto reset on left, color red, LED red, 1NO1NC, 24 VDC
A22NW-2RL-TRA-G102-RE | 10400 | 663712 | Selector A22NW 22 dia., 2 position, Lighted, bezel metal, auto reset on left, color red, LED red, 1NO1NC, 200-240 VAC
A22NW-2RL-TRA-G202-RC | 10400 | 665207 | Selector A22NW Ø22, 2 position, Lighted, bezel metal, AUTO RESET ON LEFT, COLOR RED, LED RED, 2NC, 24 VDC
A22NW-2RL-TRA-G202-RE | 10400 | 660002 | Selector A22NW Ø22, 2 position, Lighted, bezel metal, AUTO RESET ON LEFT, COLOR RED, LED RED, 2NC, 200-240 VAC
A22NW-2RL-TWA-G002-WC | 9795 | 662387 | Selector A22NW Ø22, 2 position, Lighted, bezel metal, AUTO RESET ON LEFT, COLOR WHITE, LED WHITE, 1NC, 24 VDC
A22NW-2RL-TWA-G002-WE | 9795 | 659951 | Selector A22NW Ø22, 2 position, Lighted, bezel metal, AUTO RESET ON LEFT, COLOR WHITE, LED WHITE, 1NC, 200-240 VAC
A22NW-2RL-TWA-G002-YC | 9795 | 663388 | Selector A22NW Ø22, 2 position, Lighted, bezel metal, AUTO RESET ON LEFT, COLOR WHITE, LED YELLOW, 1NC, 24 VDC
A22NW-2RL-TWA-G002-YE | 9795 | 666531 | Selector A22NW Ø22, 2 position, Lighted, bezel metal, AUTO RESET ON LEFT, COLOR WHITE, LED YELLOW, 1NC, 200-240 VAC
A22NW-2RL-TWA-G100-WC | 9795 | 667093 | Selector A22NW Ø22, 2 position, Lighted, bezel metal, AUTO RESET ON LEFT, COLOR WHITE, LED WHITE, 1NO, 24 VDC
A22NW-2RL-TWA-G100-WE | 9795 | 661878 | Selector A22NW Ø22, 2 position, Lighted, bezel metal, AUTO RESET ON LEFT, COLOR WHITE, LED WHITE, 1NO, 200-240 VAC
A22NW-2RL-TWA-G100-YC | 9795 | 660479 | Selector A22NW Ø22, 2 position, Lighted, bezel metal, AUTO RESET ON LEFT, COLOR WHITE, LED YELLOW, 1NO, 24 VDC
A22NW-2RL-TWA-G100-YE | 9795 | 660919 | Selector A22NW Ø22, 2 position, Lighted, bezel metal, AUTO RESET ON LEFT, COLOR WHITE, LED YELLOW, 1NO, 200-240 VAC
A22NW-2RL-TWA-G101-WC | 10400 | 663363 | Selector A22NW Ø22, 2 position, Lighted, bezel metal, AUTO RESET ON LEFT, COLOR WHITE, LED WHITE, 2NO, 24 VDC
A22NW-2RL-TWA-G101-WE | 10400 | 665629 | Selector A22NW Ø22, 2 position, Lighted, bezel metal, AUTO RESET ON LEFT, COLOR WHITE, LED WHITE, 2NO, 200-240 VAC
A22NW-2RL-TWA-G101-YC | 10400 | 662396 | Selector A22NW Ø22, 2 position, Lighted, bezel metal, AUTO RESET ON LEFT, COLOR WHITE, LED YELLOW, 2NO, 24 VDC
A22NW-2RL-TWA-G101-YE | 10400 | 665626 | Selector A22NW Ø22, 2 position, Lighted, bezel metal, AUTO RESET ON LEFT, COLOR WHITE, LED YELLOW, 2NO, 200-240 VAC
A22NW-2RL-TWA-G102-WC | 10400 | 664262 | Selector A22NW Ø22, 2 position, Lighted, bezel metal, AUTO RESET ON LEFT, COLOR WHITE, LED WHITE, 1NO1NC, 24 VDC
A22NW-2RL-TWA-G102-WE | 10400 | 659885 | Selector A22NW Ø22, 2 position, Lighted, bezel metal, AUTO RESET ON LEFT, COLOR WHITE, LED WHITE, 1NO1NC, 200-240 VAC
A22NW-2RL-TWA-G102-YC | 10400 | 665222 | Selector A22NW Ø22, 2 position, Lighted, bezel metal, AUTO RESET ON LEFT, COLOR WHITE, LED YELLOW, 1NO1NC, 24 VDC
A22NW-2RL-TWA-G102-YE | 10400 | 662428 | Selector A22NW Ø22, 2 position, Lighted, bezel metal, AUTO RESET ON LEFT, COLOR WHITE, LED YELLOW, 1NO1NC, 200-240 VAC
A22NW-2RL-TWA-G202-WC | 10400 | 662386 | Selector A22NW Ø22, 2 position, Lighted, bezel metal, AUTO RESET ON LEFT, COLOR WHITE, LED WHITE, 2NC, 24 VDC
A22NW-2RL-TWA-G202-WE | 10400 | 663713 | Selector A22NW Ø22, 2 position, Lighted, bezel metal, AUTO RESET ON LEFT, COLOR WHITE, LED WHITE, 2NC, 200-240 VAC
A22NW-2RL-TWA-G202-YC | 10400 | 662405 | Selector A22NW Ø22, 2 position, Lighted, bezel metal, AUTO RESET ON LEFT, COLOR WHITE, LED YELLOW, 2NC, 24 VDC
A22NW-2RL-TWA-G202-YE | 10400 | 662427 | Selector A22NW Ø22, 2 position, Lighted, bezel metal, AUTO RESET ON LEFT, COLOR WHITE, LED YELLOW, 2NC, 200-240 VAC
A22NW-2RL-TYA-G002-YC | 9795 | 667087 | Selector A22NW Ø22, 2 position, Lighted, bezel metal, AUTO RESET ON LEFT, COLOR YELLOW, LED YELLOW, 1NC, 24 VDC
A22NW-2RL-TYA-G002-YE | 9795 | 664647 | Selector A22NW Ø22, 2 position, Lighted, bezel metal, AUTO RESET ON LEFT, COLOR YELLOW, LED YELLOW, 1NC, 200-240 VAC
A22NW-2RL-TYA-G100-YC | 9795 | 661386 | Selector A22NW Ø22, 2 position, Lighted, bezel metal, AUTO RESET ON LEFT, COLOR YELLOW, LED YELLOW, 1NO, 24 VDC
A22NW-2RL-TYA-G100-YE | 9795 | 660883 | Selector A22NW Ø22, 2 position, Lighted, bezel metal, AUTO RESET ON LEFT, COLOR YELLOW, LED YELLOW, 1NO, 200-240 VAC
A22NW-2RL-TYA-G101-YC | 10400 | 662378 | Selector A22NW Ø22, 2 position, Lighted, bezel metal, AUTO RESET ON LEFT, COLOR YELLOW, LED YELLOW, 2NO, 24 VDC
A22NW-2RL-TYA-G101-YE | 10400 | 660878 | Selector A22NW Ø22, 2 position, Lighted, bezel metal, AUTO RESET ON LEFT, COLOR YELLOW, LED YELLOW, 2NO, 200-240 VAC
A22NW-2RL-TYA-G102-YC | 10400 | 661387 | Selector A22NW Ø22, 2 position, Lighted, bezel metal, AUTO RESET ON LEFT, COLOR YELLOW, LED YELLOW, 1NO1NC, 24 VDC
A22NW-2RL-TYA-G102-YE | 10400 | 661877 | Selector A22NW Ø22, 2 position, Lighted, bezel metal, AUTO RESET ON LEFT, COLOR YELLOW, LED YELLOW, 1NO1NC, 200-240 VAC
A22NW-2RL-TYA-G202-YC | 10400 | 662379 | Selector A22NW Ø22, 2 position, Lighted, bezel metal, AUTO RESET ON LEFT, COLOR YELLOW, LED YELLOW, 2NC, 24 VDC
A22NW-2RL-TYA-G202-YE | 10400 | 664612 | Selector A22NW Ø22, 2 position, Lighted, bezel metal, AUTO RESET ON LEFT, COLOR YELLOW, LED YELLOW, 2NC, 200-240 VAC
A22NW-2RM-TAA-G002-AC | 9795 | 664253 | Selector A22NW Ø22, 2 position, Lighted, bezel metal, MANUAL, COLOR BLUE, LED BLUE, 1NC, 24 VDC
A22NW-2RM-TAA-G002-AD | 9795 | 664275 | Selector A22NW Ø22, 2 position, Lighted, bezel metal, MANUAL, COLOR BLUE, LED BLUE, 1NC, 100-120 VAC
A22NW-2RM-TAA-G002-AE | 9795 | 664702 | Selector A22NW Ø22, 2 position, Lighted, bezel metal, MANUAL, COLOR BLUE, LED BLUE, 1NC, 200-240 VAC
A22NW-2RM-TAA-G100-AC | 9795 | 667085 | Selector A22NW Ø22, 2 position, Lighted, bezel metal, MANUAL, COLOR BLUE, LED BLUE, 1NO, 24 VDC
A22NW-2RM-TAA-G100-AD | 9795 | 664269 | Selector A22NW Ø22, 2 position, Lighted, bezel metal, MANUAL, COLOR BLUE, LED BLUE, 1NO, 100-120 VAC
A22NW-2RM-TAA-G100-AE | 9795 | 659890 | Selector A22NW Ø22, 2 position, Lighted, bezel metal, MANUAL, COLOR BLUE, LED BLUE, 1NO, 200-240 VAC
A22NW-2RM-TAA-G101-AC | 10400 | 667086 | Selector A22NW Ø22, 2 position, Lighted, bezel metal, MANUAL, COLOR BLUE, LED BLUE, 2NO, 24 VDC
A22NW-2RM-TAA-G101-AD | 10400 | 663755 | Selector A22NW Ø22, 2 position, Lighted, bezel metal, MANUAL, COLOR BLUE, LED BLUE, 2NO, 100-120 VAC
A22NW-2RM-TAA-G101-AE | 10400 | 665592 | Selector A22NW Ø22, 2 position, Lighted, bezel metal, MANUAL, COLOR BLUE, LED BLUE, 2NO, 200-240 VAC
A22NW-2RM-TAA-G102-AC | 10400 | 663362 | Selector A22NW Ø22, 2 position, Lighted, bezel metal, MANUAL, COLOR BLUE, LED BLUE, 1NO1NC, 24 VDC
A22NW-2RM-TAA-G102-AD | 10400 | 665618 | Selector A22NW Ø22, 2 position, Lighted, bezel metal, MANUAL, COLOR BLUE, LED BLUE, 1NO1NC, 100-120 VAC
A22NW-2RM-TAA-G102-AE | 10400 | 663804 | Selector A22NW Ø22, 2 position, Lighted, bezel metal, MANUAL, COLOR BLUE, LED BLUE, 1NO1NC, 200-240 VAC
A22NW-2RM-TAA-G202-AC | 10400 | 664265 | Selector A22NW Ø22, 2 position, Lighted, bezel metal, MANUAL, COLOR BLUE, LED BLUE, 2NC, 24 VDC
A22NW-2RM-TAA-G202-AD | 10400 | 664642 | Selector A22NW Ø22, 2 position, Lighted, bezel metal, MANUAL, COLOR BLUE, LED BLUE, 2NC, 100-120 VAC
A22NW-2RM-TAA-G202-AE | 10400 | 659905 | Selector A22NW Ø22, 2 position, Lighted, bezel metal, MANUAL, COLOR BLUE, LED BLUE, 2NC, 200-240 VAC
A22NW-2RM-TGA-G002-GC | 9795 | 666171 | Selector A22NW Ø22, 2 position, Lighted, bezel metal, MANUAL, COLOR GREEN, LED GREEN, 1NC, 24 VDC
A22NW-2RM-TGA-G002-GE | 9795 | 664611 | Selector A22NW Ø22, 2 position, Lighted, bezel metal, MANUAL, COLOR GREEN, LED GREEN, 1NC, 200-240 VAC
A22NW-2RM-TGA-G100-GC | 9795 | 666198 | Selector A22NW Ø22, 2 position, Lighted, bezel metal, MANUAL, COLOR GREEN, LED GREEN, 1NO, 24 VDC
A22NW-2RM-TGA-G100-GE | 9795 | 665680 | Selector A22NW Ø22, 2 position, Lighted, bezel metal, MANUAL, COLOR GREEN, LED GREEN, 1NO, 200-240 VAC
A22NW-2RM-TGA-G101-GC | 10400 | 664252 | Selector A22NW Ø22, 2 position, Lighted, bezel metal, MANUAL, COLOR GREEN, LED GREEN, 2NO, 24 VDC
A22NW-2RM-TGA-G101-GE | 10400 | 666616 | Selector A22NW Ø22, 2 position, Lighted, bezel metal, MANUAL, COLOR GREEN, LED GREEN, 2NO, 200-240 VAC
A22NW-2RM-TGA-G102-GC | 10400 | 662362 | Selector A22NW 22 dia., 2 position, Lighted, bezel metal, manual, color green, LED green, 1NO1NC, 24 VDC
A22NW-2RM-TGA-G102-GE | 10400 | 659889 | Selector A22NW 22 dia., 2 position, Lighted, bezel metal, manual, color green, LED green, 1NO1NC, 200-240 VAC
A22NW-2RM-TGA-G202-GC | 10400 | 667089 | Selector A22NW Ø22, 2 position, Lighted, bezel metal, MANUAL, COLOR GREEN, LED GREEN, 2NC, 24 VDC
A22NW-2RM-TGA-G202-GE | 10400 | 659888 | Selector A22NW Ø22, 2 position, Lighted, bezel metal, MANUAL, COLOR GREEN, LED GREEN, 2NC, 200-240 VAC
A22NW-2RM-TGA-P102-GC | 10400 | 673682 | Selector A22NW Ø22, 2 position, Lighted, bezel metal, MANUAL, COLOR GREEN, LED GREEN, 1NO1NC, 24 VDC, push-in terminal
A22NW-2RM-TRA-G002-RC | 9795 | 660845 | Selector A22NW Ø22, 2 position, Lighted, bezel metal, MANUAL, COLOR RED, LED RED, 1NC, 24 VDC
A22NW-2RM-TRA-G002-RE | 9795 | 660917 | Selector A22NW Ø22, 2 position, Lighted, bezel metal, MANUAL, COLOR RED, LED RED, 1NC, 200-240 VAC
A22NW-2RM-TRA-G100-RC | 9795 | 662361 | Selector A22NW Ø22, 2 position, Lighted, bezel metal, MANUAL, COLOR RED, LED RED, 1NO, 24 VDC
A22NW-2RM-TRA-G100-RE | 9795 | 661872 | Selector A22NW Ø22, 2 position, Lighted, bezel metal, MANUAL, COLOR RED, LED RED, 1NO, 200-240 VAC
A22NW-2RM-TRA-G101-RC | 10400 | 660454 | Selector A22NW Ø22, 2 position, Lighted, bezel metal, MANUAL, COLOR RED, LED RED, 2NO, 24 VDC
A22NW-2RM-TRA-G101-RE | 10400 | 660916 | Selector A22NW Ø22, 2 position, Lighted, bezel metal, MANUAL, COLOR RED, LED RED, 2NO, 200-240 VAC
A22NW-2RM-TRA-G102-RC | 10400 | 664627 | Selector A22NW 22 dia., 2 position, Lighted, bezel metal, manual, color red, LED red, 1NO1NC, 24 VDC
A22NW-2RM-TRA-G102-RE | 10400 | 661873 | Selector A22NW 22 dia., 2 position, Lighted, bezel metal, manual, color red, LED red, 1NO1NC, 200-240 VAC
A22NW-2RM-TRA-G202-RC | 10400 | 663357 | Selector A22NW Ø22, 2 position, Lighted, bezel metal, MANUAL, COLOR RED, LED RED, 2NC, 24 VDC
A22NW-2RM-TRA-G202-RE | 10400 | 666615 | Selector A22NW Ø22, 2 position, Lighted, bezel metal, MANUAL, COLOR RED, LED RED, 2NC, 200-240 VAC
A22NW-2RM-TWA-G002-WC | 9795 | 660465 | Selector A22NW Ø22, 2 position, Lighted, bezel metal, MANUAL, COLOR WHITE, LED WHITE, 1NC, 24 VDC
A22NW-2RM-TWA-G002-WE | 9795 | 666522 | Selector A22NW Ø22, 2 position, Lighted, bezel metal, MANUAL, COLOR WHITE, LED WHITE, 1NC, 200-240 VAC
A22NW-2RM-TWA-G002-YC | 9795 | 660456 | Selector A22NW Ø22, 2 position, Lighted, bezel metal, MANUAL, COLOR WHITE, LED YELLOW, 1NC, 24 VDC
A22NW-2RM-TWA-G002-YE | 9795 | 662804 | Selector A22NW Ø22, 2 position, Lighted, bezel metal, MANUAL, COLOR WHITE, LED YELLOW, 1NC, 200-240 VAC
A22NW-2RM-TWA-G100-WC | 9795 | 666182 | Selector A22NW Ø22, 2 position, Lighted, bezel metal, MANUAL, COLOR WHITE, LED WHITE, 1NO, 24 VDC
A22NW-2RM-TWA-G100-WE | 9795 | 662769 | Selector A22NW Ø22, 2 position, Lighted, bezel metal, MANUAL, COLOR WHITE, LED WHITE, 1NO, 200-240 VAC
A22NW-2RM-TWA-G100-YC | 9795 | 661367 | Selector A22NW Ø22, 2 position, Lighted, bezel metal, MANUAL, COLOR WHITE, LED YELLOW, 1NO, 24 VDC
A22NW-2RM-TWA-G100-YE | 9795 | 663759 | Selector A22NW Ø22, 2 position, Lighted, bezel metal, MANUAL, COLOR WHITE, LED YELLOW, 1NO, 200-240 VAC
A22NW-2RM-TWA-G101-WC | 10400 | 665208 | Selector A22NW Ø22, 2 position, Lighted, bezel metal, MANUAL, COLOR WHITE, LED WHITE, 2NO, 24 VDC
A22NW-2RM-TWA-G101-WE | 10400 | 662776 | Selector A22NW Ø22, 2 position, Lighted, bezel metal, MANUAL, COLOR WHITE, LED WHITE, 2NO, 200-240 VAC
A22NW-2RM-TWA-G101-YC | 10400 | 661376 | Selector A22NW Ø22, 2 position, Lighted, bezel metal, MANUAL, COLOR WHITE, LED YELLOW, 2NO, 24 VDC
A22NW-2RM-TWA-G101-YE | 10400 | 659887 | Selector A22NW Ø22, 2 position, Lighted, bezel metal, MANUAL, COLOR WHITE, LED YELLOW, 2NO, 200-240 VAC
A22NW-2RM-TWA-G102-WC | 10400 | 667084 | Selector A22NW Ø22, 2 position, Lighted, bezel metal, MANUAL, COLOR WHITE, LED WHITE, 1NO1NC, 24 VDC
A22NW-2RM-TWA-G102-WE | 10400 | 659891 | Selector A22NW Ø22, 2 position, Lighted, bezel metal, MANUAL, COLOR WHITE, LED WHITE, 1NO1NC, 200-240 VAC
A22NW-2RM-TWA-G102-YC | 10400 | 665218 | Selector A22NW Ø22, 2 position, Lighted, bezel metal, MANUAL, COLOR WHITE, LED YELLOW, 1NO1NC, 24 VDC
A22NW-2RM-TWA-G102-YE | 10400 | 666226 | Selector A22NW Ø22, 2 position, Lighted, bezel metal, MANUAL, COLOR WHITE, LED YELLOW, 1NO1NC, 200-240 VAC
A22NW-2RM-TWA-G202-WC | 10400 | 660455 | Selector A22NW Ø22, 2 position, Lighted, bezel metal, MANUAL, COLOR WHITE, LED WHITE, 2NC, 24 VDC
A22NW-2RM-TWA-G202-WE | 10400 | 659893 | Selector A22NW Ø22, 2 position, Lighted, bezel metal, MANUAL, COLOR WHITE, LED WHITE, 2NC, 200-240 VAC
A22NW-2RM-TWA-G202-YC | 10400 | 664266 | Selector A22NW Ø22, 2 position, Lighted, bezel metal, MANUAL, COLOR WHITE, LED YELLOW, 2NC, 24 VDC
A22NW-2RM-TWA-G202-YE | 10400 | 665627 | Selector A22NW Ø22, 2 position, Lighted, bezel metal, MANUAL, COLOR WHITE, LED YELLOW, 2NC, 200-240 VAC
A22NW-2RM-TYA-G002-YC | 9795 | 666180 | Selector A22NW Ø22, 2 position, Lighted, bezel metal, MANUAL, COLOR YELLOW, LED YELLOW, 1NC, 24 VDC
A22NW-2RM-TYA-G002-YE | 9795 | 664619 | Selector A22NW Ø22, 2 position, Lighted, bezel metal, MANUAL, COLOR YELLOW, LED YELLOW, 1NC, 200-240 VAC
A22NW-2RM-TYA-G100-YC | 9795 | 667083 | Selector A22NW Ø22, 2 position, Lighted, bezel metal, MANUAL, COLOR YELLOW, LED YELLOW, 1NO, 24 VDC
A22NW-2RM-TYA-G100-YE | 9795 | 661760 | Selector A22NW Ø22, 2 position, Lighted, bezel metal, MANUAL, COLOR YELLOW, LED YELLOW, 1NO, 200-240 VAC
A22NW-2RM-TYA-G101-YC | 10400 | 666183 | Selector A22NW Ø22, 2 position, Lighted, bezel metal, MANUAL, COLOR YELLOW, LED YELLOW, 2NO, 24 VDC
A22NW-2RM-TYA-G101-YE | 10400 | 661416 | Selector A22NW Ø22, 2 position, Lighted, bezel metal, MANUAL, COLOR YELLOW, LED YELLOW, 2NO, 200-240 VAC
A22NW-2RM-TYA-G102-YC | 10400 | 663364 | Selector A22NW Ø22, 2 position, Lighted, bezel metal, MANUAL, COLOR YELLOW, LED YELLOW, 1NO1NC, 24 VDC
A22NW-2RM-TYA-G102-YE | 10400 | 661415 | Selector A22NW Ø22, 2 position, Lighted, bezel metal, MANUAL, COLOR YELLOW, LED YELLOW, 1NO1NC, 200-240 VAC
A22NW-2RM-TYA-G202-YC | 10400 | 667090 | Selector A22NW Ø22, 2 position, Lighted, bezel metal, MANUAL, COLOR YELLOW, LED YELLOW, 2NC, 24 VDC
A22NW-2RM-TYA-G202-YE | 10400 | 664613 | Selector A22NW Ø22, 2 position, Lighted, bezel metal, MANUAL, COLOR YELLOW, LED YELLOW, 2NC, 200-240 VAC
A22NW-2RM-TYA-P102-YC | 10400 | 674695 | Selector A22NW Ø22, 2 position, Lighted, bezel metal, MANUAL, COLOR YELLOW, LED YELLOW, 1NO1NC, 24 VDC, push-in terminal
A22NW-3BB-TAA-G101-AC | 9795 | 660855 | Selector A22NW Ø22, 3 position, Lighted, bezel PLASTIC, AUTO RESET ON L/R, COLOR BLUE, LED BLUE, 2NO, 24 VDC
A22NW-3BB-TAA-G101-AE | 9795 | 664703 | Selector A22NW Ø22, 3 position, Lighted, bezel PLASTIC, AUTO RESET ON L/R, COLOR BLUE, LED BLUE, 2NO, 200-240 VAC
A22NW-3BB-TAA-G102-AC | 9795 | 663739 | Selector A22NW Ø22, 3 position, Lighted, bezel PLASTIC, AUTO RESET ON L/R, COLOR BLUE, LED BLUE, 1NO1NC, 24 VDC
A22NW-3BB-TAA-G102-AE | 9795 | 663232 | Selector A22NW Ø22, 3 position, Lighted, bezel PLASTIC, AUTO RESET ON L/R, COLOR BLUE, LED BLUE, 1NO1NC, 200-240 VAC
A22NW-3BB-TAA-G201-AC | 9795 | 662459 | Selector A22NW Ø22, 3 position, Lighted, bezel PLASTIC, AUTO RESET ON L/R, COLOR BLUE, LED BLUE, 1NO1NC, 24 VDC
A22NW-3BB-TAA-G201-AE | 9795 | 667035 | Selector A22NW Ø22, 3 position, Lighted, bezel PLASTIC, AUTO RESET ON L/R, COLOR BLUE, LED BLUE, 1NO1NC, 200-240 VAC
A22NW-3BB-TAA-G202-AC | 9795 | 661783 | Selector A22NW Ø22, 3 position, Lighted, bezel PLASTIC, AUTO RESET ON L/R, COLOR BLUE, LED BLUE, 2NC, 24 VDC
A22NW-3BB-TAA-G202-AE | 9795 | 665070 | Selector A22NW Ø22, 3 position, Lighted, bezel PLASTIC, AUTO RESET ON L/R, COLOR BLUE, LED BLUE, 2NC, 200-240 VAC
A22NW-3BB-TGA-G101-GC | 9795 | 660843 | Selector A22NW Ø22, 3 position, Lighted, bezel PLASTIC, AUTO RESET ON L/R, COLOR GREEN, LED GREEN, 2NO, 24 VDC
A22NW-3BB-TGA-G101-GD | 9795 | 664069 | Selector A22NW Ø22, 3 position, Lighted, bezel PLASTIC, AUTO RESET ON L/R, COLOR GREEN, LED GREEN, 2NO, 100-120 VAC
A22NW-3BB-TGA-G101-GE | 9795 | 660413 | Selector A22NW Ø22, 3 position, Lighted, bezel PLASTIC, AUTO RESET ON L/R, COLOR GREEN, LED GREEN, 2NO, 200-240 VAC
A22NW-3BB-TGA-G102-GC | 9795 | 660511 | Selector A22NW Ø22, 3 position, Lighted, bezel PLASTIC, AUTO RESET ON L/R, COLOR GREEN, LED GREEN, 1NO1NC, 24 VDC
A22NW-3BB-TGA-G102-GD | 9795 | 661204 | Selector A22NW Ø22, 3 position, Lighted, bezel PLASTIC, AUTO RESET ON L/R, COLOR GREEN, LED GREEN, 1NO1NC, 100-120 VAC
A22NW-3BB-TGA-G102-GE | 9795 | 661337 | Selector A22NW Ø22, 3 position, Lighted, bezel PLASTIC, AUTO RESET ON L/R, COLOR GREEN, LED GREEN, 1NO1NC, 200-240 VAC
A22NW-3BB-TGA-G201-GC | 9795 | 660540 | Selector A22NW Ø22, 3 position, Lighted, bezel PLASTIC, AUTO RESET ON L/R, COLOR GREEN, LED GREEN, 1NO1NC, 24 VDC
A22NW-3BB-TGA-G201-GD | 9795 | 667025 | Selector A22NW Ø22, 3 position, Lighted, bezel PLASTIC, AUTO RESET ON L/R, COLOR GREEN, LED GREEN, 1NO1NC, 100-120 VAC
A22NW-3BB-TGA-G201-GE | 9795 | 663318 | Selector A22NW Ø22, 3 position, Lighted, bezel PLASTIC, AUTO RESET ON L/R, COLOR GREEN, LED GREEN, 1NO1NC, 200-240 VAC
A22NW-3BB-TGA-G202-GC | 9795 | 661455 | Selector A22NW Ø22, 3 position, Lighted, bezel PLASTIC, AUTO RESET ON L/R, COLOR GREEN, LED GREEN, 2NC, 24 VDC
A22NW-3BB-TGA-G202-GD | 9795 | 666115 | Selector A22NW Ø22, 3 position, Lighted, bezel PLASTIC, AUTO RESET ON L/R, COLOR GREEN, LED GREEN, 2NC, 100-120 VAC
A22NW-3BB-TGA-G202-GE | 9795 | 665683 | Selector A22NW Ø22, 3 position, Lighted, bezel PLASTIC, AUTO RESET ON L/R, COLOR GREEN, LED GREEN, 2NC, 200-240 VAC
A22NW-3BB-TRA-G101-RC | 9795 | 659920 | Selector A22NW Ø22, 3 position, Lighted, bezel PLASTIC, AUTO RESET ON L/R, COLOR RED, LED RED, 2NO, 24 VDC
A22NW-3BB-TRA-G101-RD | 9795 | 664196 | Selector A22NW Ø22, 3 position, Lighted, bezel PLASTIC, AUTO RESET ON L/R, COLOR RED, LED RED, 2NO, 100-120 VAC
A22NW-3BB-TRA-G101-RE | 9795 | 663231 | Selector A22NW Ø22, 3 position, Lighted, bezel PLASTIC, AUTO RESET ON L/R, COLOR RED, LED RED, 2NO, 200-240 VAC
A22NW-3BB-TRA-G102-RC | 9795 | 667159 | Selector A22NW Ø22, 3 position, Lighted, bezel PLASTIC, AUTO RESET ON L/R, COLOR RED, LED RED, 1NO1NC, 24 VDC
A22NW-3BB-TRA-G102-RD | 9795 | 666117 | Selector A22NW Ø22, 3 position, Lighted, bezel PLASTIC, AUTO RESET ON L/R, COLOR RED, LED RED, 1NO1NC, 100-120 VAC
A22NW-3BB-TRA-G102-RE | 9795 | 667045 | Selector A22NW Ø22, 3 position, Lighted, bezel PLASTIC, AUTO RESET ON L/R, COLOR RED, LED RED, 1NO1NC, 200-240 VAC
A22NW-3BB-TRA-G201-RC | 9795 | 662444 | Selector A22NW Ø22, 3 position, Lighted, bezel PLASTIC, AUTO RESET ON L/R, COLOR RED, LED RED, 1NO1NC, 24 VDC
A22NW-3BB-TRA-G201-RD | 9795 | 662308 | Selector A22NW Ø22, 3 position, Lighted, bezel PLASTIC, AUTO RESET ON L/R, COLOR RED, LED RED, 1NO1NC, 100-120 VAC
A22NW-3BB-TRA-G201-RE | 9795 | 661256 | Selector A22NW Ø22, 3 position, Lighted, bezel PLASTIC, AUTO RESET ON L/R, COLOR RED, LED RED, 1NO1NC, 200-240 VAC
A22NW-3BB-TRA-G202-RC | 9795 | 664623 | Selector A22NW Ø22, 3 position, Lighted, bezel PLASTIC, AUTO RESET ON L/R, COLOR RED, LED RED, 2NC, 24 VDC
A22NW-3BB-TRA-G202-RD | 9795 | 666552 | Selector A22NW Ø22, 3 position, Lighted, bezel PLASTIC, AUTO RESET ON L/R, COLOR RED, LED RED, 2NC, 100-120 VAC
A22NW-3BB-TRA-G202-RE | 9795 | 667046 | Selector A22NW Ø22, 3 position, Lighted, bezel PLASTIC, AUTO RESET ON L/R, COLOR RED, LED RED, 2NC, 200-240 VAC
A22NW-3BB-TRA-P101-RC | 8895 | 673676 | Selector A22NW Ø22, 3 position, Lighted, bezel PLASTIC, AUTO RESET ON L/R, COLOR RED, LED RED, 2NO, 24 VDC, push-in terminal
A22NW-3BB-TWA-G101-WC | 9795 | 666243 | Selector A22NW Ø22, 3 position, Lighted, bezel PLASTIC, AUTO RESET ON L/R, COLOR WHITE, LED WHITE, 2NO, 24 VDC
A22NW-3BB-TWA-G101-WE | 9795 | 666940 | Selector A22NW Ø22, 3 position, Lighted, bezel PLASTIC, AUTO RESET ON L/R, COLOR WHITE, LED WHITE, 2NO, 200-240 VAC
A22NW-3BB-TWA-G101-YC | 9795 | 665608 | Selector A22NW Ø22, 3 position, Lighted, bezel PLASTIC, AUTO RESET ON L/R, COLOR WHITE, LED YELLOW, 2NO, 24 VDC
A22NW-3BB-TWA-G101-YE | 9795 | 662870 | Selector A22NW Ø22, 3 position, Lighted, bezel PLASTIC, AUTO RESET ON L/R, COLOR WHITE, LED YELLOW, 2NO, 200-240 VAC
A22NW-3BB-TWA-G102-WC | 9795 | 661454 | Selector A22NW Ø22, 3 position, Lighted, bezel PLASTIC, AUTO RESET ON L/R, COLOR WHITE, LED WHITE, 1NO1NC, 24 VDC
A22NW-3BB-TWA-G102-WE | 9795 | 662869 | Selector A22NW Ø22, 3 position, Lighted, bezel PLASTIC, AUTO RESET ON L/R, COLOR WHITE, LED WHITE, 1NO1NC, 200-240 VAC
A22NW-3BB-TWA-G102-YC | 9795 | 660853 | Selector A22NW Ø22, 3 position, Lighted, bezel PLASTIC, AUTO RESET ON L/R, COLOR WHITE, LED YELLOW, 1NO1NC, 24 VDC
A22NW-3BB-TWA-G102-YE | 9795 | 664224 | Selector A22NW Ø22, 3 position, Lighted, bezel PLASTIC, AUTO RESET ON L/R, COLOR WHITE, LED YELLOW, 1NO1NC, 200-240 VAC
A22NW-3BB-TWA-G201-WC | 9795 | 664333 | Selector A22NW Ø22, 3 position, Lighted, bezel PLASTIC, AUTO RESET ON L/R, COLOR WHITE, LED WHITE, 1NO1NC, 24 VDC
A22NW-3BB-TWA-G201-WE | 9795 | 664425 | Selector A22NW Ø22, 3 position, Lighted, bezel PLASTIC, AUTO RESET ON L/R, COLOR WHITE, LED WHITE, 1NO1NC, 200-240 VAC
A22NW-3BB-TWA-G201-YC | 9795 | 660854 | Selector A22NW Ø22, 3 position, Lighted, bezel PLASTIC, AUTO RESET ON L/R, COLOR WHITE, LED YELLOW, 1NO1NC, 24 VDC
A22NW-3BB-TWA-G201-YE | 9795 | 663230 | Selector A22NW Ø22, 3 position, Lighted, bezel PLASTIC, AUTO RESET ON L/R, COLOR WHITE, LED YELLOW, 1NO1NC, 200-240 VAC
A22NW-3BB-TWA-G202-WC | 9795 | 663442 | Selector A22NW Ø22, 3 position, Lighted, bezel PLASTIC, AUTO RESET ON L/R, COLOR WHITE, LED WHITE, 2NC, 24 VDC
A22NW-3BB-TWA-G202-WE | 9795 | 660922 | Selector A22NW Ø22, 3 position, Lighted, bezel PLASTIC, AUTO RESET ON L/R, COLOR WHITE, LED WHITE, 2NC, 200-240 VAC
A22NW-3BB-TWA-G202-YC | 9795 | 662470 | Selector A22NW Ø22, 3 position, Lighted, bezel PLASTIC, AUTO RESET ON L/R, COLOR WHITE, LED YELLOW, 2NC, 24 VDC
A22NW-3BB-TWA-G202-YE | 9795 | 665690 | Selector A22NW Ø22, 3 position, Lighted, bezel PLASTIC, AUTO RESET ON L/R, COLOR WHITE, LED YELLOW, 2NC, 200-240 VAC
A22NW-3BB-TYA-G101-YC | 9795 | 660526 | Selector A22NW Ø22, 3 position, Lighted, bezel PLASTIC, AUTO RESET ON L/R, COLOR YELLOW, LED YELLOW, 2NO, 24 VDC
A22NW-3BB-TYA-G101-YE | 9795 | 660414 | Selector A22NW Ø22, 3 position, Lighted, bezel PLASTIC, AUTO RESET ON L/R, COLOR YELLOW, LED YELLOW, 2NO, 200-240 VAC
A22NW-3BB-TYA-G102-YC | 9795 | 667161 | Selector A22NW Ø22, 3 position, Lighted, bezel PLASTIC, AUTO RESET ON L/R, COLOR YELLOW, LED YELLOW, 1NO1NC, 24 VDC
A22NW-3BB-TYA-G102-YE | 9795 | 666617 | Selector A22NW Ø22, 3 position, Lighted, bezel PLASTIC, AUTO RESET ON L/R, COLOR YELLOW, LED YELLOW, 1NO1NC, 200-240 VAC
A22NW-3BB-TYA-G201-YC | 9795 | 661782 | Selector A22NW Ø22, 3 position, Lighted, bezel PLASTIC, AUTO RESET ON L/R, COLOR YELLOW, LED YELLOW, 1NO1NC, 24 VDC
A22NW-3BB-TYA-G201-YE | 9795 | 666939 | Selector A22NW Ø22, 3 position, Lighted, bezel PLASTIC, AUTO RESET ON L/R, COLOR YELLOW, LED YELLOW, 1NO1NC, 200-240 VAC
A22NW-3BB-TYA-G202-YC | 9795 | 661462 | Selector A22NW Ø22, 3 position, Lighted, bezel PLASTIC, AUTO RESET ON L/R, COLOR YELLOW, LED YELLOW, 2NC, 24 VDC
A22NW-3BB-TYA-G202-YE | 9795 | 663805 | Selector A22NW Ø22, 3 position, Lighted, bezel PLASTIC, AUTO RESET ON L/R, COLOR YELLOW, LED YELLOW, 2NC, 200-240 VAC
A22NW-3BL-TAA-G101-AC | 9795 | 663422 | Selector A22NW Ø22, 3 position, Lighted, bezel PLASTIC, AUTO RESET ON LEFT, COLOR BLUE, LED BLUE, 2NO, 24 VDC
A22NW-3BL-TAA-G101-AE | 9795 | 663229 | Selector A22NW Ø22, 3 position, Lighted, bezel PLASTIC, AUTO RESET ON LEFT, COLOR BLUE, LED BLUE, 2NO, 200-240 VAC
A22NW-3BL-TAA-G102-AC | 9795 | 663722 | Selector A22NW Ø22, 3 position, Lighted, bezel PLASTIC, AUTO RESET ON LEFT, COLOR BLUE, LED BLUE, 1NO1NC, 24 VDC
A22NW-3BL-TAA-G102-AE | 9795 | 666867 | Selector A22NW Ø22, 3 position, Lighted, bezel PLASTIC, AUTO RESET ON LEFT, COLOR BLUE, LED BLUE, 1NO1NC, 200-240 VAC
A22NW-3BL-TAA-G201-AC | 9795 | 666235 | Selector A22NW Ø22, 3 position, Lighted, bezel PLASTIC, AUTO RESET ON LEFT, COLOR BLUE, LED BLUE, 1NO1NC, 24 VDC
A22NW-3BL-TAA-G201-AE | 9795 | 664209 | Selector A22NW Ø22, 3 position, Lighted, bezel PLASTIC, AUTO RESET ON LEFT, COLOR BLUE, LED BLUE, 1NO1NC, 200-240 VAC
A22NW-3BL-TAA-G202-AC | 9795 | 659931 | Selector A22NW Ø22, 3 position, Lighted, bezel PLASTIC, AUTO RESET ON LEFT, COLOR BLUE, LED BLUE, 2NC, 24 VDC
A22NW-3BL-TAA-G202-AE | 9795 | 661203 | Selector A22NW Ø22, 3 position, Lighted, bezel PLASTIC, AUTO RESET ON LEFT, COLOR BLUE, LED BLUE, 2NC, 200-240 VAC
A22NW-3BL-TGA-G101-GC | 9795 | 661776 | Selector A22NW Ø22, 3 position, Lighted, bezel PLASTIC, AUTO RESET ON LEFT, COLOR GREEN, LED GREEN, 2NO, 24 VDC
A22NW-3BL-TGA-G101-GD | 9795 | 666250 | Selector A22NW Ø22, 3 position, Lighted, bezel PLASTIC, AUTO RESET ON LEFT, COLOR GREEN, LED GREEN, 2NO, 100-120 VAC
A22NW-3BL-TGA-G101-GE | 9795 | 664071 | Selector A22NW Ø22, 3 position, Lighted, bezel PLASTIC, AUTO RESET ON LEFT, COLOR GREEN, LED GREEN, 2NO, 200-240 VAC
A22NW-3BL-TGA-G102-GC | 9795 | 667146 | Selector A22NW Ø22, 3 position, Lighted, bezel PLASTIC, AUTO RESET ON LEFT, COLOR GREEN, LED GREEN, 1NO1NC, 24 VDC
A22NW-3BL-TGA-G102-GD | 9795 | 663430 | Selector A22NW Ø22, 3 position, Lighted, bezel PLASTIC, AUTO RESET ON LEFT, COLOR GREEN, LED GREEN, 1NO1NC, 100-120 VAC
A22NW-3BL-TGA-G102-GE | 9795 | 666549 | Selector A22NW Ø22, 3 position, Lighted, bezel PLASTIC, AUTO RESET ON LEFT, COLOR GREEN, LED GREEN, 1NO1NC, 200-240 VAC
A22NW-3BL-TGA-G201-GC | 9795 | 660844 | Selector A22NW Ø22, 3 position, Lighted, bezel PLASTIC, AUTO RESET ON LEFT, COLOR GREEN, LED GREEN, 1NO1NC, 24 VDC
A22NW-3BL-TGA-G201-GD | 9795 | 666241 | Selector A22NW Ø22, 3 position, Lighted, bezel PLASTIC, AUTO RESET ON LEFT, COLOR GREEN, LED GREEN, 1NO1NC, 100-120 VAC
A22NW-3BL-TGA-G201-GE | 9795 | 662310 | Selector A22NW Ø22, 3 position, Lighted, bezel PLASTIC, AUTO RESET ON LEFT, COLOR GREEN, LED GREEN, 1NO1NC, 200-240 VAC
A22NW-3BL-TGA-G202-GC | 9795 | 664322 | Selector A22NW Ø22, 3 position, Lighted, bezel PLASTIC, AUTO RESET ON LEFT, COLOR GREEN, LED GREEN, 2NC, 24 VDC
A22NW-3BL-TGA-G202-GD | 9795 | 660541 | Selector A22NW Ø22, 3 position, Lighted, bezel PLASTIC, AUTO RESET ON LEFT, COLOR GREEN, LED GREEN, 2NC, 100-120 VAC
A22NW-3BL-TGA-G202-GE | 9795 | 664194 | Selector A22NW Ø22, 3 position, Lighted, bezel PLASTIC, AUTO RESET ON LEFT, COLOR GREEN, LED GREEN, 2NC, 200-240 VAC
A22NW-3BL-TRA-G101-RC | 9795 | 666236 | Selector A22NW Ø22, 3 position, Lighted, bezel PLASTIC, AUTO RESET ON LEFT, COLOR RED, LED RED, 2NO, 24 VDC
A22NW-3BL-TRA-G101-RD | 9795 | 664633 | Selector A22NW Ø22, 3 position, Lighted, bezel PLASTIC, AUTO RESET ON LEFT, COLOR RED, LED RED, 2NO, 100-120 VAC
A22NW-3BL-TRA-G101-RE | 9795 | 666949 | Selector A22NW Ø22, 3 position, Lighted, bezel PLASTIC, AUTO RESET ON LEFT, COLOR RED, LED RED, 2NO, 200-240 VAC
A22NW-3BL-TRA-G102-RC | 9795 | 665265 | Selector A22NW Ø22, 3 position, Lighted, bezel PLASTIC, AUTO RESET ON LEFT, COLOR RED, LED RED, 1NO1NC, 24 VDC
A22NW-3BL-TRA-G102-RD | 9795 | 665280 | Selector A22NW Ø22, 3 position, Lighted, bezel PLASTIC, AUTO RESET ON LEFT, COLOR RED, LED RED, 1NO1NC, 100-120 VAC
A22NW-3BL-TRA-G102-RE | 9795 | 659939 | Selector A22NW Ø22, 3 position, Lighted, bezel PLASTIC, AUTO RESET ON LEFT, COLOR RED, LED RED, 1NO1NC, 200-240 VAC
A22NW-3BL-TRA-G201-RC | 9795 | 665261 | Selector A22NW Ø22, 3 position, Lighted, bezel PLASTIC, AUTO RESET ON LEFT, COLOR RED, LED RED, 1NO1NC, 24 VDC
A22NW-3BL-TRA-G201-RD | 9795 | 664343 | Selector A22NW Ø22, 3 position, Lighted, bezel PLASTIC, AUTO RESET ON LEFT, COLOR RED, LED RED, 1NO1NC, 100-120 VAC
A22NW-3BL-TRA-G201-RE | 9795 | 664211 | Selector A22NW Ø22, 3 position, Lighted, bezel PLASTIC, AUTO RESET ON LEFT, COLOR RED, LED RED, 1NO1NC, 200-240 VAC
A22NW-3BL-TRA-G202-RC | 9795 | 665593 | Selector A22NW Ø22, 3 position, Lighted, bezel PLASTIC, AUTO RESET ON LEFT, COLOR RED, LED RED, 2NC, 24 VDC
A22NW-3BL-TRA-G202-RD | 9795 | 663441 | Selector A22NW Ø22, 3 position, Lighted, bezel PLASTIC, AUTO RESET ON LEFT, COLOR RED, LED RED, 2NC, 100-120 VAC
A22NW-3BL-TRA-G202-RE | 9795 | 665161 | Selector A22NW Ø22, 3 position, Lighted, bezel PLASTIC, AUTO RESET ON LEFT, COLOR RED, LED RED, 2NC, 200-240 VAC
A22NW-3BL-TWA-G101-WC | 9795 | 667160 | Selector A22NW Ø22, 3 position, Lighted, bezel PLASTIC, AUTO RESET ON LEFT, COLOR WHITE, LED WHITE, 2NO, 24 VDC
A22NW-3BL-TWA-G101-WE | 9795 | 665011 | Selector A22NW Ø22, 3 position, Lighted, bezel PLASTIC, AUTO RESET ON LEFT, COLOR WHITE, LED WHITE, 2NO, 200-240 VAC
A22NW-3BL-TWA-G101-YC | 9795 | 659919 | Selector A22NW Ø22, 3 position, Lighted, bezel PLASTIC, AUTO RESET ON LEFT, COLOR WHITE, LED YELLOW, 2NO, 24 VDC
A22NW-3BL-TWA-G101-YE | 9795 | 663747 | Selector A22NW Ø22, 3 position, Lighted, bezel PLASTIC, AUTO RESET ON LEFT, COLOR WHITE, LED YELLOW, 2NO, 200-240 VAC
A22NW-3BL-TWA-G102-WC | 9795 | 662430 | Selector A22NW Ø22, 3 position, Lighted, bezel PLASTIC, AUTO RESET ON LEFT, COLOR WHITE, LED WHITE, 1NO1NC, 24 VDC
A22NW-3BL-TWA-G102-WE | 9795 | 660336 | Selector A22NW Ø22, 3 position, Lighted, bezel PLASTIC, AUTO RESET ON LEFT, COLOR WHITE, LED WHITE, 1NO1NC, 200-240 VAC
A22NW-3BL-TWA-G102-YC | 9795 | 661770 | Selector A22NW Ø22, 3 position, Lighted, bezel PLASTIC, AUTO RESET ON LEFT, COLOR WHITE, LED YELLOW, 1NO1NC, 24 VDC
A22NW-3BL-TWA-G102-YE | 9795 | 664193 | Selector A22NW Ø22, 3 position, Lighted, bezel PLASTIC, AUTO RESET ON LEFT, COLOR WHITE, LED YELLOW, 1NO1NC, 200-240 VAC
A22NW-3BL-TWA-G201-WC | 9795 | 663429 | Selector A22NW Ø22, 3 position, Lighted, bezel PLASTIC, AUTO RESET ON LEFT, COLOR WHITE, LED WHITE, 1NO1NC, 24 VDC
A22NW-3BL-TWA-G201-WE | 9795 | 663306 | Selector A22NW Ø22, 3 position, Lighted, bezel PLASTIC, AUTO RESET ON LEFT, COLOR WHITE, LED WHITE, 1NO1NC, 200-240 VAC
A22NW-3BL-TWA-G201-YC | 9795 | 663732 | Selector A22NW Ø22, 3 position, Lighted, bezel PLASTIC, AUTO RESET ON LEFT, COLOR WHITE, LED YELLOW, 1NO1NC, 24 VDC
A22NW-3BL-TWA-G201-YE | 9795 | 662798 | Selector A22NW Ø22, 3 position, Lighted, bezel PLASTIC, AUTO RESET ON LEFT, COLOR WHITE, LED YELLOW, 1NO1NC, 200-240 VAC
A22NW-3BL-TWA-G202-WC | 9795 | 664621 | Selector A22NW Ø22, 3 position, Lighted, bezel PLASTIC, AUTO RESET ON LEFT, COLOR WHITE, LED WHITE, 2NC, 24 VDC
A22NW-3BL-TWA-G202-WE | 9795 | 663746 | Selector A22NW Ø22, 3 position, Lighted, bezel PLASTIC, AUTO RESET ON LEFT, COLOR WHITE, LED WHITE, 2NC, 200-240 VAC
A22NW-3BL-TWA-G202-YC | 9795 | 660512 | Selector A22NW Ø22, 3 position, Lighted, bezel PLASTIC, AUTO RESET ON LEFT, COLOR WHITE, LED YELLOW, 2NC, 24 VDC
A22NW-3BL-TWA-G202-YE | 9795 | 664070 | Selector A22NW Ø22, 3 position, Lighted, bezel PLASTIC, AUTO RESET ON LEFT, COLOR WHITE, LED YELLOW, 2NC, 200-240 VAC
A22NW-3BL-TYA-G101-YC | 9795 | 660850 | Selector A22NW Ø22, 3 position, Lighted, bezel PLASTIC, AUTO RESET ON LEFT, COLOR YELLOW, LED YELLOW, 2NO, 24 VDC
A22NW-3BL-TYA-G101-YE | 9795 | 663297 | Selector A22NW Ø22, 3 position, Lighted, bezel PLASTIC, AUTO RESET ON LEFT, COLOR YELLOW, LED YELLOW, 2NO, 200-240 VAC
A22NW-3BL-TYA-G102-YC | 9795 | 666541 | Selector A22NW Ø22, 3 position, Lighted, bezel PLASTIC, AUTO RESET ON LEFT, COLOR YELLOW, LED YELLOW, 1NO1NC, 24 VDC
A22NW-3BL-TYA-G102-YE | 9795 | 660859 | Selector A22NW Ø22, 3 position, Lighted, bezel PLASTIC, AUTO RESET ON LEFT, COLOR YELLOW, LED YELLOW, 1NO1NC, 200-240 VAC
A22NW-3BL-TYA-G201-YC | 9795 | 660842 | Selector A22NW Ø22, 3 position, Lighted, bezel PLASTIC, AUTO RESET ON LEFT, COLOR YELLOW, LED YELLOW, 1NO1NC, 24 VDC
A22NW-3BL-TYA-G201-YE | 9795 | 664210 | Selector A22NW Ø22, 3 position, Lighted, bezel PLASTIC, AUTO RESET ON LEFT, COLOR YELLOW, LED YELLOW, 1NO1NC, 200-240 VAC
A22NW-3BL-TYA-G202-YC | 9795 | 660513 | Selector A22NW Ø22, 3 position, Lighted, bezel PLASTIC, AUTO RESET ON LEFT, COLOR YELLOW, LED YELLOW, 2NC, 24 VDC
A22NW-3BL-TYA-G202-YE | 9795 | 663305 | Selector A22NW Ø22, 3 position, Lighted, bezel PLASTIC, AUTO RESET ON LEFT, COLOR YELLOW, LED YELLOW, 2NC, 200-240 VAC
A22NW-3BM-TAA-G101-AC | 9795 | 661430 | Selector A22NW Ø22, 3 position, Lighted, bezel PLASTIC, MANUAL, COLOR BLUE, LED BLUE, 2NO, 24 VDC
A22NW-3BM-TAA-G101-AE | 9795 | 662309 | Selector A22NW Ø22, 3 position, Lighted, bezel PLASTIC, MANUAL, COLOR BLUE, LED BLUE, 2NO, 200-240 VAC
A22NW-3BM-TAA-G102-AC | 9795 | 660849 | Selector A22NW Ø22, 3 position, Lighted, bezel PLASTIC, MANUAL, COLOR BLUE, LED BLUE, 1NO1NC, 24 VDC
A22NW-3BM-TAA-G102-AE | 9795 | 667024 | Selector A22NW Ø22, 3 position, Lighted, bezel PLASTIC, MANUAL, COLOR BLUE, LED BLUE, 1NO1NC, 200-240 VAC
A22NW-3BM-TAA-G201-AC | 9795 | 667133 | Selector A22NW Ø22, 3 position, Lighted, bezel PLASTIC, MANUAL, COLOR BLUE, LED BLUE, 1NO1NC, 24 VDC
A22NW-3BM-TAA-G201-AE | 9795 | 661325 | Selector A22NW Ø22, 3 position, Lighted, bezel PLASTIC, MANUAL, COLOR BLUE, LED BLUE, 1NO1NC, 200-240 VAC
A22NW-3BM-TAA-G202-AC | 9795 | 661453 | Selector A22NW Ø22, 3 position, Lighted, bezel PLASTIC, MANUAL, COLOR BLUE, LED BLUE, 2NC, 24 VDC
A22NW-3BM-TAA-G202-AE | 9795 | 665083 | Selector A22NW Ø22, 3 position, Lighted, bezel PLASTIC, MANUAL, COLOR BLUE, LED BLUE, 2NC, 200-240 VAC
A22NW-3BM-TGA-G101-GC | 9795 | 660920 | Selector A22NW Ø22, 3 position, Lighted, bezel PLASTIC, MANUAL, COLOR GREEN, LED GREEN, 2NO, 24 VDC
A22NW-3BM-TGA-G101-GD | 9795 | 666242 | Selector A22NW Ø22, 3 position, Lighted, bezel PLASTIC, MANUAL, COLOR GREEN, LED GREEN, 2NO, 100-120 VAC
A22NW-3BM-TGA-G101-GE | 9795 | 662311 | Selector A22NW Ø22, 3 position, Lighted, bezel PLASTIC, MANUAL, COLOR GREEN, LED GREEN, 2NO, 200-240 VAC
A22NW-3BM-TGA-G102-GC | 9795 | 663762 | Selector A22NW Ø22, 3 position, Lighted, bezel PLASTIC, MANUAL, COLOR GREEN, LED GREEN, 1NO1NC, 24 VDC
A22NW-3BM-TGA-G102-GD | 9795 | 662469 | Selector A22NW Ø22, 3 position, Lighted, bezel PLASTIC, MANUAL, COLOR GREEN, LED GREEN, 1NO1NC, 100-120 VAC
A22NW-3BM-TGA-G102-GE | 9795 | 661202 | Selector A22NW Ø22, 3 position, Lighted, bezel PLASTIC, MANUAL, COLOR GREEN, LED GREEN, 1NO1NC, 200-240 VAC
A22NW-3BM-TGA-G201-GC | 9795 | 660495 | Selector A22NW Ø22, 3 position, Lighted, bezel PLASTIC, MANUAL, COLOR GREEN, LED GREEN, 1NO1NC, 24 VDC
A22NW-3BM-TGA-G201-GD | 9795 | 660527 | Selector A22NW Ø22, 3 position, Lighted, bezel PLASTIC, MANUAL, COLOR GREEN, LED GREEN, 1NO1NC, 100-120 VAC
A22NW-3BM-TGA-G201-GE | 9795 | 664132 | Selector A22NW Ø22, 3 position, Lighted, bezel PLASTIC, MANUAL, COLOR GREEN, LED GREEN, 1NO1NC, 200-240 VAC
A22NW-3BM-TGA-G202-GC | 9795 | 661769 | Selector A22NW Ø22, 3 position, Lighted, bezel PLASTIC, MANUAL, COLOR GREEN, LED GREEN, 2NC, 24 VDC
A22NW-3BM-TGA-G202-GD | 9795 | 665279 | Selector A22NW Ø22, 3 position, Lighted, bezel PLASTIC, MANUAL, COLOR GREEN, LED GREEN, 2NC, 100-120 VAC
A22NW-3BM-TGA-G202-GE | 9795 | 662162 | Selector A22NW Ø22, 3 position, Lighted, bezel PLASTIC, MANUAL, COLOR GREEN, LED GREEN, 2NC, 200-240 VAC
A22NW-3BM-TOA-P102-OC | 9775 | 674697 | Selector A22NW Ø22, 3 position, Lighted, bezel PLASTIC, MANUAL, COLOR ORANGE, LED ORANGE, 1NO1NC, 24 VDC, push-in terminal
A22NW-3BM-TRA-G101-RC | 9795 | 666520 | Selector A22NW Ø22, 3 position, Lighted, bezel PLASTIC, MANUAL, COLOR RED, LED RED, 2NO, 24 VDC
A22NW-3BM-TRA-G101-RD | 9795 | 665606 | Selector A22NW Ø22, 3 position, Lighted, bezel PLASTIC, MANUAL, COLOR RED, LED RED, 2NO, 100-120 VAC
A22NW-3BM-TRA-G101-RE | 9795 | 659938 | Selector A22NW Ø22, 3 position, Lighted, bezel PLASTIC, MANUAL, COLOR RED, LED RED, 2NO, 200-240 VAC
A22NW-3BM-TRA-G102-RC | 9795 | 659952 | Selector A22NW Ø22, 3 position, Lighted, bezel PLASTIC, MANUAL, COLOR RED, LED RED, 1NO1NC, 24 VDC
A22NW-3BM-TRA-G102-RD | 9795 | 659932 | Selector A22NW Ø22, 3 position, Lighted, bezel PLASTIC, MANUAL, COLOR RED, LED RED, 1NO1NC, 100-120 VAC
A22NW-3BM-TRA-G102-RE | 9795 | 667026 | Selector A22NW Ø22, 3 position, Lighted, bezel PLASTIC, MANUAL, COLOR RED, LED RED, 1NO1NC, 200-240 VAC
A22NW-3BM-TRA-G201-RC | 9795 | 665259 | Selector A22NW Ø22, 3 position, Lighted, bezel PLASTIC, MANUAL, COLOR RED, LED RED, 1NO1NC, 24 VDC
A22NW-3BM-TRA-G201-RD | 9795 | 665607 | Selector A22NW Ø22, 3 position, Lighted, bezel PLASTIC, MANUAL, COLOR RED, LED RED, 1NO1NC, 100-120 VAC
A22NW-3BM-TRA-G201-RE | 9795 | 662160 | Selector A22NW Ø22, 3 position, Lighted, bezel PLASTIC, MANUAL, COLOR RED, LED RED, 1NO1NC, 200-240 VAC
A22NW-3BM-TRA-G202-RC | 9795 | 659892 | Selector A22NW Ø22, 3 position, Lighted, bezel PLASTIC, MANUAL, COLOR RED, LED RED, 2NC, 24 VDC
A22NW-3BM-TRA-G202-RD | 9795 | 662471 | Selector A22NW Ø22, 3 position, Lighted, bezel PLASTIC, MANUAL, COLOR RED, LED RED, 2NC, 100-120 VAC
A22NW-3BM-TRA-G202-RE | 9795 | 663171 | Selector A22NW Ø22, 3 position, Lighted, bezel PLASTIC, MANUAL, COLOR RED, LED RED, 2NC, 200-240 VAC
A22NW-3BM-TRA-P101-RC | 8895 | 673686 | Selector A22NW Ø22, 3 position, Lighted, bezel PLASTIC, MANUAL, COLOR RED, LED RED, 2NO, 24 VDC, push-in terminal
A22NW-3BM-TWA-G101-WC | 9795 | 662426 | Selector A22NW Ø22, 3 position, Lighted, bezel PLASTIC, MANUAL, COLOR WHITE, LED WHITE, 2NO, 24 VDC
A22NW-3BM-TWA-G101-WE | 9795 | 660397 | Selector A22NW Ø22, 3 position, Lighted, bezel PLASTIC, MANUAL, COLOR WHITE, LED WHITE, 2NO, 200-240 VAC
A22NW-3BM-TWA-G101-YC | 9795 | 667147 | Selector A22NW Ø22, 3 position, Lighted, bezel PLASTIC, MANUAL, COLOR WHITE, LED YELLOW, 2NO, 24 VDC
A22NW-3BM-TWA-G101-YE | 9795 | 663170 | Selector A22NW Ø22, 3 position, Lighted, bezel PLASTIC, MANUAL, COLOR WHITE, LED YELLOW, 2NO, 200-240 VAC
A22NW-3BM-TWA-G102-WC | 9795 | 660884 | Selector A22NW Ø22, 3 position, Lighted, bezel PLASTIC, MANUAL, COLOR WHITE, LED WHITE, 1NO1NC, 24 VDC
A22NW-3BM-TWA-G102-WE | 9795 | 664124 | Selector A22NW Ø22, 3 position, Lighted, bezel PLASTIC, MANUAL, COLOR WHITE, LED WHITE, 1NO1NC, 200-240 VAC
A22NW-3BM-TWA-G102-YC | 9795 | 665600 | Selector A22NW Ø22, 3 position, Lighted, bezel PLASTIC, MANUAL, COLOR WHITE, LED YELLOW, 1NO1NC, 24 VDC
A22NW-3BM-TWA-G102-YE | 9795 | 662161 | Selector A22NW Ø22, 3 position, Lighted, bezel PLASTIC, MANUAL, COLOR WHITE, LED YELLOW, 1NO1NC, 200-240 VAC
A22NW-3BM-TWA-G201-WC | 9795 | 660876 | Selector A22NW Ø22, 3 position, Lighted, bezel PLASTIC, MANUAL, COLOR WHITE, LED WHITE, 1NO1NC, 24 VDC
A22NW-3BM-TWA-G201-WE | 9795 | 661314 | Selector A22NW Ø22, 3 position, Lighted, bezel PLASTIC, MANUAL, COLOR WHITE, LED WHITE, 1NO1NC, 200-240 VAC
A22NW-3BM-TWA-G201-YC | 9795 | 662429 | Selector A22NW Ø22, 3 position, Lighted, bezel PLASTIC, MANUAL, COLOR WHITE, LED YELLOW, 1NO1NC, 24 VDC
A22NW-3BM-TWA-G201-YE | 9795 | 661315 | Selector A22NW Ø22, 3 position, Lighted, bezel PLASTIC, MANUAL, COLOR WHITE, LED YELLOW, 1NO1NC, 200-240 VAC
A22NW-3BM-TWA-G202-WC | 9795 | 666227 | Selector A22NW Ø22, 3 position, Lighted, bezel PLASTIC, MANUAL, COLOR WHITE, LED WHITE, 2NC, 24 VDC
A22NW-3BM-TWA-G202-WE | 9795 | 666116 | Selector A22NW Ø22, 3 position, Lighted, bezel PLASTIC, MANUAL, COLOR WHITE, LED WHITE, 2NC, 200-240 VAC
A22NW-3BM-TWA-G202-YC | 9795 | 665260 | Selector A22NW Ø22, 3 position, Lighted, bezel PLASTIC, MANUAL, COLOR WHITE, LED YELLOW, 2NC, 24 VDC
A22NW-3BM-TWA-G202-YE | 9795 | 666551 | Selector A22NW Ø22, 3 position, Lighted, bezel PLASTIC, MANUAL, COLOR WHITE, LED YELLOW, 2NC, 200-240 VAC
A22NW-3BM-TYA-G101-YC | 9795 | 664646 | Selector A22NW Ø22, 3 position, Lighted, bezel PLASTIC, MANUAL, COLOR YELLOW, LED YELLOW, 2NO, 24 VDC
A22NW-3BM-TYA-G101-YE | 9795 | 663295 | Selector A22NW Ø22, 3 position, Lighted, bezel PLASTIC, MANUAL, COLOR YELLOW, LED YELLOW, 2NO, 200-240 VAC
A22NW-3BM-TYA-G102-YC | 9795 | 663758 | Selector A22NW Ø22, 3 position, Lighted, bezel PLASTIC, MANUAL, COLOR YELLOW, LED YELLOW, 1NO1NC, 24 VDC
A22NW-3BM-TYA-G102-YE | 9795 | 666950 | Selector A22NW Ø22, 3 position, Lighted, bezel PLASTIC, MANUAL, COLOR YELLOW, LED YELLOW, 1NO1NC, 200-240 VAC
A22NW-3BM-TYA-G201-YC | 9795 | 661801 | Selector A22NW Ø22, 3 position, Lighted, bezel PLASTIC, MANUAL, COLOR YELLOW, LED YELLOW, 1NO1NC, 24 VDC
A22NW-3BM-TYA-G201-YE | 9795 | 666938 | Selector A22NW Ø22, 3 position, Lighted, bezel PLASTIC, MANUAL, COLOR YELLOW, LED YELLOW, 1NO1NC, 200-240 VAC
A22NW-3BM-TYA-G202-YC | 9795 | 665628 | Selector A22NW Ø22, 3 position, Lighted, bezel PLASTIC, MANUAL, COLOR YELLOW, LED YELLOW, 2NC, 24 VDC
A22NW-3BM-TYA-G202-YE | 9795 | 663296 | Selector A22NW Ø22, 3 position, Lighted, bezel PLASTIC, MANUAL, COLOR YELLOW, LED YELLOW, 2NC, 200-240 VAC
A22NW-3BM-TYA-P102-YC | 9775 | 674696 | Selector A22NW Ø22, 3 position, Lighted, bezel PLASTIC, MANUAL, COLOR YELLOW, LED YELLOW, 1NO1NC, 24 VDC, push-in terminal
A22NW-3BR-TAA-G101-AC | 9795 | 665264 | Selector A22NW Ø22, 3 position, Lighted, bezel PLASTIC, AUTO RESET ON RIGHT, COLOR BLUE, LED BLUE, 2NO, 24 VDC
A22NW-3BR-TAA-G101-AE | 9795 | 662335 | Selector A22NW Ø22, 3 position, Lighted, bezel PLASTIC, AUTO RESET ON RIGHT, COLOR BLUE, LED BLUE, 2NO, 200-240 VAC
A22NW-3BR-TAA-G102-AC | 9795 | 664624 | Selector A22NW 22 dia., 3 position, Lighted, bezel plastic, auto reset on right, color blue, LED blue, 1NO1NC, 24 VDC
A22NW-3BR-TAA-G102-AE | 9795 | 662812 | Selector A22NW Ø22, 3 position, Lighted, bezel PLASTIC, AUTO RESET ON RIGHT, COLOR BLUE, LED BLUE, 1NO1NC, 200-240 VAC
A22NW-3BR-TAA-G201-AC | 9795 | 663409 | Selector A22NW Ø22, 3 position, Lighted, bezel PLASTIC, AUTO RESET ON RIGHT, COLOR BLUE, LED BLUE, 1NO1NC, 24 VDC
A22NW-3BR-TAA-G201-AE | 9795 | 663807 | Selector A22NW Ø22, 3 position, Lighted, bezel PLASTIC, AUTO RESET ON RIGHT, COLOR BLUE, LED BLUE, 1NO1NC, 200-240 VAC
A22NW-3BR-TAA-G202-AC | 9795 | 664622 | Selector A22NW Ø22, 3 position, Lighted, bezel PLASTIC, AUTO RESET ON RIGHT, COLOR BLUE, LED BLUE, 2NC, 24 VDC
A22NW-3BR-TAA-G202-AE | 9795 | 660003 | Selector A22NW Ø22, 3 position, Lighted, bezel PLASTIC, AUTO RESET ON RIGHT, COLOR BLUE, LED BLUE, 2NC, 200-240 VAC
A22NW-3BR-TAA-P102-AC | 8895 | 673685 | Selector A22NW Ø22, 3 position, Lighted, bezel PLASTIC, AUTO RESET ON RIGHT, COLOR BLUE, LED BLUE, 1NO1NC, 24 VDC, push-in terminal
A22NW-3BR-TGA-G101-GC | 9795 | 664305 | Selector A22NW Ø22, 3 position, Lighted, bezel PLASTIC, AUTO RESET ON RIGHT, COLOR GREEN, LED GREEN, 2NO, 24 VDC
A22NW-3BR-TGA-G101-GD | 9795 | 665148 | Selector A22NW Ø22, 3 position, Lighted, bezel PLASTIC, AUTO RESET ON RIGHT, COLOR GREEN, LED GREEN, 2NO, 100-120 VAC
A22NW-3BR-TGA-G101-GE | 9795 | 663806 | Selector A22NW Ø22, 3 position, Lighted, bezel PLASTIC, AUTO RESET ON RIGHT, COLOR GREEN, LED GREEN, 2NO, 200-240 VAC
A22NW-3BR-TGA-G102-GC | 9795 | 659918 | Selector A22NW Ø22, 3 position, Lighted, bezel PLASTIC, AUTO RESET ON RIGHT, COLOR GREEN, LED GREEN, 1NO1NC, 24 VDC
A22NW-3BR-TGA-G102-GD | 9795 | 666550 | Selector A22NW Ø22, 3 position, Lighted, bezel PLASTIC, AUTO RESET ON RIGHT, COLOR GREEN, LED GREEN, 1NO1NC, 100-120 VAC
A22NW-3BR-TGA-G102-GE | 9795 | 662232 | Selector A22NW Ø22, 3 position, Lighted, bezel PLASTIC, AUTO RESET ON RIGHT, COLOR GREEN, LED GREEN, 1NO1NC, 200-240 VAC
A22NW-3BR-TGA-G201-GC | 9795 | 661452 | Selector A22NW Ø22, 3 position, Lighted, bezel PLASTIC, AUTO RESET ON RIGHT, COLOR GREEN, LED GREEN, 1NO1NC, 24 VDC
A22NW-3BR-TGA-G201-GD | 9795 | 666125 | Selector A22NW Ø22, 3 position, Lighted, bezel PLASTIC, AUTO RESET ON RIGHT, COLOR GREEN, LED GREEN, 1NO1NC, 100-120 VAC
A22NW-3BR-TGA-G201-GE | 9795 | 661344 | Selector A22NW Ø22, 3 position, Lighted, bezel PLASTIC, AUTO RESET ON RIGHT, COLOR GREEN, LED GREEN, 1NO1NC, 200-240 VAC
A22NW-3BR-TGA-G202-GC | 9795 | 663410 | Selector A22NW Ø22, 3 position, Lighted, bezel PLASTIC, AUTO RESET ON RIGHT, COLOR GREEN, LED GREEN, 2NC, 24 VDC
A22NW-3BR-TGA-G202-GD | 9795 | 665160 | Selector A22NW Ø22, 3 position, Lighted, bezel PLASTIC, AUTO RESET ON RIGHT, COLOR GREEN, LED GREEN, 2NC, 100-120 VAC
A22NW-3BR-TGA-G202-GE | 9795 | 662872 | Selector A22NW Ø22, 3 position, Lighted, bezel PLASTIC, AUTO RESET ON RIGHT, COLOR GREEN, LED GREEN, 2NC, 200-240 VAC
A22NW-3BR-TRA-G101-RC | 9795 | 667149 | Selector A22NW Ø22, 3 position, Lighted, bezel PLASTIC, AUTO RESET ON RIGHT, COLOR RED, LED RED, 2NO, 24 VDC
A22NW-3BR-TRA-G101-RD | 9795 | 665278 | Selector A22NW Ø22, 3 position, Lighted, bezel PLASTIC, AUTO RESET ON RIGHT, COLOR RED, LED RED, 2NO, 100-120 VAC
A22NW-3BR-TRA-G101-RE | 9795 | 663228 | Selector A22NW Ø22, 3 position, Lighted, bezel PLASTIC, AUTO RESET ON RIGHT, COLOR RED, LED RED, 2NO, 200-240 VAC
A22NW-3BR-TRA-G102-RC | 9795 | 659917 | Selector A22NW Ø22, 3 position, Lighted, bezel PLASTIC, AUTO RESET ON RIGHT, COLOR RED, LED RED, 1NO1NC, 24 VDC
A22NW-3BR-TRA-G102-RD | 9795 | 664344 | Selector A22NW Ø22, 3 position, Lighted, bezel PLASTIC, AUTO RESET ON RIGHT, COLOR RED, LED RED, 1NO1NC, 100-120 VAC
A22NW-3BR-TRA-G102-RE | 9795 | 664195 | Selector A22NW Ø22, 3 position, Lighted, bezel PLASTIC, AUTO RESET ON RIGHT, COLOR RED, LED RED, 1NO1NC, 200-240 VAC
A22NW-3BR-TRA-G201-RC | 9795 | 662442 | Selector A22NW Ø22, 3 position, Lighted, bezel PLASTIC, AUTO RESET ON RIGHT, COLOR RED, LED RED, 1NO1NC, 24 VDC
A22NW-3BR-TRA-G201-RD | 9795 | 664639 | Selector A22NW Ø22, 3 position, Lighted, bezel PLASTIC, AUTO RESET ON RIGHT, COLOR RED, LED RED, 1NO1NC, 100-120 VAC
A22NW-3BR-TRA-G201-RE | 9795 | 664704 | Selector A22NW Ø22, 3 position, Lighted, bezel PLASTIC, AUTO RESET ON RIGHT, COLOR RED, LED RED, 1NO1NC, 200-240 VAC
A22NW-3BR-TRA-G202-RC | 9795 | 664625 | Selector A22NW Ø22, 3 position, Lighted, bezel PLASTIC, AUTO RESET ON RIGHT, COLOR RED, LED RED, 2NC, 24 VDC
A22NW-3BR-TRA-G202-RD | 9795 | 666951 | Selector A22NW Ø22, 3 position, Lighted, bezel PLASTIC, AUTO RESET ON RIGHT, COLOR RED, LED RED, 2NC, 100-120 VAC
A22NW-3BR-TRA-G202-RE | 9795 | 661343 | Selector A22NW Ø22, 3 position, Lighted, bezel PLASTIC, AUTO RESET ON RIGHT, COLOR RED, LED RED, 2NC, 200-240 VAC
A22NW-3BR-TWA-G101-WC | 9795 | 659921 | Selector A22NW Ø22, 3 position, Lighted, bezel PLASTIC, AUTO RESET ON RIGHT, COLOR WHITE, LED WHITE, 2NO, 24 VDC
A22NW-3BR-TWA-G101-WE | 9795 | 661338 | Selector A22NW Ø22, 3 position, Lighted, bezel PLASTIC, AUTO RESET ON RIGHT, COLOR WHITE, LED WHITE, 2NO, 200-240 VAC
A22NW-3BR-TWA-G101-YC | 9795 | 666237 | Selector A22NW Ø22, 3 position, Lighted, bezel PLASTIC, AUTO RESET ON RIGHT, COLOR WHITE, LED YELLOW, 2NO, 24 VDC
A22NW-3BR-TWA-G101-YE | 9795 | 666144 | Selector A22NW Ø22, 3 position, Lighted, bezel PLASTIC, AUTO RESET ON RIGHT, COLOR WHITE, LED YELLOW, 2NO, 200-240 VAC
A22NW-3BR-TWA-G102-WC | 9795 | 666234 | Selector A22NW Ø22, 3 position, Lighted, bezel PLASTIC, AUTO RESET ON RIGHT, COLOR WHITE, LED WHITE, 1NO1NC, 24 VDC
A22NW-3BR-TWA-G102-WE | 9795 | 659954 | Selector A22NW Ø22, 3 position, Lighted, bezel PLASTIC, AUTO RESET ON RIGHT, COLOR WHITE, LED WHITE, 1NO1NC, 200-240 VAC
A22NW-3BR-TWA-G102-YC | 9795 | 663411 | Selector A22NW Ø22, 3 position, Lighted, bezel PLASTIC, AUTO RESET ON RIGHT, COLOR WHITE, LED YELLOW, 1NO1NC, 24 VDC
A22NW-3BR-TWA-G102-YE | 9795 | 664424 | Selector A22NW Ø22, 3 position, Lighted, bezel PLASTIC, AUTO RESET ON RIGHT, COLOR WHITE, LED YELLOW, 1NO1NC, 200-240 VAC
A22NW-3BR-TWA-G201-WC | 9795 | 664304 | Selector A22NW Ø22, 3 position, Lighted, bezel PLASTIC, AUTO RESET ON RIGHT, COLOR WHITE, LED WHITE, 1NO1NC, 24 VDC
A22NW-3BR-TWA-G201-WE | 9795 | 661255 | Selector A22NW Ø22, 3 position, Lighted, bezel PLASTIC, AUTO RESET ON RIGHT, COLOR WHITE, LED WHITE, 1NO1NC, 200-240 VAC
A22NW-3BR-TWA-G201-YC | 9795 | 666540 | Selector A22NW Ø22, 3 position, Lighted, bezel PLASTIC, AUTO RESET ON RIGHT, COLOR WHITE, LED YELLOW, 1NO1NC, 24 VDC
A22NW-3BR-TWA-G201-YE | 9795 | 662805 | Selector A22NW Ø22, 3 position, Lighted, bezel PLASTIC, AUTO RESET ON RIGHT, COLOR WHITE, LED YELLOW, 1NO1NC, 200-240 VAC
A22NW-3BR-TWA-G202-WC | 9795 | 663731 | Selector A22NW Ø22, 3 position, Lighted, bezel PLASTIC, AUTO RESET ON RIGHT, COLOR WHITE, LED WHITE, 2NC, 24 VDC
A22NW-3BR-TWA-G202-WE | 9795 | 661257 | Selector A22NW Ø22, 3 position, Lighted, bezel PLASTIC, AUTO RESET ON RIGHT, COLOR WHITE, LED WHITE, 2NC, 200-240 VAC
A22NW-3BR-TWA-G202-YC | 9795 | 664321 | Selector A22NW Ø22, 3 position, Lighted, bezel PLASTIC, AUTO RESET ON RIGHT, COLOR WHITE, LED YELLOW, 2NC, 24 VDC
A22NW-3BR-TWA-G202-YE | 9795 | 665682 | Selector A22NW Ø22, 3 position, Lighted, bezel PLASTIC, AUTO RESET ON RIGHT, COLOR WHITE, LED YELLOW, 2NC, 200-240 VAC
A22NW-3BR-TYA-G101-YC | 9795 | 666532 | Selector A22NW Ø22, 3 position, Lighted, bezel PLASTIC, AUTO RESET ON RIGHT, COLOR YELLOW, LED YELLOW, 2NO, 24 VDC
A22NW-3BR-TYA-G101-YE | 9795 | 660014 | Selector A22NW Ø22, 3 position, Lighted, bezel PLASTIC, AUTO RESET ON RIGHT, COLOR YELLOW, LED YELLOW, 2NO, 200-240 VAC
A22NW-3BR-TYA-G102-YC | 9795 | 662443 | Selector A22NW Ø22, 3 position, Lighted, bezel PLASTIC, AUTO RESET ON RIGHT, COLOR YELLOW, LED YELLOW, 1NO1NC, 24 VDC
A22NW-3BR-TYA-G102-YE | 9795 | 666618 | Selector A22NW Ø22, 3 position, Lighted, bezel PLASTIC, AUTO RESET ON RIGHT, COLOR YELLOW, LED YELLOW, 1NO1NC, 200-240 VAC
A22NW-3BR-TYA-G201-YC | 9795 | 663412 | Selector A22NW Ø22, 3 position, Lighted, bezel PLASTIC, AUTO RESET ON RIGHT, COLOR YELLOW, LED YELLOW, 1NO1NC, 24 VDC
A22NW-3BR-TYA-G201-YE | 9795 | 665630 | Selector A22NW Ø22, 3 position, Lighted, bezel PLASTIC, AUTO RESET ON RIGHT, COLOR YELLOW, LED YELLOW, 1NO1NC, 200-240 VAC
A22NW-3BR-TYA-G202-YC | 9795 | 667148 | Selector A22NW Ø22, 3 position, Lighted, bezel PLASTIC, AUTO RESET ON RIGHT, COLOR YELLOW, LED YELLOW, 2NC, 24 VDC
A22NW-3BR-TYA-G202-YE | 9795 | 659948 | Selector A22NW Ø22, 3 position, Lighted, bezel PLASTIC, AUTO RESET ON RIGHT, COLOR YELLOW, LED YELLOW, 2NC, 200-240 VAC
A22NW-3MB-TAA-G101-AC | 10400 | 664838 | Selector A22NW Ø22, 3 position, Lighted, bezel brushed M, AUTO RESET ON L/R, COLOR BLUE, LED BLUE, 2NO, 24 VDC
A22NW-3MB-TAA-G101-AE | 10400 | 659855 | Selector A22NW Ø22, 3 position, Lighted, bezel brushed M, AUTO RESET ON L/R, COLOR BLUE, LED BLUE, 2NO, 200-240 VAC
A22NW-3MB-TAA-G102-AC | 10400 | 663237 | Selector A22NW Ø22, 3 position, Lighted, bezel brushed M, AUTO RESET ON L/R, COLOR BLUE, LED BLUE, 1NO1NC, 24 VDC
A22NW-3MB-TAA-G102-AE | 10400 | 662166 | Selector A22NW Ø22, 3 position, Lighted, bezel brushed M, AUTO RESET ON L/R, COLOR BLUE, LED BLUE, 1NO1NC, 200-240 VAC
A22NW-3MB-TAA-G201-AC | 10400 | 666723 | Selector A22NW Ø22, 3 position, Lighted, bezel brushed M, AUTO RESET ON L/R, COLOR BLUE, LED BLUE, 1NO1NC, 24 VDC
A22NW-3MB-TAA-G201-AE | 10400 | 661209 | Selector A22NW Ø22, 3 position, Lighted, bezel brushed M, AUTO RESET ON L/R, COLOR BLUE, LED BLUE, 1NO1NC, 200-240 VAC
A22NW-3MB-TAA-G202-AC | 10400 | 661262 | Selector A22NW Ø22, 3 position, Lighted, bezel brushed M, AUTO RESET ON L/R, COLOR BLUE, LED BLUE, 2NC, 24 VDC
A22NW-3MB-TAA-G202-AE | 10400 | 663012 | Selector A22NW Ø22, 3 position, Lighted, bezel brushed M, AUTO RESET ON L/R, COLOR BLUE, LED BLUE, 2NC, 200-240 VAC
A22NW-3MB-TGA-G101-GC | 10400 | 664832 | Selector A22NW Ø22, 3 position, Lighted, bezel brushed M, AUTO RESET ON L/R, COLOR GREEN, LED GREEN, 2NO, 24 VDC
A22NW-3MB-TGA-G101-GE | 10400 | 664644 | Selector A22NW Ø22, 3 position, Lighted, bezel brushed M, AUTO RESET ON L/R, COLOR GREEN, LED GREEN, 2NO, 200-240 VAC
A22NW-3MB-TGA-G102-GC | 10400 | 663778 | Selector A22NW Ø22, 3 position, Lighted, bezel brushed M, AUTO RESET ON L/R, COLOR GREEN, LED GREEN, 1NO1NC, 24 VDC
A22NW-3MB-TGA-G102-GE | 10400 | 663930 | Selector A22NW Ø22, 3 position, Lighted, bezel brushed M, AUTO RESET ON L/R, COLOR GREEN, LED GREEN, 1NO1NC, 200-240 VAC
A22NW-3MB-TGA-G201-GC | 10400 | 660894 | Selector A22NW Ø22, 3 position, Lighted, bezel brushed M, AUTO RESET ON L/R, COLOR GREEN, LED GREEN, 1NO1NC, 24 VDC
A22NW-3MB-TGA-G201-GE | 10400 | 663931 | Selector A22NW Ø22, 3 position, Lighted, bezel brushed M, AUTO RESET ON L/R, COLOR GREEN, LED GREEN, 1NO1NC, 200-240 VAC
A22NW-3MB-TGA-G202-GC | 10400 | 666944 | Selector A22NW Ø22, 3 position, Lighted, bezel brushed M, AUTO RESET ON L/R, COLOR GREEN, LED GREEN, 2NC, 24 VDC
A22NW-3MB-TGA-G202-GE | 10400 | 664574 | Selector A22NW Ø22, 3 position, Lighted, bezel brushed M, AUTO RESET ON L/R, COLOR GREEN, LED GREEN, 2NC, 200-240 VAC
A22NW-3MB-TRA-G101-RC | 10400 | 659967 | Selector A22NW Ø22, 3 position, Lighted, bezel brushed M, AUTO RESET ON L/R, COLOR RED, LED RED, 2NO, 24 VDC
A22NW-3MB-TRA-G101-RE | 10400 | 663756 | Selector A22NW Ø22, 3 position, Lighted, bezel brushed M, AUTO RESET ON L/R, COLOR RED, LED RED, 2NO, 200-240 VAC
A22NW-3MB-TRA-G102-RC | 10400 | 663772 | Selector A22NW Ø22, 3 position, Lighted, bezel brushed M, AUTO RESET ON L/R, COLOR RED, LED RED, 1NO1NC, 24 VDC
A22NW-3MB-TRA-G102-RE | 10400 | 661720 | Selector A22NW Ø22, 3 position, Lighted, bezel brushed M, AUTO RESET ON L/R, COLOR RED, LED RED, 1NO1NC, 200-240 VAC
A22NW-3MB-TRA-G201-RC | 10400 | 662237 | Selector A22NW Ø22, 3 position, Lighted, bezel brushed M, AUTO RESET ON L/R, COLOR RED, LED RED, 1NO1NC, 24 VDC
A22NW-3MB-TRA-G201-RE | 10400 | 661207 | Selector A22NW Ø22, 3 position, Lighted, bezel brushed M, AUTO RESET ON L/R, COLOR RED, LED RED, 1NO1NC, 200-240 VAC
A22NW-3MB-TRA-G202-RC | 10400 | 660109 | Selector A22NW Ø22, 3 position, Lighted, bezel brushed M, AUTO RESET ON L/R, COLOR RED, LED RED, 2NC, 24 VDC
A22NW-3MB-TRA-G202-RE | 10400 | 665964 | Selector A22NW Ø22, 3 position, Lighted, bezel brushed M, AUTO RESET ON L/R, COLOR RED, LED RED, 2NC, 200-240 VAC
A22NW-3MB-TWA-G101-WC | 10400 | 664068 | Selector A22NW Ø22, 3 position, Lighted, bezel brushed M, AUTO RESET ON L/R, COLOR WHITE, LED WHITE, 2NO, 24 VDC
A22NW-3MB-TWA-G101-WD | 10400 | 665963 | Selector A22NW Ø22, 3 position, Lighted, bezel brushed M, AUTO RESET ON L/R, COLOR WHITE, LED WHITE, 2NO, 100-120 VAC
A22NW-3MB-TWA-G101-WE | 10400 | 660124 | Selector A22NW Ø22, 3 position, Lighted, bezel brushed M, AUTO RESET ON L/R, COLOR WHITE, LED WHITE, 2NO, 200-240 VAC
A22NW-3MB-TWA-G101-YC | 10400 | 664131 | Selector A22NW Ø22, 3 position, Lighted, bezel brushed M, AUTO RESET ON L/R, COLOR WHITE, LED YELLOW, 2NO, 24 VDC
A22NW-3MB-TWA-G101-YD | 10400 | 661053 | Selector A22NW Ø22, 3 position, Lighted, bezel brushed M, AUTO RESET ON L/R, COLOR WHITE, LED YELLOW, 2NO, 100-120 VAC
A22NW-3MB-TWA-G101-YE | 10400 | 666878 | Selector A22NW Ø22, 3 position, Lighted, bezel brushed M, AUTO RESET ON L/R, COLOR WHITE, LED YELLOW, 2NO, 200-240 VAC
A22NW-3MB-TWA-G102-WC | 10400 | 660333 | Selector A22NW Ø22, 3 position, Lighted, bezel brushed M, AUTO RESET ON L/R, COLOR WHITE, LED WHITE, 1NO1NC, 24 VDC
A22NW-3MB-TWA-G102-WD | 10400 | 665813 | Selector A22NW Ø22, 3 position, Lighted, bezel brushed M, AUTO RESET ON L/R, COLOR WHITE, LED WHITE, 1NO1NC, 100-120 VAC
A22NW-3MB-TWA-G102-WE | 10400 | 665652 | Selector A22NW Ø22, 3 position, Lighted, bezel brushed M, AUTO RESET ON L/R, COLOR WHITE, LED WHITE, 1NO1NC, 200-240 VAC
A22NW-3MB-TWA-G102-YC | 10400 | 663169 | Selector A22NW Ø22, 3 position, Lighted, bezel brushed M, AUTO RESET ON L/R, COLOR WHITE, LED YELLOW, 1NO1NC, 24 VDC
A22NW-3MB-TWA-G102-YD | 10400 | 663009 | Selector A22NW Ø22, 3 position, Lighted, bezel brushed M, AUTO RESET ON L/R, COLOR WHITE, LED YELLOW, 1NO1NC, 100-120 VAC
A22NW-3MB-TWA-G102-YE | 10400 | 663929 | Selector A22NW Ø22, 3 position, Lighted, bezel brushed M, AUTO RESET ON L/R, COLOR WHITE, LED YELLOW, 1NO1NC, 200-240 VAC
A22NW-3MB-TWA-G201-WC | 10400 | 666948 | Selector A22NW Ø22, 3 position, Lighted, bezel brushed M, AUTO RESET ON L/R, COLOR WHITE, LED WHITE, 1NO1NC, 24 VDC
A22NW-3MB-TWA-G201-WD | 10400 | 665962 | Selector A22NW Ø22, 3 position, Lighted, bezel brushed M, AUTO RESET ON L/R, COLOR WHITE, LED WHITE, 1NO1NC, 100-120 VAC
A22NW-3MB-TWA-G201-WE | 10400 | 663933 | Selector A22NW Ø22, 3 position, Lighted, bezel brushed M, AUTO RESET ON L/R, COLOR WHITE, LED WHITE, 1NO1NC, 200-240 VAC
A22NW-3MB-TWA-G201-YC | 10400 | 661266 | Selector A22NW Ø22, 3 position, Lighted, bezel brushed M, AUTO RESET ON L/R, COLOR WHITE, LED YELLOW, 1NO1NC, 24 VDC
A22NW-3MB-TWA-G201-YD | 10400 | 666866 | Selector A22NW Ø22, 3 position, Lighted, bezel brushed M, AUTO RESET ON L/R, COLOR WHITE, LED YELLOW, 1NO1NC, 100-120 VAC
A22NW-3MB-TWA-G201-YE | 10400 | 661834 | Selector A22NW Ø22, 3 position, Lighted, bezel brushed M, AUTO RESET ON L/R, COLOR WHITE, LED YELLOW, 1NO1NC, 200-240 VAC
A22NW-3MB-TWA-G202-WC | 10400 | 664839 | Selector A22NW Ø22, 3 position, Lighted, bezel brushed M, AUTO RESET ON L/R, COLOR WHITE, LED WHITE, 2NC, 24 VDC
A22NW-3MB-TWA-G202-WD | 10400 | 661199 | Selector A22NW Ø22, 3 position, Lighted, bezel brushed M, AUTO RESET ON L/R, COLOR WHITE, LED WHITE, 2NC, 100-120 VAC
A22NW-3MB-TWA-G202-WE | 10400 | 664845 | Selector A22NW Ø22, 3 position, Lighted, bezel brushed M, AUTO RESET ON L/R, COLOR WHITE, LED WHITE, 2NC, 200-240 VAC
A22NW-3MB-TWA-G202-YC | 10400 | 661265 | Selector A22NW Ø22, 3 position, Lighted, bezel brushed M, AUTO RESET ON L/R, COLOR WHITE, LED YELLOW, 2NC, 24 VDC
A22NW-3MB-TWA-G202-YD | 10400 | 660334 | Selector A22NW Ø22, 3 position, Lighted, bezel brushed M, AUTO RESET ON L/R, COLOR WHITE, LED YELLOW, 2NC, 100-120 VAC
A22NW-3MB-TWA-G202-YE | 10400 | 665650 | Selector A22NW Ø22, 3 position, Lighted, bezel brushed M, AUTO RESET ON L/R, COLOR WHITE, LED YELLOW, 2NC, 200-240 VAC
A22NW-3MB-TYA-G101-YC | 10400 | 660114 | Selector A22NW Ø22, 3 position, Lighted, bezel brushed M, AUTO RESET ON L/R, COLOR YELLOW, LED YELLOW, 2NO, 24 VDC
A22NW-3MB-TYA-G101-YD | 10400 | 665961 | Selector A22NW Ø22, 3 position, Lighted, bezel brushed M, AUTO RESET ON L/R, COLOR YELLOW, LED YELLOW, 2NO, 100-120 VAC
A22NW-3MB-TYA-G101-YE | 10400 | 659976 | Selector A22NW Ø22, 3 position, Lighted, bezel brushed M, AUTO RESET ON L/R, COLOR YELLOW, LED YELLOW, 2NO, 200-240 VAC
A22NW-3MB-TYA-G102-YC | 10400 | 663240 | Selector A22NW Ø22, 3 position, Lighted, bezel brushed M, AUTO RESET ON L/R, COLOR YELLOW, LED YELLOW, 1NO1NC, 24 VDC
A22NW-3MB-TYA-G102-YD | 10400 | 660335 | Selector A22NW Ø22, 3 position, Lighted, bezel brushed M, AUTO RESET ON L/R, COLOR YELLOW, LED YELLOW, 1NO1NC, 100-120 VAC
A22NW-3MB-TYA-G102-YE | 10400 | 662165 | Selector A22NW Ø22, 3 position, Lighted, bezel brushed M, AUTO RESET ON L/R, COLOR YELLOW, LED YELLOW, 1NO1NC, 200-240 VAC
A22NW-3MB-TYA-G201-YC | 10400 | 662238 | Selector A22NW Ø22, 3 position, Lighted, bezel brushed M, AUTO RESET ON L/R, COLOR YELLOW, LED YELLOW, 1NO1NC, 24 VDC
A22NW-3MB-TYA-G201-YD | 10400 | 663926 | Selector A22NW Ø22, 3 position, Lighted, bezel brushed M, AUTO RESET ON L/R, COLOR YELLOW, LED YELLOW, 1NO1NC, 100-120 VAC
A22NW-3MB-TYA-G201-YE | 10400 | 662003 | Selector A22NW Ø22, 3 position, Lighted, bezel brushed M, AUTO RESET ON L/R, COLOR YELLOW, LED YELLOW, 1NO1NC, 200-240 VAC
A22NW-3MB-TYA-G202-YC | 10400 | 665082 | Selector A22NW Ø22, 3 position, Lighted, bezel brushed M, AUTO RESET ON L/R, COLOR YELLOW, LED YELLOW, 2NC, 24 VDC
A22NW-3MB-TYA-G202-YD | 10400 | 661198 | Selector A22NW Ø22, 3 position, Lighted, bezel brushed M, AUTO RESET ON L/R, COLOR YELLOW, LED YELLOW, 2NC, 100-120 VAC
A22NW-3MB-TYA-G202-YE | 10400 | 660118 | Selector A22NW Ø22, 3 position, Lighted, bezel brushed M, AUTO RESET ON L/R, COLOR YELLOW, LED YELLOW, 2NC, 200-240 VAC
A22NW-3ML-TAA-G101-AC | 10400 | 661809 | Selector A22NW Ø22, 3 position, Lighted, bezel brushed M, AUTO RESET ON LEFT, COLOR BLUE, LED BLUE, 2NO, 24 VDC
A22NW-3ML-TAA-G101-AE | 10400 | 663779 | Selector A22NW Ø22, 3 position, Lighted, bezel brushed M, AUTO RESET ON LEFT, COLOR BLUE, LED BLUE, 2NO, 200-240 VAC
A22NW-3ML-TAA-G102-AC | 10400 | 662818 | Selector A22NW Ø22, 3 position, Lighted, bezel brushed M, AUTO RESET ON LEFT, COLOR BLUE, LED BLUE, 1NO1NC, 24 VDC
A22NW-3ML-TAA-G102-AE | 10400 | 660872 | Selector A22NW Ø22, 3 position, Lighted, bezel brushed M, AUTO RESET ON LEFT, COLOR BLUE, LED BLUE, 1NO1NC, 200-240 VAC
A22NW-3ML-TAA-G201-AC | 10400 | 666943 | Selector A22NW Ø22, 3 position, Lighted, bezel brushed M, AUTO RESET ON LEFT, COLOR BLUE, LED BLUE, 1NO1NC, 24 VDC
A22NW-3ML-TAA-G201-AE | 10400 | 665017 | Selector A22NW Ø22, 3 position, Lighted, bezel brushed M, AUTO RESET ON LEFT, COLOR BLUE, LED BLUE, 1NO1NC, 200-240 VAC
A22NW-3ML-TAA-G202-AC | 10400 | 666718 | Selector A22NW Ø22, 3 position, Lighted, bezel brushed M, AUTO RESET ON LEFT, COLOR BLUE, LED BLUE, 2NC, 24 VDC
A22NW-3ML-TAA-G202-AE | 10400 | 663781 | Selector A22NW Ø22, 3 position, Lighted, bezel brushed M, AUTO RESET ON LEFT, COLOR BLUE, LED BLUE, 2NC, 200-240 VAC
A22NW-3ML-TGA-G101-GC | 10400 | 661049 | Selector A22NW Ø22, 3 position, Lighted, bezel brushed M, AUTO RESET ON LEFT, COLOR GREEN, LED GREEN, 2NO, 24 VDC
A22NW-3ML-TGA-G101-GE | 10400 | 665015 | Selector A22NW Ø22, 3 position, Lighted, bezel brushed M, AUTO RESET ON LEFT, COLOR GREEN, LED GREEN, 2NO, 200-240 VAC
A22NW-3ML-TGA-G102-GC | 10400 | 660890 | Selector A22NW Ø22, 3 position, Lighted, bezel brushed M, AUTO RESET ON LEFT, COLOR GREEN, LED GREEN, 1NO1NC, 24 VDC
A22NW-3ML-TGA-G102-GE | 10400 | 660870 | Selector A22NW Ø22, 3 position, Lighted, bezel brushed M, AUTO RESET ON LEFT, COLOR GREEN, LED GREEN, 1NO1NC, 200-240 VAC
A22NW-3ML-TGA-G201-GC | 10400 | 662815 | Selector A22NW Ø22, 3 position, Lighted, bezel brushed M, AUTO RESET ON LEFT, COLOR GREEN, LED GREEN, 1NO1NC, 24 VDC
A22NW-3ML-TGA-G201-GE | 10400 | 664073 | Selector A22NW Ø22, 3 position, Lighted, bezel brushed M, AUTO RESET ON LEFT, COLOR GREEN, LED GREEN, 1NO1NC, 200-240 VAC
A22NW-3ML-TGA-G202-GC | 10400 | 660330 | Selector A22NW Ø22, 3 position, Lighted, bezel brushed M, AUTO RESET ON LEFT, COLOR GREEN, LED GREEN, 2NC, 24 VDC
A22NW-3ML-TGA-G202-GE | 10400 | 666561 | Selector A22NW Ø22, 3 position, Lighted, bezel brushed M, AUTO RESET ON LEFT, COLOR GREEN, LED GREEN, 2NC, 200-240 VAC
A22NW-3ML-TRA-G101-RC | 10400 | 661044 | Selector A22NW Ø22, 3 position, Lighted, bezel brushed M, AUTO RESET ON LEFT, COLOR RED, LED RED, 2NO, 24 VDC
A22NW-3ML-TRA-G101-RE | 10400 | 660799 | Selector A22NW Ø22, 3 position, Lighted, bezel brushed M, AUTO RESET ON LEFT, COLOR RED, LED RED, 2NO, 200-240 VAC
A22NW-3ML-TRA-G102-RC | 10400 | 666573 | Selector A22NW Ø22, 3 position, Lighted, bezel brushed M, AUTO RESET ON LEFT, COLOR RED, LED RED, 1NO1NC, 24 VDC
A22NW-3ML-TRA-G102-RE | 10400 | 666483 | Selector A22NW Ø22, 3 position, Lighted, bezel brushed M, AUTO RESET ON LEFT, COLOR RED, LED RED, 1NO1NC, 200-240 VAC
A22NW-3ML-TRA-G201-RC | 10400 | 660887 | Selector A22NW Ø22, 3 position, Lighted, bezel brushed M, AUTO RESET ON LEFT, COLOR RED, LED RED, 1NO1NC, 24 VDC
A22NW-3ML-TRA-G201-RE | 10400 | 661820 | Selector A22NW Ø22, 3 position, Lighted, bezel brushed M, AUTO RESET ON LEFT, COLOR RED, LED RED, 1NO1NC, 200-240 VAC
A22NW-3ML-TRA-G202-RC | 10400 | 665806 | Selector A22NW Ø22, 3 position, Lighted, bezel brushed M, AUTO RESET ON LEFT, COLOR RED, LED RED, 2NC, 24 VDC
A22NW-3ML-TRA-G202-RE | 10400 | 666553 | Selector A22NW Ø22, 3 position, Lighted, bezel brushed M, AUTO RESET ON LEFT, COLOR RED, LED RED, 2NC, 200-240 VAC
A22NW-3ML-TWA-G101-WC | 10400 | 666565 | Selector A22NW Ø22, 3 position, Lighted, bezel brushed M, AUTO RESET ON LEFT, COLOR WHITE, LED WHITE, 2NO, 24 VDC
A22NW-3ML-TWA-G101-WD | 10400 | 665010 | Selector A22NW Ø22, 3 position, Lighted, bezel brushed M, AUTO RESET ON LEFT, COLOR WHITE, LED WHITE, 2NO, 100-120 VAC
A22NW-3ML-TWA-G101-WE | 10400 | 663751 | Selector A22NW Ø22, 3 position, Lighted, bezel brushed M, AUTO RESET ON LEFT, COLOR WHITE, LED WHITE, 2NO, 200-240 VAC
A22NW-3ML-TWA-G101-YC | 10400 | 662819 | Selector A22NW Ø22, 3 position, Lighted, bezel brushed M, AUTO RESET ON LEFT, COLOR WHITE, LED YELLOW, 2NO, 24 VDC
A22NW-3ML-TWA-G101-YD | 10400 | 664129 | Selector A22NW Ø22, 3 position, Lighted, bezel brushed M, AUTO RESET ON LEFT, COLOR WHITE, LED YELLOW, 2NO, 100-120 VAC
A22NW-3ML-TWA-G101-YE | 10400 | 665968 | Selector A22NW Ø22, 3 position, Lighted, bezel brushed M, AUTO RESET ON LEFT, COLOR WHITE, LED YELLOW, 2NO, 200-240 VAC
A22NW-3ML-TWA-G102-WC | 10400 | 665810 | Selector A22NW Ø22, 3 position, Lighted, bezel brushed M, AUTO RESET ON LEFT, COLOR WHITE, LED WHITE, 1NO1NC, 24 VDC
A22NW-3ML-TWA-G102-WD | 10400 | 663003 | Selector A22NW Ø22, 3 position, Lighted, bezel brushed M, AUTO RESET ON LEFT, COLOR WHITE, LED WHITE, 1NO1NC, 100-120 VAC
A22NW-3ML-TWA-G102-WE | 10400 | 666575 | Selector A22NW Ø22, 3 position, Lighted, bezel brushed M, AUTO RESET ON LEFT, COLOR WHITE, LED WHITE, 1NO1NC, 200-240 VAC
A22NW-3ML-TWA-G102-YC | 10400 | 660110 | Selector A22NW Ø22, 3 position, Lighted, bezel brushed M, AUTO RESET ON LEFT, COLOR WHITE, LED YELLOW, 1NO1NC, 24 VDC
A22NW-3ML-TWA-G102-YD | 10400 | 664067 | Selector A22NW Ø22, 3 position, Lighted, bezel brushed M, AUTO RESET ON LEFT, COLOR WHITE, LED YELLOW, 1NO1NC, 100-120 VAC
A22NW-3ML-TWA-G102-YE | 10400 | 665014 | Selector A22NW Ø22, 3 position, Lighted, bezel brushed M, AUTO RESET ON LEFT, COLOR WHITE, LED YELLOW, 1NO1NC, 200-240 VAC
A22NW-3ML-TWA-G201-WC | 10400 | 660888 | Selector A22NW Ø22, 3 position, Lighted, bezel brushed M, AUTO RESET ON LEFT, COLOR WHITE, LED WHITE, 1NO1NC, 24 VDC
A22NW-3ML-TWA-G201-WD | 10400 | 666947 | Selector A22NW Ø22, 3 position, Lighted, bezel brushed M, AUTO RESET ON LEFT, COLOR WHITE, LED WHITE, 1NO1NC, 100-120 VAC
A22NW-3ML-TWA-G201-WE | 10400 | 665622 | Selector A22NW Ø22, 3 position, Lighted, bezel brushed M, AUTO RESET ON LEFT, COLOR WHITE, LED WHITE, 1NO1NC, 200-240 VAC
A22NW-3ML-TWA-G201-YC | 10400 | 659957 | Selector A22NW Ø22, 3 position, Lighted, bezel brushed M, AUTO RESET ON LEFT, COLOR WHITE, LED YELLOW, 1NO1NC, 24 VDC
A22NW-3ML-TWA-G201-YD | 10400 | 666039 | Selector A22NW Ø22, 3 position, Lighted, bezel brushed M, AUTO RESET ON LEFT, COLOR WHITE, LED YELLOW, 1NO1NC, 100-120 VAC
A22NW-3ML-TWA-G201-YE | 10400 | 664645 | Selector A22NW Ø22, 3 position, Lighted, bezel brushed M, AUTO RESET ON LEFT, COLOR WHITE, LED YELLOW, 1NO1NC, 200-240 VAC
A22NW-3ML-TWA-G202-WC | 10400 | 661808 | Selector A22NW Ø22, 3 position, Lighted, bezel brushed M, AUTO RESET ON LEFT, COLOR WHITE, LED WHITE, 2NC, 24 VDC
A22NW-3ML-TWA-G202-WD | 10400 | 662239 | Selector A22NW Ø22, 3 position, Lighted, bezel brushed M, AUTO RESET ON LEFT, COLOR WHITE, LED WHITE, 2NC, 100-120 VAC
A22NW-3ML-TWA-G202-WE | 10400 | 666877 | Selector A22NW Ø22, 3 position, Lighted, bezel brushed M, AUTO RESET ON LEFT, COLOR WHITE, LED WHITE, 2NC, 200-240 VAC
A22NW-3ML-TWA-G202-YC | 10400 | 665645 | Selector A22NW Ø22, 3 position, Lighted, bezel brushed M, AUTO RESET ON LEFT, COLOR WHITE, LED YELLOW, 2NC, 24 VDC
A22NW-3ML-TYA-G101-YC | 10400 | 662817 | Selector A22NW Ø22, 3 position, Lighted, bezel brushed M, AUTO RESET ON LEFT, COLOR YELLOW, LED YELLOW, 2NO, 24 VDC
A22NW-3ML-TYA-G101-YD | 10400 | 664065 | Selector A22NW Ø22, 3 position, Lighted, bezel brushed M, AUTO RESET ON LEFT, COLOR YELLOW, LED YELLOW, 2NO, 100-120 VAC
A22NW-3ML-TYA-G101-YE | 10400 | 665016 | Selector A22NW Ø22, 3 position, Lighted, bezel brushed M, AUTO RESET ON LEFT, COLOR YELLOW, LED YELLOW, 2NO, 200-240 VAC
A22NW-3ML-TYA-G102-YC | 10400 | 665076 | Selector A22NW Ø22, 3 position, Lighted, bezel brushed M, AUTO RESET ON LEFT, COLOR YELLOW, LED YELLOW, 1NO1NC, 24 VDC
A22NW-3ML-TYA-G102-YD | 10400 | 665077 | Selector A22NW Ø22, 3 position, Lighted, bezel brushed M, AUTO RESET ON LEFT, COLOR YELLOW, LED YELLOW, 1NO1NC, 100-120 VAC
A22NW-3ML-TYA-G102-YE | 10400 | 665620 | Selector A22NW Ø22, 3 position, Lighted, bezel brushed M, AUTO RESET ON LEFT, COLOR YELLOW, LED YELLOW, 1NO1NC, 200-240 VAC
A22NW-3ML-TYA-G201-YC | 10400 | 662816 | Selector A22NW Ø22, 3 position, Lighted, bezel brushed M, AUTO RESET ON LEFT, COLOR YELLOW, LED YELLOW, 1NO1NC, 24 VDC
A22NW-3ML-TYA-G201-YD | 10400 | 665009 | Selector A22NW Ø22, 3 position, Lighted, bezel brushed M, AUTO RESET ON LEFT, COLOR YELLOW, LED YELLOW, 1NO1NC, 100-120 VAC
A22NW-3ML-TYA-G201-YE | 10400 | 666560 | Selector A22NW Ø22, 3 position, Lighted, bezel brushed M, AUTO RESET ON LEFT, COLOR YELLOW, LED YELLOW, 1NO1NC, 200-240 VAC
A22NW-3ML-TYA-G202-YC | 10400 | 663916 | Selector A22NW Ø22, 3 position, Lighted, bezel brushed M, AUTO RESET ON LEFT, COLOR YELLOW, LED YELLOW, 2NC, 24 VDC
A22NW-3ML-TYA-G202-YD | 10400 | 665811 | Selector A22NW Ø22, 3 position, Lighted, bezel brushed M, AUTO RESET ON LEFT, COLOR YELLOW, LED YELLOW, 2NC, 100-120 VAC
A22NW-3ML-TYA-G202-YE | 10400 | 662802 | Selector A22NW Ø22, 3 position, Lighted, bezel brushed M, AUTO RESET ON LEFT, COLOR YELLOW, LED YELLOW, 2NC, 200-240 VAC
A22NW-3MM-TAA-G101-AC | 10400 | 661806 | Selector A22NW Ø22, 3 position, Lighted, bezel brushed M, MANUAL, COLOR BLUE, LED BLUE, 2NO, 24 VDC
A22NW-3MM-TAA-G101-AE | 10400 | 663780 | Selector A22NW Ø22, 3 position, Lighted, bezel brushed M, MANUAL, COLOR BLUE, LED BLUE, 2NO, 200-240 VAC
A22NW-3MM-TAA-G102-AC | 10400 | 664654 | Selector A22NW Ø22, 3 position, Lighted, bezel brushed M, MANUAL, COLOR BLUE, LED BLUE, 1NO1NC, 24 VDC
A22NW-3MM-TAA-G102-AE | 10400 | 666576 | Selector A22NW Ø22, 3 position, Lighted, bezel brushed M, MANUAL, COLOR BLUE, LED BLUE, 1NO1NC, 200-240 VAC
A22NW-3MM-TAA-G201-AC | 10400 | 661260 | Selector A22NW Ø22, 3 position, Lighted, bezel brushed M, MANUAL, COLOR BLUE, LED BLUE, 1NO1NC, 24 VDC
A22NW-3MM-TAA-G201-AE | 10400 | 662803 | Selector A22NW Ø22, 3 position, Lighted, bezel brushed M, MANUAL, COLOR BLUE, LED BLUE, 1NO1NC, 200-240 VAC
A22NW-3MM-TAA-G202-AC | 10400 | 663771 | Selector A22NW Ø22, 3 position, Lighted, bezel brushed M, MANUAL, COLOR BLUE, LED BLUE, 2NC, 24 VDC
A22NW-3MM-TAA-G202-AE | 10400 | 660895 | Selector A22NW Ø22, 3 position, Lighted, bezel brushed M, MANUAL, COLOR BLUE, LED BLUE, 2NC, 200-240 VAC
A22NW-3MM-TGA-G101-GC | 10400 | 661345 | Selector A22NW Ø22, 3 position, Lighted, bezel brushed M, MANUAL, COLOR GREEN, LED GREEN, 2NO, 24 VDC
A22NW-3MM-TGA-G101-GE | 10400 | 661722 | Selector A22NW Ø22, 3 position, Lighted, bezel brushed M, MANUAL, COLOR GREEN, LED GREEN, 2NO, 200-240 VAC
A22NW-3MM-TGA-G102-GC | 10400 | 660326 | Selector A22NW Ø22, 3 position, Lighted, bezel brushed M, MANUAL, COLOR GREEN, LED GREEN, 1NO1NC, 24 VDC
A22NW-3MM-TGA-G102-GE | 10400 | 662727 | Selector A22NW Ø22, 3 position, Lighted, bezel brushed M, MANUAL, COLOR GREEN, LED GREEN, 1NO1NC, 200-240 VAC
A22NW-3MM-TGA-G201-GC | 10400 | 664426 | Selector A22NW Ø22, 3 position, Lighted, bezel brushed M, MANUAL, COLOR GREEN, LED GREEN, 1NO1NC, 24 VDC
A22NW-3MM-TGA-G201-GE | 10400 | 663750 | Selector A22NW Ø22, 3 position, Lighted, bezel brushed M, MANUAL, COLOR GREEN, LED GREEN, 1NO1NC, 200-240 VAC
A22NW-3MM-TGA-G202-GC | 10400 | 665684 | Selector A22NW Ø22, 3 position, Lighted, bezel brushed M, MANUAL, COLOR GREEN, LED GREEN, 2NC, 24 VDC
A22NW-3MM-TGA-G202-GE | 10400 | 662833 | Selector A22NW Ø22, 3 position, Lighted, bezel brushed M, MANUAL, COLOR GREEN, LED GREEN, 2NC, 200-240 VAC
A22NW-3MM-TRA-G101-RC | 10400 | 665171 | Selector A22NW Ø22, 3 position, Lighted, bezel brushed M, MANUAL, COLOR RED, LED RED, 2NO, 24 VDC
A22NW-3MM-TRA-G101-RE | 10400 | 664841 | Selector A22NW Ø22, 3 position, Lighted, bezel brushed M, MANUAL, COLOR RED, LED RED, 2NO, 200-240 VAC
A22NW-3MM-TRA-G102-RC | 10400 | 660004 | Selector A22NW Ø22, 3 position, Lighted, bezel brushed M, MANUAL, COLOR RED, LED RED, 1NO1NC, 24 VDC
A22NW-3MM-TRA-G102-RE | 10400 | 663925 | Selector A22NW Ø22, 3 position, Lighted, bezel brushed M, MANUAL, COLOR RED, LED RED, 1NO1NC, 200-240 VAC
A22NW-3MM-TRA-G201-RC | 10400 | 662871 | Selector A22NW Ø22, 3 position, Lighted, bezel brushed M, MANUAL, COLOR RED, LED RED, 1NO1NC, 24 VDC
A22NW-3MM-TRA-G201-RE | 10400 | 660116 | Selector A22NW Ø22, 3 position, Lighted, bezel brushed M, MANUAL, COLOR RED, LED RED, 1NO1NC, 200-240 VAC
A22NW-3MM-TRA-G202-RC | 10400 | 661879 | Selector A22NW Ø22, 3 position, Lighted, bezel brushed M, MANUAL, COLOR RED, LED RED, 2NC, 24 VDC
A22NW-3MM-TRA-G202-RE | 10400 | 661823 | Selector A22NW Ø22, 3 position, Lighted, bezel brushed M, MANUAL, COLOR RED, LED RED, 2NC, 200-240 VAC
A22NW-3MM-TRA-P202-RE | 11000 | 675146 | Selector A22NW Ø22, 3 position, Lighted, bezel brushed M, MANUAL, COLOR RED, LED RED, 2NC, 200-240 VAC, push-in terminal
A22NW-3MM-TWA-G101-WC | 10400 | 660889 | Selector A22NW Ø22, 3 position, Lighted, bezel brushed M, MANUAL, COLOR WHITE, LED WHITE, 2NO, 24 VDC
A22NW-3MM-TWA-G101-WD | 10400 | 666038 | Selector A22NW Ø22, 3 position, Lighted, bezel brushed M, MANUAL, COLOR WHITE, LED WHITE, 2NO, 100-120 VAC
A22NW-3MM-TWA-G101-WE | 10400 | 664663 | Selector A22NW Ø22, 3 position, Lighted, bezel brushed M, MANUAL, COLOR WHITE, LED WHITE, 2NO, 200-240 VAC
A22NW-3MM-TWA-G102-WC | 10400 | 664831 | Selector A22NW Ø22, 3 position, Lighted, bezel brushed M, MANUAL, COLOR WHITE, LED WHITE, 1NO1NC, 24 VDC
A22NW-3MM-TWA-G102-WD | 10400 | 660261 | Selector A22NW Ø22, 3 position, Lighted, bezel brushed M, MANUAL, COLOR WHITE, LED WHITE, 1NO1NC, 100-120 VAC
A22NW-3MM-TWA-G102-WE | 10400 | 663749 | Selector A22NW Ø22, 3 position, Lighted, bezel brushed M, MANUAL, COLOR WHITE, LED WHITE, 1NO1NC, 200-240 VAC
A22NW-3MM-TWA-G201-WC | 10400 | 663769 | Selector A22NW Ø22, 3 position, Lighted, bezel brushed M, MANUAL, COLOR WHITE, LED WHITE, 1NO1NC, 24 VDC
A22NW-3MM-TWA-G201-WD | 10400 | 664130 | Selector A22NW Ø22, 3 position, Lighted, bezel brushed M, MANUAL, COLOR WHITE, LED WHITE, 1NO1NC, 100-120 VAC
A22NW-3MM-TWA-G201-WE | 10400 | 665623 | Selector A22NW Ø22, 3 position, Lighted, bezel brushed M, MANUAL, COLOR WHITE, LED WHITE, 1NO1NC, 200-240 VAC
A22NW-3MM-TWA-G202-WC | 10400 | 659955 | Selector A22NW Ø22, 3 position, Lighted, bezel brushed M, MANUAL, COLOR WHITE, LED WHITE, 2NC, 24 VDC
A22NW-3MM-TWA-G202-WD | 10400 | 662159 | Selector A22NW Ø22, 3 position, Lighted, bezel brushed M, MANUAL, COLOR WHITE, LED WHITE, 2NC, 100-120 VAC
A22NW-3MM-TWA-G202-WE | 10400 | 663748 | Selector A22NW Ø22, 3 position, Lighted, bezel brushed M, MANUAL, COLOR WHITE, LED WHITE, 2NC, 200-240 VAC
A22NW-3MM-TWA-P101-WC | 11000 | 675145 | Selector A22NW Ø22, 3 position, Lighted, bezel brushed M, MANUAL, COLOR WHITE, LED WHITE, 2NO, 24 VDC, push-in terminal
A22NW-3MM-TYA-G101-YC | 10400 | 663233 | Selector A22NW Ø22, 3 position, Lighted, bezel brushed M, MANUAL, COLOR YELLOW, LED YELLOW, 2NO, 24 VDC
A22NW-3MM-TYA-G101-YD | 10400 | 664066 | Selector A22NW Ø22, 3 position, Lighted, bezel brushed M, MANUAL, COLOR YELLOW, LED YELLOW, 2NO, 100-120 VAC
A22NW-3MM-TYA-G101-YE | 10400 | 663661 | Selector A22NW Ø22, 3 position, Lighted, bezel brushed M, MANUAL, COLOR YELLOW, LED YELLOW, 2NO, 200-240 VAC
A22NW-3MM-TYA-G102-YC | 10400 | 661043 | Selector A22NW Ø22, 3 position, Lighted, bezel brushed M, MANUAL, COLOR YELLOW, LED YELLOW, 1NO1NC, 24 VDC
A22NW-3MM-TYA-G102-YD | 10400 | 666865 | Selector A22NW Ø22, 3 position, Lighted, bezel brushed M, MANUAL, COLOR YELLOW, LED YELLOW, 1NO1NC, 100-120 VAC
A22NW-3MM-TYA-G102-YE | 10400 | 661822 | Selector A22NW Ø22, 3 position, Lighted, bezel brushed M, MANUAL, COLOR YELLOW, LED YELLOW, 1NO1NC, 200-240 VAC
A22NW-3MM-TYA-G201-YC | 10400 | 661819 | Selector A22NW Ø22, 3 position, Lighted, bezel brushed M, MANUAL, COLOR YELLOW, LED YELLOW, 1NO1NC, 24 VDC
A22NW-3MM-TYA-G201-YD | 10400 | 666946 | Selector A22NW Ø22, 3 position, Lighted, bezel brushed M, MANUAL, COLOR YELLOW, LED YELLOW, 1NO1NC, 100-120 VAC
A22NW-3MM-TYA-G201-YE | 10400 | 662832 | Selector A22NW Ø22, 3 position, Lighted, bezel brushed M, MANUAL, COLOR YELLOW, LED YELLOW, 1NO1NC, 200-240 VAC
A22NW-3MM-TYA-G202-YC | 10400 | 659960 | Selector A22NW Ø22, 3 position, Lighted, bezel brushed M, MANUAL, COLOR YELLOW, LED YELLOW, 2NC, 24 VDC
A22NW-3MM-TYA-G202-YD | 10400 | 663242 | Selector A22NW Ø22, 3 position, Lighted, bezel brushed M, MANUAL, COLOR YELLOW, LED YELLOW, 2NC, 100-120 VAC
A22NW-3MM-TYA-G202-YE | 10400 | 661721 | Selector A22NW Ø22, 3 position, Lighted, bezel brushed M, MANUAL, COLOR YELLOW, LED YELLOW, 2NC, 200-240 VAC
A22NW-3MR-TAA-G101-AC | 10400 | 664833 | Selector A22NW Ø22, 3 position, Lighted, bezel brushed M, AUTO RESET ON RIGHT, COLOR BLUE, LED BLUE, 2NO, 24 VDC
A22NW-3MR-TAA-G101-AE | 10400 | 662799 | Selector A22NW Ø22, 3 position, Lighted, bezel brushed M, AUTO RESET ON RIGHT, COLOR BLUE, LED BLUE, 2NO, 200-240 VAC
A22NW-3MR-TAA-G102-AC | 10400 | 666574 | Selector A22NW Ø22, 3 position, Lighted, bezel brushed M, AUTO RESET ON RIGHT, COLOR BLUE, LED BLUE, 1NO1NC, 24 VDC
A22NW-3MR-TAA-G102-AE | 10400 | 660860 | Selector A22NW Ø22, 3 position, Lighted, bezel brushed M, AUTO RESET ON RIGHT, COLOR BLUE, LED BLUE, 1NO1NC, 200-240 VAC
A22NW-3MR-TAA-G201-AC | 10400 | 661261 | Selector A22NW Ø22, 3 position, Lighted, bezel brushed M, AUTO RESET ON RIGHT, COLOR BLUE, LED BLUE, 1NO1NC, 24 VDC
A22NW-3MR-TAA-G201-AE | 10400 | 659946 | Selector A22NW Ø22, 3 position, Lighted, bezel brushed M, AUTO RESET ON RIGHT, COLOR BLUE, LED BLUE, 1NO1NC, 200-240 VAC
A22NW-3MR-TAA-G202-AC | 10400 | 661999 | Selector A22NW Ø22, 3 position, Lighted, bezel brushed M, AUTO RESET ON RIGHT, COLOR BLUE, LED BLUE, 2NC, 24 VDC
A22NW-3MR-TAA-G202-AE | 10400 | 665969 | Selector A22NW Ø22, 3 position, Lighted, bezel brushed M, AUTO RESET ON RIGHT, COLOR BLUE, LED BLUE, 2NC, 200-240 VAC
A22NW-3MR-TGA-G101-GC | 10400 | 664662 | Selector A22NW Ø22, 3 position, Lighted, bezel brushed M, AUTO RESET ON RIGHT, COLOR GREEN, LED GREEN, 2NO, 24 VDC
A22NW-3MR-TGA-G101-GE | 10400 | 663757 | Selector A22NW Ø22, 3 position, Lighted, bezel brushed M, AUTO RESET ON RIGHT, COLOR GREEN, LED GREEN, 2NO, 200-240 VAC
A22NW-3MR-TGA-G102-GC | 10400 | 664126 | Selector A22NW Ø22, 3 position, Lighted, bezel brushed M, AUTO RESET ON RIGHT, COLOR GREEN, LED GREEN, 1NO1NC, 24 VDC
A22NW-3MR-TGA-G102-GE | 10400 | 666875 | Selector A22NW Ø22, 3 position, Lighted, bezel brushed M, AUTO RESET ON RIGHT, COLOR GREEN, LED GREEN, 1NO1NC, 200-240 VAC
A22NW-3MR-TGA-G201-GC | 10400 | 659968 | Selector A22NW Ø22, 3 position, Lighted, bezel brushed M, AUTO RESET ON RIGHT, COLOR GREEN, LED GREEN, 1NO1NC, 24 VDC
A22NW-3MR-TGA-G201-GE | 10400 | 664573 | Selector A22NW Ø22, 3 position, Lighted, bezel brushed M, AUTO RESET ON RIGHT, COLOR GREEN, LED GREEN, 1NO1NC, 200-240 VAC
A22NW-3MR-TGA-G202-GC | 10400 | 661807 | Selector A22NW Ø22, 3 position, Lighted, bezel brushed M, AUTO RESET ON RIGHT, COLOR GREEN, LED GREEN, 2NC, 24 VDC
A22NW-3MR-TGA-G202-GE | 10400 | 665555 | Selector A22NW Ø22, 3 position, Lighted, bezel brushed M, AUTO RESET ON RIGHT, COLOR GREEN, LED GREEN, 2NC, 200-240 VAC
A22NW-3MR-TRA-G101-RC | 10400 | 659959 | Selector A22NW Ø22, 3 position, Lighted, bezel brushed M, AUTO RESET ON RIGHT, COLOR RED, LED RED, 2NO, 24 VDC
A22NW-3MR-TRA-G101-RE | 10400 | 660874 | Selector A22NW Ø22, 3 position, Lighted, bezel brushed M, AUTO RESET ON RIGHT, COLOR RED, LED RED, 2NO, 200-240 VAC
A22NW-3MR-TRA-G102-RC | 10400 | 659956 | Selector A22NW Ø22, 3 position, Lighted, bezel brushed M, AUTO RESET ON RIGHT, COLOR RED, LED RED, 1NO1NC, 24 VDC
A22NW-3MR-TRA-G102-RE | 10400 | 666562 | Selector A22NW Ø22, 3 position, Lighted, bezel brushed M, AUTO RESET ON RIGHT, COLOR RED, LED RED, 1NO1NC, 200-240 VAC
A22NW-3MR-TRA-G201-RC | 10400 | 664125 | Selector A22NW Ø22, 3 position, Lighted, bezel brushed M, AUTO RESET ON RIGHT, COLOR RED, LED RED, 1NO1NC, 24 VDC
A22NW-3MR-TRA-G201-RE | 10400 | 661821 | Selector A22NW Ø22, 3 position, Lighted, bezel brushed M, AUTO RESET ON RIGHT, COLOR RED, LED RED, 1NO1NC, 200-240 VAC
A22NW-3MR-TRA-G202-RC | 10400 | 663768 | Selector A22NW Ø22, 3 position, Lighted, bezel brushed M, AUTO RESET ON RIGHT, COLOR RED, LED RED, 2NC, 24 VDC
A22NW-3MR-TRA-G202-RE | 10400 | 661803 | Selector A22NW Ø22, 3 position, Lighted, bezel brushed M, AUTO RESET ON RIGHT, COLOR RED, LED RED, 2NC, 200-240 VAC
A22NW-3MR-TWA-G101-WC | 10400 | 661810 | Selector A22NW Ø22, 3 position, Lighted, bezel brushed M, AUTO RESET ON RIGHT, COLOR WHITE, LED WHITE, 2NO, 24 VDC
A22NW-3MR-TWA-G101-WD | 10400 | 666033 | Selector A22NW Ø22, 3 position, Lighted, bezel brushed M, AUTO RESET ON RIGHT, COLOR WHITE, LED WHITE, 2NO, 100-120 VAC
A22NW-3MR-TWA-G101-WE | 10400 | 666876 | Selector A22NW Ø22, 3 position, Lighted, bezel brushed M, AUTO RESET ON RIGHT, COLOR WHITE, LED WHITE, 2NO, 200-240 VAC
A22NW-3MR-TWA-G102-WC | 10400 | 665075 | Selector A22NW Ø22, 3 position, Lighted, bezel brushed M, AUTO RESET ON RIGHT, COLOR WHITE, LED WHITE, 1NO1NC, 24 VDC
A22NW-3MR-TWA-G102-WD | 10400 | 663241 | Selector A22NW Ø22, 3 position, Lighted, bezel brushed M, AUTO RESET ON RIGHT, COLOR WHITE, LED WHITE, 1NO1NC, 100-120 VAC
A22NW-3MR-TWA-G102-WE | 10400 | 666559 | Selector A22NW Ø22, 3 position, Lighted, bezel brushed M, AUTO RESET ON RIGHT, COLOR WHITE, LED WHITE, 1NO1NC, 200-240 VAC
A22NW-3MR-TWA-G201-WC | 10400 | 663236 | Selector A22NW Ø22, 3 position, Lighted, bezel brushed M, AUTO RESET ON RIGHT, COLOR WHITE, LED WHITE, 1NO1NC, 24 VDC
A22NW-3MR-TWA-G201-WD | 10400 | 660262 | Selector A22NW Ø22, 3 position, Lighted, bezel brushed M, AUTO RESET ON RIGHT, COLOR WHITE, LED WHITE, 1NO1NC, 100-120 VAC
A22NW-3MR-TWA-G201-WE | 10400 | 665970 | Selector A22NW Ø22, 3 position, Lighted, bezel brushed M, AUTO RESET ON RIGHT, COLOR WHITE, LED WHITE, 1NO1NC, 200-240 VAC
A22NW-3MR-TWA-G202-WC | 10400 | 662236 | Selector A22NW Ø22, 3 position, Lighted, bezel brushed M, AUTO RESET ON RIGHT, COLOR WHITE, LED WHITE, 2NC, 24 VDC
A22NW-3MR-TWA-G202-WD | 10400 | 663008 | Selector A22NW Ø22, 3 position, Lighted, bezel brushed M, AUTO RESET ON RIGHT, COLOR WHITE, LED WHITE, 2NC, 100-120 VAC
A22NW-3MR-TWA-G202-WE | 10400 | 661208 | Selector A22NW Ø22, 3 position, Lighted, bezel brushed M, AUTO RESET ON RIGHT, COLOR WHITE, LED WHITE, 2NC, 200-240 VAC
A22NW-3MR-TYA-G101-YC | 10400 | 660331 | Selector A22NW Ø22, 3 position, Lighted, bezel brushed M, AUTO RESET ON RIGHT, COLOR YELLOW, LED YELLOW, 2NO, 24 VDC
A22NW-3MR-TYA-G101-YD | 10400 | 660260 | Selector A22NW Ø22, 3 position, Lighted, bezel brushed M, AUTO RESET ON RIGHT, COLOR YELLOW, LED YELLOW, 2NO, 100-120 VAC
A22NW-3MR-TYA-G101-YE | 10400 | 660871 | Selector A22NW Ø22, 3 position, Lighted, bezel brushed M, AUTO RESET ON RIGHT, COLOR YELLOW, LED YELLOW, 2NO, 200-240 VAC
A22NW-3MR-TYA-G102-YC | 10400 | 665636 | Selector A22NW Ø22, 3 position, Lighted, bezel brushed M, AUTO RESET ON RIGHT, COLOR YELLOW, LED YELLOW, 1NO1NC, 24 VDC
A22NW-3MR-TYA-G102-YD | 10400 | 664837 | Selector A22NW Ø22, 3 position, Lighted, bezel brushed M, AUTO RESET ON RIGHT, COLOR YELLOW, LED YELLOW, 1NO1NC, 100-120 VAC
A22NW-3MR-TYA-G102-YE | 10400 | 664640 | Selector A22NW Ø22, 3 position, Lighted, bezel brushed M, AUTO RESET ON RIGHT, COLOR YELLOW, LED YELLOW, 1NO1NC, 200-240 VAC
A22NW-3MR-TYA-G201-YC | 10400 | 663921 | Selector A22NW Ø22, 3 position, Lighted, bezel brushed M, AUTO RESET ON RIGHT, COLOR YELLOW, LED YELLOW, 1NO1NC, 24 VDC
A22NW-3MR-TYA-G201-YD | 10400 | 666864 | Selector A22NW Ø22, 3 position, Lighted, bezel brushed M, AUTO RESET ON RIGHT, COLOR YELLOW, LED YELLOW, 1NO1NC, 100-120 VAC
A22NW-3MR-TYA-G201-YE | 10400 | 660873 | Selector A22NW Ø22, 3 position, Lighted, bezel brushed M, AUTO RESET ON RIGHT, COLOR YELLOW, LED YELLOW, 1NO1NC, 200-240 VAC
A22NW-3MR-TYA-G202-YC | 10400 | 663770 | Selector A22NW Ø22, 3 position, Lighted, bezel brushed M, AUTO RESET ON RIGHT, COLOR YELLOW, LED YELLOW, 2NC, 24 VDC
A22NW-3MR-TYA-G202-YD | 10400 | 665078 | Selector A22NW Ø22, 3 position, Lighted, bezel brushed M, AUTO RESET ON RIGHT, COLOR YELLOW, LED YELLOW, 2NC, 100-120 VAC
A22NW-3MR-TYA-G202-YE | 10400 | 665621 | Selector A22NW Ø22, 3 position, Lighted, bezel brushed M, AUTO RESET ON RIGHT, COLOR YELLOW, LED YELLOW, 2NC, 200-240 VAC
A22NW-3RB-TAA-G101-AC | 10400 | 662349 | Selector A22NW Ø22, 3 position, Lighted, bezel metal, AUTO RESET ON L/R, COLOR BLUE, LED BLUE, 2NO, 24 VDC
A22NW-3RB-TAA-G101-AD | 10400 | 664236 | Selector A22NW Ø22, 3 position, Lighted, bezel metal, AUTO RESET ON L/R, COLOR BLUE, LED BLUE, 2NO, 100-120 VAC
A22NW-3RB-TAA-G101-AE | 10400 | 664705 | Selector A22NW Ø22, 3 position, Lighted, bezel metal, AUTO RESET ON L/R, COLOR BLUE, LED BLUE, 2NO, 200-240 VAC
A22NW-3RB-TAA-G102-AC | 10400 | 663339 | Selector A22NW Ø22, 3 position, Lighted, bezel metal, AUTO RESET ON L/R, COLOR BLUE, LED BLUE, 1NO1NC, 24 VDC
A22NW-3RB-TAA-G102-AD | 10400 | 664853 | Selector A22NW Ø22, 3 position, Lighted, bezel metal, AUTO RESET ON L/R, COLOR BLUE, LED BLUE, 1NO1NC, 100-120 VAC
A22NW-3RB-TAA-G102-AE | 10400 | 660008 | Selector A22NW Ø22, 3 position, Lighted, bezel metal, AUTO RESET ON L/R, COLOR BLUE, LED BLUE, 1NO1NC, 200-240 VAC
A22NW-3RB-TAA-G201-AC | 10400 | 663022 | Selector A22NW Ø22, 3 position, Lighted, bezel metal, AUTO RESET ON L/R, COLOR BLUE, LED BLUE, 1NO1NC, 24 VDC
A22NW-3RB-TAA-G201-AD | 10400 | 659962 | Selector A22NW Ø22, 3 position, Lighted, bezel metal, AUTO RESET ON L/R, COLOR BLUE, LED BLUE, 1NO1NC, 100-120 VAC
A22NW-3RB-TAA-G201-AE | 10400 | 660005 | Selector A22NW Ø22, 3 position, Lighted, bezel metal, AUTO RESET ON L/R, COLOR BLUE, LED BLUE, 1NO1NC, 200-240 VAC
A22NW-3RB-TAA-G202-AC | 10400 | 666733 | Selector A22NW Ø22, 3 position, Lighted, bezel metal, AUTO RESET ON L/R, COLOR BLUE, LED BLUE, 2NC, 24 VDC
A22NW-3RB-TAA-G202-AD | 10400 | 665825 | Selector A22NW Ø22, 3 position, Lighted, bezel metal, AUTO RESET ON L/R, COLOR BLUE, LED BLUE, 2NC, 100-120 VAC
A22NW-3RB-TAA-G202-AE | 10400 | 662874 | Selector A22NW Ø22, 3 position, Lighted, bezel metal, AUTO RESET ON L/R, COLOR BLUE, LED BLUE, 2NC, 200-240 VAC
A22NW-3RB-TGA-G101-GC | 10400 | 662350 | Selector A22NW Ø22, 3 position, Lighted, bezel metal, AUTO RESET ON L/R, COLOR GREEN, LED GREEN, 2NO, 24 VDC
A22NW-3RB-TGA-G101-GE | 10400 | 660006 | Selector A22NW Ø22, 3 position, Lighted, bezel metal, AUTO RESET ON L/R, COLOR GREEN, LED GREEN, 2NO, 200-240 VAC
A22NW-3RB-TGA-G102-GC | 10400 | 661212 | Selector A22NW Ø22, 3 position, Lighted, bezel metal, AUTO RESET ON L/R, COLOR GREEN, LED GREEN, 1NO1NC, 24 VDC
A22NW-3RB-TGA-G102-GE | 10400 | 665685 | Selector A22NW Ø22, 3 position, Lighted, bezel metal, AUTO RESET ON L/R, COLOR GREEN, LED GREEN, 1NO1NC, 200-240 VAC
A22NW-3RB-TGA-G201-GC | 10400 | 665819 | Selector A22NW Ø22, 3 position, Lighted, bezel metal, AUTO RESET ON L/R, COLOR GREEN, LED GREEN, 1NO1NC, 24 VDC
A22NW-3RB-TGA-G201-GE | 10400 | 660007 | Selector A22NW Ø22, 3 position, Lighted, bezel metal, AUTO RESET ON L/R, COLOR GREEN, LED GREEN, 1NO1NC, 200-240 VAC
A22NW-3RB-TGA-G202-GC | 10400 | 663937 | Selector A22NW Ø22, 3 position, Lighted, bezel metal, AUTO RESET ON L/R, COLOR GREEN, LED GREEN, 2NC, 24 VDC
A22NW-3RB-TGA-G202-GE | 10400 | 666160 | Selector A22NW Ø22, 3 position, Lighted, bezel metal, AUTO RESET ON L/R, COLOR GREEN, LED GREEN, 2NC, 200-240 VAC
A22NW-3RB-TRA-G101-RC | 10400 | 665818 | Selector A22NW Ø22, 3 position, Lighted, bezel metal, AUTO RESET ON L/R, COLOR RED, LED RED, 2NO, 24 VDC
A22NW-3RB-TRA-G101-RE | 10400 | 666619 | Selector A22NW Ø22, 3 position, Lighted, bezel metal, AUTO RESET ON L/R, COLOR RED, LED RED, 2NO, 200-240 VAC
A22NW-3RB-TRA-G102-RC | 10400 | 662013 | Selector A22NW Ø22, 3 position, Lighted, bezel metal, AUTO RESET ON L/R, COLOR RED, LED RED, 1NO1NC, 24 VDC
A22NW-3RB-TRA-G102-RE | 10400 | 664706 | Selector A22NW Ø22, 3 position, Lighted, bezel metal, AUTO RESET ON L/R, COLOR RED, LED RED, 1NO1NC, 200-240 VAC
A22NW-3RB-TRA-G201-RC | 10400 | 661065 | Selector A22NW Ø22, 3 position, Lighted, bezel metal, AUTO RESET ON L/R, COLOR RED, LED RED, 1NO1NC, 24 VDC
A22NW-3RB-TRA-G201-RE | 10400 | 661894 | Selector A22NW Ø22, 3 position, Lighted, bezel metal, AUTO RESET ON L/R, COLOR RED, LED RED, 1NO1NC, 200-240 VAC
A22NW-3RB-TRA-G202-RC | 10400 | 667048 | Selector A22NW Ø22, 3 position, Lighted, bezel metal, AUTO RESET ON L/R, COLOR RED, LED RED, 2NC, 24 VDC
A22NW-3RB-TRA-G202-RE | 10400 | 661351 | Selector A22NW Ø22, 3 position, Lighted, bezel metal, AUTO RESET ON L/R, COLOR RED, LED RED, 2NC, 200-240 VAC
A22NW-3RB-TWA-G101-WC | 10400 | 660134 | Selector A22NW Ø22, 3 position, Lighted, bezel metal, AUTO RESET ON L/R, COLOR WHITE, LED WHITE, 2NO, 24 VDC
A22NW-3RB-TWA-G101-WE | 10400 | 665694 | Selector A22NW Ø22, 3 position, Lighted, bezel metal, AUTO RESET ON L/R, COLOR WHITE, LED WHITE, 2NO, 200-240 VAC
A22NW-3RB-TWA-G102-WC | 10400 | 662009 | Selector A22NW Ø22, 3 position, Lighted, bezel metal, AUTO RESET ON L/R, COLOR WHITE, LED WHITE, 1NO1NC, 24 VDC
A22NW-3RB-TWA-G102-WE | 10400 | 662823 | Selector A22NW Ø22, 3 position, Lighted, bezel metal, AUTO RESET ON L/R, COLOR WHITE, LED WHITE, 1NO1NC, 200-240 VAC
A22NW-3RB-TWA-G201-WC | 10400 | 663021 | Selector A22NW Ø22, 3 position, Lighted, bezel metal, AUTO RESET ON L/R, COLOR WHITE, LED WHITE, 1NO1NC, 24 VDC
A22NW-3RB-TWA-G201-WE | 10400 | 660020 | Selector A22NW Ø22, 3 position, Lighted, bezel metal, AUTO RESET ON L/R, COLOR WHITE, LED WHITE, 1NO1NC, 200-240 VAC
A22NW-3RB-TWA-G202-WC | 10400 | 660132 | Selector A22NW Ø22, 3 position, Lighted, bezel metal, AUTO RESET ON L/R, COLOR WHITE, LED WHITE, 2NC, 24 VDC
A22NW-3RB-TWA-G202-WE | 10400 | 663808 | Selector A22NW Ø22, 3 position, Lighted, bezel metal, AUTO RESET ON L/R, COLOR WHITE, LED WHITE, 2NC, 200-240 VAC
A22NW-3RB-TYA-G101-YC | 10400 | 663014 | Selector A22NW Ø22, 3 position, Lighted, bezel metal, AUTO RESET ON L/R, COLOR YELLOW, LED YELLOW, 2NO, 24 VDC
A22NW-3RB-TYA-G101-YE | 10400 | 666174 | Selector A22NW Ø22, 3 position, Lighted, bezel metal, AUTO RESET ON L/R, COLOR YELLOW, LED YELLOW, 2NO, 200-240 VAC
A22NW-3RB-TYA-G102-YC | 10400 | 661066 | Selector A22NW Ø22, 3 position, Lighted, bezel metal, AUTO RESET ON L/R, COLOR YELLOW, LED YELLOW, 1NO1NC, 24 VDC
A22NW-3RB-TYA-G102-YE | 10400 | 665192 | Selector A22NW Ø22, 3 position, Lighted, bezel metal, AUTO RESET ON L/R, COLOR YELLOW, LED YELLOW, 1NO1NC, 200-240 VAC
A22NW-3RB-TYA-G201-YC | 10400 | 660435 | Selector A22NW Ø22, 3 position, Lighted, bezel metal, AUTO RESET ON L/R, COLOR YELLOW, LED YELLOW, 1NO1NC, 24 VDC
A22NW-3RB-TYA-G201-YE | 10400 | 667074 | Selector A22NW Ø22, 3 position, Lighted, bezel metal, AUTO RESET ON L/R, COLOR YELLOW, LED YELLOW, 1NO1NC, 200-240 VAC
A22NW-3RB-TYA-G202-YC | 10400 | 661067 | Selector A22NW Ø22, 3 position, Lighted, bezel metal, AUTO RESET ON L/R, COLOR YELLOW, LED YELLOW, 2NC, 24 VDC
A22NW-3RB-TYA-G202-YE | 10400 | 665695 | Selector A22NW Ø22, 3 position, Lighted, bezel metal, AUTO RESET ON L/R, COLOR YELLOW, LED YELLOW, 2NC, 200-240 VAC
A22NW-3RL-TAA-G101-AC | 10400 | 661805 | Selector A22NW Ø22, 3 position, Lighted, bezel metal, AUTO RESET ON LEFT, COLOR BLUE, LED BLUE, 2NO, 24 VDC
A22NW-3RL-TAA-G101-AD | 10400 | 664851 | Selector A22NW Ø22, 3 position, Lighted, bezel metal, AUTO RESET ON LEFT, COLOR BLUE, LED BLUE, 2NO, 100-120 VAC
A22NW-3RL-TAA-G101-AE | 10400 | 660938 | Selector A22NW Ø22, 3 position, Lighted, bezel metal, AUTO RESET ON LEFT, COLOR BLUE, LED BLUE, 2NO, 200-240 VAC
A22NW-3RL-TAA-G102-AC | 10400 | 662808 | Selector A22NW Ø22, 3 position, Lighted, bezel metal, AUTO RESET ON LEFT, COLOR BLUE, LED BLUE, 1NO1NC, 24 VDC
A22NW-3RL-TAA-G102-AD | 10400 | 662008 | Selector A22NW Ø22, 3 position, Lighted, bezel metal, AUTO RESET ON LEFT, COLOR BLUE, LED BLUE, 1NO1NC, 100-120 VAC
A22NW-3RL-TAA-G102-AE | 10400 | 663024 | Selector A22NW Ø22, 3 position, Lighted, bezel metal, AUTO RESET ON LEFT, COLOR BLUE, LED BLUE, 1NO1NC, 200-240 VAC
A22NW-3RL-TAA-G201-AC | 10400 | 662809 | Selector A22NW Ø22, 3 position, Lighted, bezel metal, AUTO RESET ON LEFT, COLOR BLUE, LED BLUE, 1NO1NC, 24 VDC
A22NW-3RL-TAA-G201-AD | 10400 | 663340 | Selector A22NW Ø22, 3 position, Lighted, bezel metal, AUTO RESET ON LEFT, COLOR BLUE, LED BLUE, 1NO1NC, 100-120 VAC
A22NW-3RL-TAA-G201-AE | 10400 | 665672 | Selector A22NW Ø22, 3 position, Lighted, bezel metal, AUTO RESET ON LEFT, COLOR BLUE, LED BLUE, 1NO1NC, 200-240 VAC
A22NW-3RL-TAA-G202-AC | 10400 | 665634 | Selector A22NW Ø22, 3 position, Lighted, bezel metal, AUTO RESET ON LEFT, COLOR BLUE, LED BLUE, 2NC, 24 VDC
A22NW-3RL-TAA-G202-AD | 10400 | 664856 | Selector A22NW Ø22, 3 position, Lighted, bezel metal, AUTO RESET ON LEFT, COLOR BLUE, LED BLUE, 2NC, 100-120 VAC
A22NW-3RL-TAA-G202-AE | 10400 | 665693 | Selector A22NW Ø22, 3 position, Lighted, bezel metal, AUTO RESET ON LEFT, COLOR BLUE, LED BLUE, 2NC, 200-240 VAC
A22NW-3RL-TGA-G101-GC | 10400 | 662810 | Selector A22NW Ø22, 3 position, Lighted, bezel metal, AUTO RESET ON LEFT, COLOR GREEN, LED GREEN, 2NO, 24 VDC
A22NW-3RL-TGA-G101-GE | 10400 | 664717 | Selector A22NW Ø22, 3 position, Lighted, bezel metal, AUTO RESET ON LEFT, COLOR GREEN, LED GREEN, 2NO, 200-240 VAC
A22NW-3RL-TGA-G102-GC | 10400 | 660896 | Selector A22NW Ø22, 3 position, Lighted, bezel metal, AUTO RESET ON LEFT, COLOR GREEN, LED GREEN, 1NO1NC, 24 VDC
A22NW-3RL-TGA-G102-GE | 10400 | 662887 | Selector A22NW Ø22, 3 position, Lighted, bezel metal, AUTO RESET ON LEFT, COLOR GREEN, LED GREEN, 1NO1NC, 200-240 VAC
A22NW-3RL-TGA-G201-GC | 10400 | 665651 | Selector A22NW Ø22, 3 position, Lighted, bezel metal, AUTO RESET ON LEFT, COLOR GREEN, LED GREEN, 1NO1NC, 24 VDC
A22NW-3RL-TGA-G201-GE | 10400 | 659994 | Selector A22NW Ø22, 3 position, Lighted, bezel metal, AUTO RESET ON LEFT, COLOR GREEN, LED GREEN, 1NO1NC, 200-240 VAC
A22NW-3RL-TGA-G202-GC | 10400 | 666583 | Selector A22NW Ø22, 3 position, Lighted, bezel metal, AUTO RESET ON LEFT, COLOR GREEN, LED GREEN, 2NC, 24 VDC
A22NW-3RL-TGA-G202-GE | 10400 | 664693 | Selector A22NW Ø22, 3 position, Lighted, bezel metal, AUTO RESET ON LEFT, COLOR GREEN, LED GREEN, 2NC, 200-240 VAC
A22NW-3RL-TRA-G101-RC | 10400 | 666563 | Selector A22NW Ø22, 3 position, Lighted, bezel metal, AUTO RESET ON LEFT, COLOR RED, LED RED, 2NO, 24 VDC
A22NW-3RL-TRA-G101-RE | 10400 | 665671 | Selector A22NW Ø22, 3 position, Lighted, bezel metal, AUTO RESET ON LEFT, COLOR RED, LED RED, 2NO, 200-240 VAC
A22NW-3RL-TRA-G102-RC | 10400 | 664846 | Selector A22NW Ø22, 3 position, Lighted, bezel metal, AUTO RESET ON LEFT, COLOR RED, LED RED, 1NO1NC, 24 VDC
A22NW-3RL-TRA-G102-RE | 10400 | 666744 | Selector A22NW Ø22, 3 position, Lighted, bezel metal, AUTO RESET ON LEFT, COLOR RED, LED RED, 1NO1NC, 200-240 VAC
A22NW-3RL-TRA-G201-RC | 10400 | 663013 | Selector A22NW Ø22, 3 position, Lighted, bezel metal, AUTO RESET ON LEFT, COLOR RED, LED RED, 1NO1NC, 24 VDC
A22NW-3RL-TRA-G201-RE | 10400 | 660146 | Selector A22NW Ø22, 3 position, Lighted, bezel metal, AUTO RESET ON LEFT, COLOR RED, LED RED, 1NO1NC, 200-240 VAC
A22NW-3RL-TRA-G202-RC | 10400 | 663786 | Selector A22NW Ø22, 3 position, Lighted, bezel metal, AUTO RESET ON LEFT, COLOR RED, LED RED, 2NC, 24 VDC
A22NW-3RL-TRA-G202-RE | 10400 | 660019 | Selector A22NW Ø22, 3 position, Lighted, bezel metal, AUTO RESET ON LEFT, COLOR RED, LED RED, 2NC, 200-240 VAC
A22NW-3RL-TWA-G101-WC | 10400 | 662811 | Selector A22NW Ø22, 3 position, Lighted, bezel metal, AUTO RESET ON LEFT, COLOR WHITE, LED WHITE, 2NO, 24 VDC
A22NW-3RL-TWA-G101-WE | 10400 | 661862 | Selector A22NW Ø22, 3 position, Lighted, bezel metal, AUTO RESET ON LEFT, COLOR WHITE, LED WHITE, 2NO, 200-240 VAC
A22NW-3RL-TWA-G102-WC | 10400 | 661816 | Selector A22NW Ø22, 3 position, Lighted, bezel metal, AUTO RESET ON LEFT, COLOR WHITE, LED WHITE, 1NO1NC, 24 VDC
A22NW-3RL-TWA-G102-WE | 10400 | 662889 | Selector A22NW Ø22, 3 position, Lighted, bezel metal, AUTO RESET ON LEFT, COLOR WHITE, LED WHITE, 1NO1NC, 200-240 VAC
A22NW-3RL-TWA-G201-WC | 10400 | 661815 | Selector A22NW Ø22, 3 position, Lighted, bezel metal, AUTO RESET ON LEFT, COLOR WHITE, LED WHITE, 1NO1NC, 24 VDC
A22NW-3RL-TWA-G201-WE | 10400 | 660940 | Selector A22NW Ø22, 3 position, Lighted, bezel metal, AUTO RESET ON LEFT, COLOR WHITE, LED WHITE, 1NO1NC, 200-240 VAC
A22NW-3RL-TWA-G202-WC | 10400 | 665649 | Selector A22NW Ø22, 3 position, Lighted, bezel metal, AUTO RESET ON LEFT, COLOR WHITE, LED WHITE, 2NC, 24 VDC
A22NW-3RL-TWA-G202-WE | 10400 | 662859 | Selector A22NW Ø22, 3 position, Lighted, bezel metal, AUTO RESET ON LEFT, COLOR WHITE, LED WHITE, 2NC, 200-240 VAC
A22NW-3RL-TYA-G101-YC | 10400 | 659953 | Selector A22NW Ø22, 3 position, Lighted, bezel metal, AUTO RESET ON LEFT, COLOR YELLOW, LED YELLOW, 2NO, 24 VDC
A22NW-3RL-TYA-G101-YE | 10400 | 664694 | Selector A22NW Ø22, 3 position, Lighted, bezel metal, AUTO RESET ON LEFT, COLOR YELLOW, LED YELLOW, 2NO, 200-240 VAC
A22NW-3RL-TYA-G102-YC | 10400 | 664652 | Selector A22NW Ø22, 3 position, Lighted, bezel metal, AUTO RESET ON LEFT, COLOR YELLOW, LED YELLOW, 1NO1NC, 24 VDC
A22NW-3RL-TYA-G102-YE | 10400 | 660018 | Selector A22NW Ø22, 3 position, Lighted, bezel metal, AUTO RESET ON LEFT, COLOR YELLOW, LED YELLOW, 1NO1NC, 200-240 VAC
A22NW-3RL-TYA-G201-YC | 10400 | 662821 | Selector A22NW Ø22, 3 position, Lighted, bezel metal, AUTO RESET ON LEFT, COLOR YELLOW, LED YELLOW, 1NO1NC, 24 VDC
A22NW-3RL-TYA-G201-YE | 10400 | 663029 | Selector A22NW Ø22, 3 position, Lighted, bezel metal, AUTO RESET ON LEFT, COLOR YELLOW, LED YELLOW, 1NO1NC, 200-240 VAC
A22NW-3RL-TYA-G202-YC | 10400 | 661804 | Selector A22NW Ø22, 3 position, Lighted, bezel metal, AUTO RESET ON LEFT, COLOR YELLOW, LED YELLOW, 2NC, 24 VDC
A22NW-3RL-TYA-G202-YE | 10400 | 663025 | Selector A22NW Ø22, 3 position, Lighted, bezel metal, AUTO RESET ON LEFT, COLOR YELLOW, LED YELLOW, 2NC, 200-240 VAC
A22NW-3RM-TAA-G101-AC | 10400 | 665633 | Selector A22NW Ø22, 3 position, Lighted, bezel metal, MANUAL, COLOR BLUE, LED BLUE, 2NO, 24 VDC
A22NW-3RM-TAA-G101-AD | 10400 | 660140 | Selector A22NW Ø22, 3 position, Lighted, bezel metal, MANUAL, COLOR BLUE, LED BLUE, 2NO, 100-120 VAC
A22NW-3RM-TAA-G101-AE | 10400 | 662021 | Selector A22NW Ø22, 3 position, Lighted, bezel metal, MANUAL, COLOR BLUE, LED BLUE, 2NO, 200-240 VAC
A22NW-3RM-TAA-G102-AC | 10400 | 660117 | Selector A22NW Ø22, 3 position, Lighted, bezel metal, MANUAL, COLOR BLUE, LED BLUE, 1NO1NC, 24 VDC
A22NW-3RM-TAA-G102-AD | 10400 | 666734 | Selector A22NW Ø22, 3 position, Lighted, bezel metal, MANUAL, COLOR BLUE, LED BLUE, 1NO1NC, 100-120 VAC
A22NW-3RM-TAA-G102-AE | 10400 | 665670 | Selector A22NW Ø22, 3 position, Lighted, bezel metal, MANUAL, COLOR BLUE, LED BLUE, 1NO1NC, 200-240 VAC
A22NW-3RM-TAA-G201-AC | 10400 | 665635 | Selector A22NW Ø22, 3 position, Lighted, bezel metal, MANUAL, COLOR BLUE, LED BLUE, 1NO1NC, 24 VDC
A22NW-3RM-TAA-G201-AD | 10400 | 660133 | Selector A22NW Ø22, 3 position, Lighted, bezel metal, MANUAL, COLOR BLUE, LED BLUE, 1NO1NC, 100-120 VAC
A22NW-3RM-TAA-G201-AE | 10400 | 660910 | Selector A22NW Ø22, 3 position, Lighted, bezel metal, MANUAL, COLOR BLUE, LED BLUE, 1NO1NC, 200-240 VAC
A22NW-3RM-TAA-G202-AC | 10400 | 662807 | Selector A22NW Ø22, 3 position, Lighted, bezel metal, MANUAL, COLOR BLUE, LED BLUE, 2NC, 24 VDC
A22NW-3RM-TAA-G202-AD | 10400 | 666742 | Selector A22NW Ø22, 3 position, Lighted, bezel metal, MANUAL, COLOR BLUE, LED BLUE, 2NC, 100-120 VAC
A22NW-3RM-TAA-G202-AE | 10400 | 664860 | Selector A22NW Ø22, 3 position, Lighted, bezel metal, MANUAL, COLOR BLUE, LED BLUE, 2NC, 200-240 VAC
A22NW-3RM-TGA-G101-GC | 10400 | 664844 | Selector A22NW Ø22, 3 position, Lighted, bezel metal, MANUAL, COLOR GREEN, LED GREEN, 2NO, 24 VDC
A22NW-3RM-TGA-G101-GE | 10400 | 661060 | Selector A22NW Ø22, 3 position, Lighted, bezel metal, MANUAL, COLOR GREEN, LED GREEN, 2NO, 200-240 VAC
A22NW-3RM-TGA-G102-GC | 10400 | 663934 | Selector A22NW 22 dia., 3 position, Lighted, bezel metal, manual, color green, LED green, 1NO1NC, 24 VDC
A22NW-3RM-TGA-G102-GE | 10400 | 663018 | Selector A22NW Ø22, 3 position, Lighted, bezel metal, MANUAL, COLOR GREEN, LED GREEN, 1NO1NC, 200-240 VAC
A22NW-3RM-TGA-G201-GC | 10400 | 661833 | Selector A22NW Ø22, 3 position, Lighted, bezel metal, MANUAL, COLOR GREEN, LED GREEN, 1NO1NC, 24 VDC
A22NW-3RM-TGA-G201-GE | 10400 | 660125 | Selector A22NW Ø22, 3 position, Lighted, bezel metal, MANUAL, COLOR GREEN, LED GREEN, 1NO1NC, 200-240 VAC
A22NW-3RM-TGA-G202-GC | 10400 | 664848 | Selector A22NW Ø22, 3 position, Lighted, bezel metal, MANUAL, COLOR GREEN, LED GREEN, 2NC, 24 VDC
A22NW-3RM-TGA-G202-GE | 10400 | 664857 | Selector A22NW Ø22, 3 position, Lighted, bezel metal, MANUAL, COLOR GREEN, LED GREEN, 2NC, 200-240 VAC
A22NW-3RM-TGA-P102-GC | 10400 | 673647 | Selector A22NW Ø22, 3 position, Lighted, bezel metal, MANUAL, COLOR GREEN, LED GREEN, 1NO1NC, 24 VDC, push-in terminal
A22NW-3RM-TRA-G101-RC | 10400 | 662839 | Selector A22NW Ø22, 3 position, Lighted, bezel metal, MANUAL, COLOR RED, LED RED, 2NO, 24 VDC
A22NW-3RM-TRA-G101-RE | 10400 | 662007 | Selector A22NW Ø22, 3 position, Lighted, bezel metal, MANUAL, COLOR RED, LED RED, 2NO, 200-240 VAC
A22NW-3RM-TRA-G102-RC | 10400 | 662171 | Selector A22NW 22 dia., 3 position, Lighted, bezel metal, manual, color red, LED red, 1NO1NC, 24 VDC
A22NW-3RM-TRA-G102-RE | 10400 | 663775 | Selector A22NW Ø22, 3 position, Lighted, bezel metal, MANUAL, COLOR RED, LED RED, 1NO1NC, 200-240 VAC
A22NW-3RM-TRA-G201-RC | 10400 | 663662 | Selector A22NW Ø22, 3 position, Lighted, bezel metal, MANUAL, COLOR RED, LED RED, 1NO1NC, 24 VDC
A22NW-3RM-TRA-G201-RE | 10400 | 662015 | Selector A22NW Ø22, 3 position, Lighted, bezel metal, MANUAL, COLOR RED, LED RED, 1NO1NC, 200-240 VAC
A22NW-3RM-TRA-G202-RC | 10400 | 663787 | Selector A22NW Ø22, 3 position, Lighted, bezel metal, MANUAL, COLOR RED, LED RED, 2NC, 24 VDC
A22NW-3RM-TRA-G202-RE | 10400 | 663936 | Selector A22NW Ø22, 3 position, Lighted, bezel metal, MANUAL, COLOR RED, LED RED, 2NC, 200-240 VAC
A22NW-3RM-TWA-G101-WC | 10400 | 662164 | Selector A22NW Ø22, 3 position, Lighted, bezel metal, MANUAL, COLOR WHITE, LED WHITE, 2NO, 24 VDC
A22NW-3RM-TWA-G101-WE | 10400 | 666743 | Selector A22NW Ø22, 3 position, Lighted, bezel metal, MANUAL, COLOR WHITE, LED WHITE, 2NO, 200-240 VAC
A22NW-3RM-TWA-G102-WC | 10400 | 664847 | Selector A22NW Ø22, 3 position, Lighted, bezel metal, MANUAL, COLOR WHITE, LED WHITE, 1NO1NC, 24 VDC
A22NW-3RM-TWA-G102-WE | 10400 | 662888 | Selector A22NW Ø22, 3 position, Lighted, bezel metal, MANUAL, COLOR WHITE, LED WHITE, 1NO1NC, 200-240 VAC
A22NW-3RM-TWA-G201-WC | 10400 | 663932 | Selector A22NW Ø22, 3 position, Lighted, bezel metal, MANUAL, COLOR WHITE, LED WHITE, 1NO1NC, 24 VDC
A22NW-3RM-TWA-G201-WE | 10400 | 666632 | Selector A22NW Ø22, 3 position, Lighted, bezel metal, MANUAL, COLOR WHITE, LED WHITE, 1NO1NC, 200-240 VAC
A22NW-3RM-TWA-G202-WC | 10400 | 666582 | Selector A22NW Ø22, 3 position, Lighted, bezel metal, MANUAL, COLOR WHITE, LED WHITE, 2NC, 24 VDC
A22NW-3RM-TWA-G202-WE | 10400 | 660145 | Selector A22NW Ø22, 3 position, Lighted, bezel metal, MANUAL, COLOR WHITE, LED WHITE, 2NC, 200-240 VAC
A22NW-3RM-TYA-G101-YC | 10400 | 664074 | Selector A22NW Ø22, 3 position, Lighted, bezel metal, MANUAL, COLOR YELLOW, LED YELLOW, 2NO, 24 VDC
A22NW-3RM-TYA-G101-YE | 10400 | 662020 | Selector A22NW Ø22, 3 position, Lighted, bezel metal, MANUAL, COLOR YELLOW, LED YELLOW, 2NO, 200-240 VAC
A22NW-3RM-TYA-G102-YC | 10400 | 661056 | Selector A22NW Ø22, 3 position, Lighted, bezel metal, MANUAL, COLOR YELLOW, LED YELLOW, 1NO1NC, 24 VDC
A22NW-3RM-TYA-G102-YE | 10400 | 660909 | Selector A22NW Ø22, 3 position, Lighted, bezel metal, MANUAL, COLOR YELLOW, LED YELLOW, 1NO1NC, 200-240 VAC
A22NW-3RM-TYA-G201-YC | 10400 | 662838 | Selector A22NW Ø22, 3 position, Lighted, bezel metal, MANUAL, COLOR YELLOW, LED YELLOW, 1NO1NC, 24 VDC
A22NW-3RM-TYA-G201-YE | 10400 | 660939 | Selector A22NW Ø22, 3 position, Lighted, bezel metal, MANUAL, COLOR YELLOW, LED YELLOW, 1NO1NC, 200-240 VAC
A22NW-3RM-TYA-G202-YC | 10400 | 661057 | Selector A22NW Ø22, 3 position, Lighted, bezel metal, MANUAL, COLOR YELLOW, LED YELLOW, 2NC, 24 VDC
A22NW-3RM-TYA-G202-YE | 10400 | 666172 | Selector A22NW Ø22, 3 position, Lighted, bezel metal, MANUAL, COLOR YELLOW, LED YELLOW, 2NC, 200-240 VAC
A22NW-3RR-TAA-G101-AC | 10400 | 661350 | Selector A22NW Ø22, 3 position, Lighted, bezel metal, AUTO RESET ON RIGHT, COLOR BLUE, LED BLUE, 2NO, 24 VDC
A22NW-3RR-TAA-G101-AD | 10400 | 660434 | Selector A22NW Ø22, 3 position, Lighted, bezel metal, AUTO RESET ON RIGHT, COLOR BLUE, LED BLUE, 2NO, 100-120 VAC
A22NW-3RR-TAA-G101-AE | 10400 | 666173 | Selector A22NW Ø22, 3 position, Lighted, bezel metal, AUTO RESET ON RIGHT, COLOR BLUE, LED BLUE, 2NO, 200-240 VAC
A22NW-3RR-TAA-G102-AC | 10400 | 660432 | Selector A22NW Ø22, 3 position, Lighted, bezel metal, AUTO RESET ON RIGHT, COLOR BLUE, LED BLUE, 1NO1NC, 24 VDC
A22NW-3RR-TAA-G102-AD | 10400 | 660131 | Selector A22NW Ø22, 3 position, Lighted, bezel metal, AUTO RESET ON RIGHT, COLOR BLUE, LED BLUE, 1NO1NC, 100-120 VAC
A22NW-3RR-TAA-G102-AE | 10400 | 663349 | Selector A22NW Ø22, 3 position, Lighted, bezel metal, AUTO RESET ON RIGHT, COLOR BLUE, LED BLUE, 1NO1NC, 200-240 VAC
A22NW-3RR-TAA-G201-AC | 10400 | 667049 | Selector A22NW Ø22, 3 position, Lighted, bezel metal, AUTO RESET ON RIGHT, COLOR BLUE, LED BLUE, 1NO1NC, 24 VDC
A22NW-3RR-TAA-G201-AD | 10400 | 665826 | Selector A22NW Ø22, 3 position, Lighted, bezel metal, AUTO RESET ON RIGHT, COLOR BLUE, LED BLUE, 1NO1NC, 100-120 VAC
A22NW-3RR-TAA-G201-AE | 10400 | 662822 | Selector A22NW Ø22, 3 position, Lighted, bezel metal, AUTO RESET ON RIGHT, COLOR BLUE, LED BLUE, 1NO1NC, 200-240 VAC
A22NW-3RR-TAA-G202-AC | 10400 | 667047 | Selector A22NW Ø22, 3 position, Lighted, bezel metal, AUTO RESET ON RIGHT, COLOR BLUE, LED BLUE, 2NC, 24 VDC
A22NW-3RR-TAA-G202-AD | 10400 | 664852 | Selector A22NW Ø22, 3 position, Lighted, bezel metal, AUTO RESET ON RIGHT, COLOR BLUE, LED BLUE, 2NC, 100-120 VAC
A22NW-3RR-TAA-G202-AE | 10400 | 664245 | Selector A22NW Ø22, 3 position, Lighted, bezel metal, AUTO RESET ON RIGHT, COLOR BLUE, LED BLUE, 2NC, 200-240 VAC
A22NW-3RR-TGA-G101-GC | 10400 | 662014 | Selector A22NW Ø22, 3 position, Lighted, bezel metal, AUTO RESET ON RIGHT, COLOR GREEN, LED GREEN, 2NO, 24 VDC
A22NW-3RR-TGA-G101-GE | 10400 | 661880 | Selector A22NW Ø22, 3 position, Lighted, bezel metal, AUTO RESET ON RIGHT, COLOR GREEN, LED GREEN, 2NO, 200-240 VAC
A22NW-3RR-TGA-G102-GC | 10400 | 664225 | Selector A22NW Ø22, 3 position, Lighted, bezel metal, AUTO RESET ON RIGHT, COLOR GREEN, LED GREEN, 1NO1NC, 24 VDC
A22NW-3RR-TGA-G102-GE | 10400 | 663348 | Selector A22NW Ø22, 3 position, Lighted, bezel metal, AUTO RESET ON RIGHT, COLOR GREEN, LED GREEN, 1NO1NC, 200-240 VAC
A22NW-3RR-TGA-G201-GC | 10400 | 665820 | Selector A22NW Ø22, 3 position, Lighted, bezel metal, AUTO RESET ON RIGHT, COLOR GREEN, LED GREEN, 1NO1NC, 24 VDC
A22NW-3RR-TGA-G201-GE | 10400 | 660923 | Selector A22NW Ø22, 3 position, Lighted, bezel metal, AUTO RESET ON RIGHT, COLOR GREEN, LED GREEN, 1NO1NC, 200-240 VAC
A22NW-3RR-TGA-G202-GC | 10400 | 661059 | Selector A22NW Ø22, 3 position, Lighted, bezel metal, AUTO RESET ON RIGHT, COLOR GREEN, LED GREEN, 2NC, 24 VDC
A22NW-3RR-TGA-G202-GE | 10400 | 661895 | Selector A22NW Ø22, 3 position, Lighted, bezel metal, AUTO RESET ON RIGHT, COLOR GREEN, LED GREEN, 2NC, 200-240 VAC
A22NW-3RR-TRA-G101-RC | 10400 | 663763 | Selector A22NW Ø22, 3 position, Lighted, bezel metal, AUTO RESET ON RIGHT, COLOR RED, LED RED, 2NO, 24 VDC
A22NW-3RR-TRA-G101-RE | 10400 | 661362 | Selector A22NW Ø22, 3 position, Lighted, bezel metal, AUTO RESET ON RIGHT, COLOR RED, LED RED, 2NO, 200-240 VAC
A22NW-3RR-TRA-G102-RC | 10400 | 660885 | Selector A22NW Ø22, 3 position, Lighted, bezel metal, AUTO RESET ON RIGHT, COLOR RED, LED RED, 1NO1NC, 24 VDC
A22NW-3RR-TRA-G102-RE | 10400 | 663030 | Selector A22NW Ø22, 3 position, Lighted, bezel metal, AUTO RESET ON RIGHT, COLOR RED, LED RED, 1NO1NC, 200-240 VAC
A22NW-3RR-TRA-G201-RC | 10400 | 665632 | Selector A22NW Ø22, 3 position, Lighted, bezel metal, AUTO RESET ON RIGHT, COLOR RED, LED RED, 1NO1NC, 24 VDC
A22NW-3RR-TRA-G201-RE | 10400 | 661363 | Selector A22NW Ø22, 3 position, Lighted, bezel metal, AUTO RESET ON RIGHT, COLOR RED, LED RED, 1NO1NC, 200-240 VAC
A22NW-3RR-TRA-G202-RC | 10400 | 662806 | Selector A22NW Ø22, 3 position, Lighted, bezel metal, AUTO RESET ON RIGHT, COLOR RED, LED RED, 2NC, 24 VDC
A22NW-3RR-TRA-G202-RE | 10400 | 666620 | Selector A22NW Ø22, 3 position, Lighted, bezel metal, AUTO RESET ON RIGHT, COLOR RED, LED RED, 2NC, 200-240 VAC
A22NW-3RR-TWA-G101-WC | 10400 | 660139 | Selector A22NW Ø22, 3 position, Lighted, bezel metal, AUTO RESET ON RIGHT, COLOR WHITE, LED WHITE, 2NO, 24 VDC
A22NW-3RR-TWA-G101-WE | 10400 | 662890 | Selector A22NW Ø22, 3 position, Lighted, bezel metal, AUTO RESET ON RIGHT, COLOR WHITE, LED WHITE, 2NO, 200-240 VAC
A22NW-3RR-TWA-G102-WC | 10400 | 661064 | Selector A22NW Ø22, 3 position, Lighted, bezel metal, AUTO RESET ON RIGHT, COLOR WHITE, LED WHITE, 1NO1NC, 24 VDC
A22NW-3RR-TWA-G102-WE | 10400 | 662873 | Selector A22NW Ø22, 3 position, Lighted, bezel metal, AUTO RESET ON RIGHT, COLOR WHITE, LED WHITE, 1NO1NC, 200-240 VAC
A22NW-3RR-TWA-G201-WC | 10400 | 660433 | Selector A22NW Ø22, 3 position, Lighted, bezel metal, AUTO RESET ON RIGHT, COLOR WHITE, LED WHITE, 1NO1NC, 24 VDC
A22NW-3RR-TWA-G201-WE | 10400 | 664718 | Selector A22NW Ø22, 3 position, Lighted, bezel metal, AUTO RESET ON RIGHT, COLOR WHITE, LED WHITE, 1NO1NC, 200-240 VAC
A22NW-3RR-TWA-G202-WC | 10400 | 666159 | Selector A22NW Ø22, 3 position, Lighted, bezel metal, AUTO RESET ON RIGHT, COLOR WHITE, LED WHITE, 2NC, 24 VDC
A22NW-3RR-TWA-G202-WE | 10400 | 664238 | Selector A22NW Ø22, 3 position, Lighted, bezel metal, AUTO RESET ON RIGHT, COLOR WHITE, LED WHITE, 2NC, 200-240 VAC
A22NW-3RR-TYA-G101-YC | 10400 | 665823 | Selector A22NW Ø22, 3 position, Lighted, bezel metal, AUTO RESET ON RIGHT, COLOR YELLOW, LED YELLOW, 2NO, 24 VDC
A22NW-3RR-TYA-G101-YE | 10400 | 662351 | Selector A22NW Ø22, 3 position, Lighted, bezel metal, AUTO RESET ON RIGHT, COLOR YELLOW, LED YELLOW, 2NO, 200-240 VAC
A22NW-3RR-TYA-G102-YC | 10400 | 662010 | Selector A22NW Ø22, 3 position, Lighted, bezel metal, AUTO RESET ON RIGHT, COLOR YELLOW, LED YELLOW, 1NO1NC, 24 VDC
A22NW-3RR-TYA-G102-YE | 10400 | 666568 | Selector A22NW Ø22, 3 position, Lighted, bezel metal, AUTO RESET ON RIGHT, COLOR YELLOW, LED YELLOW, 1NO1NC, 200-240 VAC
A22NW-3RR-TYA-G201-YC | 10400 | 666158 | Selector A22NW Ø22, 3 position, Lighted, bezel metal, AUTO RESET ON RIGHT, COLOR YELLOW, LED YELLOW, 1NO1NC, 24 VDC
A22NW-3RR-TYA-G201-YE | 10400 | 664237 | Selector A22NW Ø22, 3 position, Lighted, bezel metal, AUTO RESET ON RIGHT, COLOR YELLOW, LED YELLOW, 1NO1NC, 200-240 VAC
A22NW-3RR-TYA-G202-YC | 10400 | 665824 | Selector A22NW Ø22, 3 position, Lighted, bezel metal, AUTO RESET ON RIGHT, COLOR YELLOW, LED YELLOW, 2NC, 24 VDC
A22NW-3RR-TYA-G202-YE | 10400 | 661352 | Selector A22NW Ø22, 3 position, Lighted, bezel metal, AUTO RESET ON RIGHT, COLOR YELLOW, LED YELLOW, 2NC, 200-240 VAC
A22NZ-2BL-01BA | 8790 | 661994 | Selector A22NZ 22 dia., Key type S, 2 position, bezel plastic, auto reset on left, release position left
A22NZ-2BL-NAA | 3214 | 662024 | Selector A22NZ Ø22, 2 position, NON-Lighted, bezel PLASTIC, AUTO RESET ON LEFT, COLOR BLUE
A22NZ-2BL-NBA | 3214 | 660929 | Selector A22NZ 22 dia., 2 position, NON-Lighted, bezel plastic, auto reset on left, color black
A22NZ-2BL-NGA | 3214 | 663810 | Selector A22NZ 22 dia., 2 position, NON-Lighted, bezel plastic, auto reset on left, color green
A22NZ-2BL-NRA | 3214 | 660927 | Selector A22NZ 22 dia., 2 position, NON-Lighted, bezel PLASTIC, auto reset on left, color red
A22NZ-2BL-NWA | 3214 | 663830 | Selector A22NZ Ø22, 2 position, NON-Lighted, bezel PLASTIC, AUTO RESET ON LEFT, COLOR WHITE
A22NZ-2BL-NYA | 3214 | 664081 | Selector A22NZ Ø22, 2 position, NON-Lighted, bezel PLASTIC, AUTO RESET ON LEFT, COLOR YELLOW
A22NZ-2BL-TAA | 3214 | 660924 | Selector A22NZ Ø22, 2 position, Lighted, bezel PLASTIC, AUTO RESET ON LEFT, COLOR BLUE
A22NZ-2BL-TGA | 3214 | 665686 | Selector A22NZ 22 dia., 2 position, Lighted, bezel plastic, auto reset on left, color green
A22NZ-2BL-TOA | 3215 | 688412 | Operation unit for A22NW, Knob type, Lighted, Orange, 2 notches, Left automatic reset
A22NZ-2BL-TRA | 3214 | 665021 | Selector A22NZ 22 dia., 2 position, Lighted, bezel plastic, auto reset on left, color red
A22NZ-2BL-TWA | 3214 | 663813 | Selector A22NZ Ø22, 2 position, Lighted, bezel PLASTIC, AUTO RESET ON LEFT, COLOR WHITE
A22NZ-2BL-TYA | 3214 | 665974 | Selector A22NZ Ø22, 2 position, Lighted, bezel PLASTIC, AUTO RESET ON LEFT, COLOR YELLOW
A22NZ-2BM-01AA | 8790 | 662748 | Selector A22NZ 22 dia., Key type S, 2 position, bezel plastic, manual, release position all
A22NZ-2BM-01BA | 8790 | 664829 | Selector A22NZ 22 dia., Key type S, 2 position, bezel plastic, manual, release position left
A22NZ-2BM-01CA | 8790 | 666638 | Selector A22NZ Ø22, Key type S, 2 position, bezel plastic, MANUAL, RELEASE position RIGHT
A22NZ-2BM-NAA | 3214 | 664658 | Selector A22NZ Ø22, 2 position, NON-Lighted, bezel PLASTIC, MANUAL, COLOR BLUE
A22NZ-2BM-NBA | 3214 | 660926 | Selector A22NZ 22 dia., 2 position, NON-Lighted, bezel plastic, manual, color black
A22NZ-2BM-NGA | 3214 | 662173 | Selector A22NZ 22 dia., 2 position, NON-Lighted, bezel plastic, manual, color green
A22NZ-2BM-NRA | 3214 | 660009 | Selector A22NZ Ø22, 2 position, NON-Lighted, bezel PLASTIC, MANUAL, COLOR RED
A22NZ-2BM-NWA | 3214 | 662875 | Selector A22NZ Ø22, 2 position, NON-Lighted, bezel PLASTIC, MANUAL, COLOR WHITE
A22NZ-2BM-NYA | 3214 | 666882 | Selector A22NZ Ø22, 2 position, NON-Lighted, bezel PLASTIC, MANUAL, COLOR YELLOW
A22NZ-2BM-TAA | 3214 | 662023 | Selector A22NZ 22 dia., 2 position, Lighted, bezel plastic, manual, color blue
A22NZ-2BM-TGA | 3214 | 660011 | Selector A22NZ 22 dia., 2 position, Lighted, bezel plastic, manual, color green
A22NZ-2BM-TOA | 3215 | 688413 | Operation unit for A22NW, Knob type, Lighted, Orange, 2 notches, Manual reset
A22NZ-2BM-TRA | 3214 | 663831 | Selector A22NZ 22 dia., 2 position, Lighted, bezel plastic, manual, color red
A22NZ-2BM-TWA | 3214 | 662172 | Selector A22NZ Ø22, 2 position, Lighted, bezel PLASTIC, MANUAL, COLOR WHITE
A22NZ-2BM-TYA | 3214 | 664707 | Selector A22NZ 22 dia., 2 position, Lighted, bezel plastic, manual, color yellow
A22NZ-2ML-01BA | 9955 | 664885 | Selector A22NZ Ø22, Key type S, 2 position, bezel brushed M, AUTO RESET ON LEFT, RELEASE position LEFT
A22NZ-2ML-NAA | 3801 | 661881 | Selector A22NZ Ø22, 2 position, NON-Lighted, bezel brushed metal, AUTO RESET ON LEFT, COLOR BLUE
A22NZ-2ML-NBA | 3801 | 662824 | Selector A22NZ Ø22, 2 position, NON-Lighted, bezel brushed metal, AUTO RESET ON LEFT, COLOR BLACK
A22NZ-2ML-NGA | 3801 | 662825 | Selector A22NZ Ø22, 2 position, NON-Lighted, bezel brushed metal, AUTO RESET ON LEFT, COLOR GREEN
A22NZ-2ML-NRA | 3801 | 663944 | Selector A22NZ Ø22, 2 position, NON-Lighted, bezel brushed metal, AUTO RESET ON LEFT, COLOR RED
A22NZ-2ML-NWA | 3801 | 660928 | Selector A22NZ Ø22, 2 position, NON-Lighted, bezel brushed metal, AUTO RESET ON LEFT, COLOR WHITE
A22NZ-2ML-NYA | 3801 | 665687 | Selector A22NZ Ø22, 2 position, NON-Lighted, bezel brushed metal, AUTO RESET ON LEFT, COLOR YELLOW
A22NZ-2ML-TAA | 3801 | 661213 | Selector A22NZ Ø22, 2 position, Lighted, bezel brushed M, AUTO RESET ON LEFT, COLOR BLUE
A22NZ-2ML-TGA | 3801 | 663181 | Selector A22NZ Ø22, 2 position, Lighted, bezel brushed M, AUTO RESET ON LEFT, COLOR GREEN
A22NZ-2ML-TRA | 3801 | 665829 | Selector A22NZ Ø22, 2 position, Lighted, bezel brushed M, AUTO RESET ON LEFT, COLOR RED
A22NZ-2ML-TWA | 3801 | 663809 | Selector A22NZ Ø22, 2 position, Lighted, bezel brushed M, AUTO RESET ON LEFT, COLOR WHITE
A22NZ-2ML-TYA | 3801 | 661901 | Selector A22NZ Ø22, 2 position, Lighted, bezel brushed M, AUTO RESET ON LEFT, COLOR YELLOW
A22NZ-2MM-01AA | 9955 | 664828 | Selector A22NZ Ø22, Key type S, 2 position, bezel brushed M, MANUAL, RELEASE position ALL
A22NZ-2MM-01BA | 9955 | 664883 | Selector A22NZ 22 dia., Key type S, 2 position, bezel brushed M, manual, release position left
A22NZ-2MM-01CA | 9955 | 659871 | Selector A22NZ Ø22, Key type S, 2 position, bezel brushed M, MANUAL, RELEASE position RIGHT
A22NZ-2MM-NAA | 3801 | 666750 | Selector A22NZ Ø22, 2 position, NON-Lighted, bezel brushed metal, MANUAL, COLOR BLUE
A22NZ-2MM-NBA | 3801 | 660010 | Selector A22NZ Ø22, 2 position, NON-Lighted, bezel brushed metal, MANUAL, COLOR BLACK
A22NZ-2MM-NGA | 3801 | 660027 | Selector A22NZ Ø22, 2 position, NON-Lighted, bezel brushed metal, MANUAL, COLOR GREEN
A22NZ-2MM-NRA | 3801 | 663812 | Selector A22NZ Ø22, 2 position, NON-Lighted, bezel brushed metal, MANUAL, COLOR RED
A22NZ-2MM-NWA | 3801 | 663031 | Selector A22NZ Ø22, 2 position, NON-Lighted, bezel brushed metal, MANUAL, COLOR WHITE
A22NZ-2MM-NYA | 3801 | 663037 | Selector A22NZ Ø22, 2 position, NON-Lighted, bezel brushed metal, MANUAL, COLOR YELLOW
A22NZ-2MM-TAA | 3801 | 661078 | Selector A22NZ Ø22, 2 position, Lighted, bezel brushed M, MANUAL, COLOR BLUE
A22NZ-2MM-TGA | 3801 | 666621 | Selector A22NZ Ø22, 2 position, Lighted, bezel brushed M, MANUAL, COLOR GREEN
A22NZ-2MM-TRA | 3801 | 665643 | Selector A22NZ Ø22, 2 position, Lighted, bezel brushed M, MANUAL, COLOR RED
A22NZ-2MM-TWA | 3801 | 659963 | Selector A22NZ Ø22, 2 position, Lighted, bezel brushed M, MANUAL, COLOR WHITE
A22NZ-2MM-TYA | 3801 | 660925 | Selector A22NZ Ø22, 2 position, Lighted, bezel brushed M, MANUAL, COLOR YELLOW
A22NZ-2RL-01BA | 9955 | 662041 | Selector A22NZ Ø22, Key type S, 2 position, bezel metal, AUTO RESET ON LEFT, RELEASE position LEFT
A22NZ-2RL-NAA | 3801 | 665644 | Selector A22NZ Ø22, 2 position, NON-Lighted, bezel metal, AUTO RESET ON LEFT, COLOR BLUE
A22NZ-2RL-NBA | 3801 | 663947 | Selector A22NZ 22 dia., 2 position, NON-Lighted, bezel metal, auto reset on left, color black
A22NZ-2RL-NGA | 3801 | 663948 | Selector A22NZ 22 dia., 2 position, NON-Lighted, bezel metal, auto reset on left, color green
A22NZ-2RL-NRA | 3801 | 665830 | Selector A22NZ 22 dia., 2 position, NON-Lighted, bezel metal, auto reset on left, color red
A22NZ-2RL-NWA | 3801 | 663033 | Selector A22NZ Ø22, 2 position, NON-Lighted, bezel metal, AUTO RESET ON LEFT, COLOR WHITE
A22NZ-2RL-NYA | 3801 | 663032 | Selector A22NZ Ø22, 2 position, NON-Lighted, bezel metal, AUTO RESET ON LEFT, COLOR YELLOW
A22NZ-2RL-TAA | 3801 | 666623 | Selector A22NZ Ø22, 2 position, Lighted, bezel metal, AUTO RESET ON LEFT, COLOR BLUE
A22NZ-2RL-TGA | 3801 | 666635 | Selector A22NZ 22 dia., 2 position, Lighted, bezel metal, auto reset on left, color green
A22NZ-2RL-TRA | 3801 | 660941 | Selector A22NZ 22 dia., 2 position, Lighted, bezel metal, auto reset on left, color red
A22NZ-2RL-TWA | 3801 | 661902 | Selector A22NZ Ø22, 2 position, Lighted, bezel metal, AUTO RESET ON LEFT, COLOR WHITE
A22NZ-2RL-TYA | 3801 | 662877 | Selector A22NZ Ø22, 2 position, Lighted, bezel metal, AUTO RESET ON LEFT, COLOR YELLOW
A22NZ-2RM-01AA | 9955 | 665708 | Selector A22NZ 22 dia., Key type S, 2 position, bezel metal, manual, release position all
A22NZ-2RM-01BA | 9955 | 666777 | Selector A22NZ Ø22, Key type S, 2 position, bezel metal, MANUAL, RELEASE position LEFT
A22NZ-2RM-01CA | 9955 | 663834 | Selector A22NZ Ø22, Key type S, 2 position, bezel metal, MANUAL, RELEASE position RIGHT
A22NZ-2RM-NAA | 3801 | 664866 | Selector A22NZ Ø22, 2 position, NON-Lighted, bezel metal, MANUAL, COLOR BLUE
A22NZ-2RM-NBA | 3801 | 662174 | Selector A22NZ 22 dia., 2 position, NON-Lighted, bezel metal, manual, color black
A22NZ-2RM-NGA | 3801 | 660893 | Selector A22NZ 22 dia., 2 position, NON-Lighted, bezel metal, manual, color green
A22NZ-2RM-NRA | 3801 | 666622 | Selector A22NZ 22 dia., 2 position, NON-Lighted, bezel metal, manual, color red
A22NZ-2RM-NWA | 3801 | 661817 | Selector A22NZ Ø22, 2 position, NON-Lighted, bezel metal, MANUAL, COLOR WHITE
A22NZ-2RM-NYA | 3801 | 660012 | Selector A22NZ Ø22, 2 position, NON-Lighted, bezel metal, MANUAL, COLOR YELLOW
A22NZ-2RM-TAA | 3801 | 661075 | Selector A22NZ Ø22, 2 position, Lighted, bezel metal, MANUAL, COLOR BLUE
A22NZ-2RM-TGA | 3801 | 665022 | Selector A22NZ 22 dia., 2 position, Lighted, bezel metal, manual, color green
A22NZ-2RM-TRA | 3801 | 665832 | Selector A22NZ 22 dia., 2 position, Lighted, bezel metal, manual, color red
A22NZ-2RM-TWA | 3801 | 663811 | Selector A22NZ Ø22, 2 position, Lighted, bezel metal, MANUAL, COLOR WHITE
A22NZ-2RM-TYA | 3801 | 663943 | Selector A22NZ Ø22, 2 position, Lighted, bezel metal, MANUAL, COLOR YELLOW
A22NZ-3BB-01DA | 9360 | 659866 | Selector A22NZ Ø22, Key type S, 3 position, bezel plastic, AUTO RESET ON L/R, RELEASE position CENTER
A22NZ-3BB-NAA | 3214 | 661887 | Selector A22NZ Ø22, 3 position, NON-Lighted, bezel PLASTIC, AUTO RESET ON L/R, COLOR BLUE
A22NZ-3BB-NBA | 3214 | 666627 | Selector A22NZ 22 dia., 3 position, NON-Lighted, bezel plastic, auto reset on L/R, color black
A22NZ-3BB-NGA | 3214 | 662886 | Selector A22NZ 22 dia., 3 position, NON-Lighted, bezel plastic, auto reset on L/R, color green
A22NZ-3BB-NRA | 3214 | 660017 | Selector A22NZ 22 dia., 3 position, NON-Lighted, bezel plastic, auto reset on L/R, color red
A22NZ-3BB-NWA | 3214 | 663819 | Selector A22NZ Ø22, 3 position, NON-Lighted, bezel PLASTIC, AUTO RESET ON L/R, COLOR WHITE
A22NZ-3BB-NYA | 3214 | 661893 | Selector A22NZ Ø22, 3 position, NON-Lighted, bezel PLASTIC, AUTO RESET ON L/R, COLOR YELLOW
A22NZ-3BB-TAA | 3214 | 664719 | Selector A22NZ Ø22, 3 position, Lighted, bezel PLASTIC, AUTO RESET ON L/R, COLOR BLUE
A22NZ-3BB-TGA | 3214 | 665696 | Selector A22NZ 22 dia., 3 position, Lighted, bezel plastic, auto reset on L/R, color green
A22NZ-3BB-TOA | 3215 | 688411 | Operation unit for A22NW, Knob type, Lighted, Orange, 3 notches, Automatic reset on left and right reset
A22NZ-3BB-TRA | 3214 | 662883 | Selector A22NZ 22 dia., 3 position, Lighted, bezel plastic, auto reset on L/R, color red
A22NZ-3BB-TWA | 3214 | 661892 | Selector A22NZ Ø22, 3 position, Lighted, bezel PLASTIC, AUTO RESET ON L/R, COLOR WHITE
A22NZ-3BB-TYA | 3214 | 666631 | Selector A22NZ Ø22, 3 position, Lighted, bezel PLASTIC, AUTO RESET ON L/R, COLOR YELLOW
A22NZ-3BL-01BA | 9360 | 661740 | Selector A22NZ Ø22, Key type S, 3 position, bezel plastic, AUTO RESET ON LEFT, RELEASE position LEFT
A22NZ-3BL-01DA | 9360 | 659872 | Selector A22NZ Ø22, Key type S, 3 position, bezel plastic, AUTO RESET ON LEFT, RELEASE position CENTER
A22NZ-3BL-NAA | 3214 | 662876 | Selector A22NZ Ø22, 3 position, NON-Lighted, bezel PLASTIC, AUTO RESET ON LEFT, COLOR BLUE
A22NZ-3BL-NBA | 3214 | 660934 | Selector A22NZ 22 dia., 3 position, NON-Lighted, bezel plastic, auto reset on left, color black
A22NZ-3BL-NGA | 3214 | 661883 | Selector A22NZ 22 dia., 3 position, NON-Lighted, bezel plastic, auto reset on left, color green
A22NZ-3BL-NRA | 3214 | 664711 | Selector A22NZ 22 dia., 3 position, NON-Lighted, bezel plastic, auto reset on left, color red
A22NZ-3BL-NWA | 3214 | 663822 | Selector A22NZ Ø22, 3 position, NON-Lighted, bezel PLASTIC, AUTO RESET ON LEFT, COLOR WHITE
A22NZ-3BL-NYA | 3214 | 666634 | Selector A22NZ Ø22, 3 position, NON-Lighted, bezel PLASTIC, AUTO RESET ON LEFT, COLOR YELLOW
A22NZ-3BL-TAA | 3214 | 663816 | Selector A22NZ Ø22, 3 position, Lighted, bezel PLASTIC, AUTO RESET ON LEFT, COLOR BLUE
A22NZ-3BL-TGA | 3214 | 665692 | Selector A22NZ 22 dia., 3 position, Lighted, bezel plastic, auto reset on left, color green
A22NZ-3BL-TOA | 3215 | 688409 | Operation unit for A22NW, Knob type, Lighted, Orange, 3 notches, Left automatic reset
A22NZ-3BL-TRA | 3214 | 665691 | Selector A22NZ 22 dia., 3 position, Lighted, bezel plastic, auto reset on left, color red
A22NZ-3BL-TWA | 3214 | 660937 | Selector A22NZ Ø22, 3 position, Lighted, bezel PLASTIC, AUTO RESET ON LEFT, COLOR WHITE
A22NZ-3BL-TYA | 3214 | 662884 | Selector A22NZ Ø22, 3 position, Lighted, bezel PLASTIC, AUTO RESET ON LEFT, COLOR YELLOW
A22NZ-3BM-01AA | 9360 | 664886 | Selector A22NZ Ø22, Key type S, 3 position, bezel plastic, MANUAL, RELEASE position ALL
A22NZ-3BM-01BA | 9360 | 666772 | Selector A22NZ Ø22, Key type S, 3 position, bezel plastic, MANUAL, RELEASE position LEFT
A22NZ-3BM-01CA | 9360 | 661977 | Selector A22NZ Ø22, Key type S, 3 position, bezel plastic, MANUAL, RELEASE position RIGHT
A22NZ-3BM-01DA | 9360 | 661995 | Selector A22NZ Ø22, Key type S, 3 position, bezel plastic, MANUAL, RELEASE position CENTER
A22NZ-3BM-01GA | 9360 | 665707 | Selector A22NZ Ø22, Key type S, 3 position, bezel plastic, MANUAL, RELEASE position L/R
A22NZ-3BM-NAA | 3214 | 666633 | Selector A22NZ Ø22, 3 position, NON-Lighted, bezel PLASTIC, MANUAL, COLOR BLUE
A22NZ-3BM-NBA | 3214 | 660930 | Selector A22NZ 22 dia., 3 position, NON-Lighted, bezel plastic, manual, color black
A22NZ-3BM-NGA | 3214 | 660013 | Selector A22NZ 22 dia., 3 position, NON-Lighted, bezel plastic, manual, color green
A22NZ-3BM-NRA | 3214 | 662891 | Selector A22NZ 22 dia., 3 position, NON-Lighted, bezel plastic, manual, color red
A22NZ-3BM-NWA | 3214 | 666624 | Selector A22NZ Ø22, 3 position, NON-Lighted, bezel PLASTIC, MANUAL, COLOR WHITE
A22NZ-3BM-NYA | 3214 | 661882 | Selector A22NZ Ø22, 3 position, NON-Lighted, bezel PLASTIC, MANUAL, COLOR YELLOW
A22NZ-3BM-TAA | 3214 | 661866 | Selector A22NZ Ø22, 3 position, Lighted, bezel PLASTIC, MANUAL, COLOR BLUE
A22NZ-3BM-TGA | 3214 | 661886 | Selector A22NZ 22 dia., 3 position, Lighted, bezel plastic, manual, color green
A22NZ-3BM-TOA | 3215 | 688410 | Operation unit for A22NW, Knob type, Lighted, Orange, 3 notches, Manual reset
A22NZ-3BM-TRA | 3214 | 664720 | Selector A22NZ 22 dia., 3 position, Lighted, bezel plastic, manual, color red
A22NZ-3BM-TWA | 3214 | 660028 | Selector A22NZ Ø22, 3 position, Lighted, bezel PLASTIC, MANUAL, COLOR WHITE
A22NZ-3BM-TYA | 3214 | 663832 | Selector A22NZ Ø22, 3 position, Lighted, bezel PLASTIC, MANUAL, COLOR YELLOW
A22NZ-3BR-01CA | 9360 | 666703 | Selector A22NZ Ø22, Key type S, 3 position, bezel plastic, AUTO RESET ON RIGHT, RELEASE position RIGHT
A22NZ-3BR-01DA | 9360 | 663969 | Selector A22NZ Ø22, Key type S, 3 position, bezel plastic, AUTO RESET ON RIGHT, RELEASE position CENTER
A22NZ-3BR-NAA | 3214 | 663821 | Selector A22NZ Ø22, 3 position, NON-Lighted, bezel PLASTIC, AUTO RESET ON RIGHT, COLOR BLUE
A22NZ-3BR-NBA | 3214 | 660016 | Selector A22NZ 22 dia., 3 position, NON-Lighted, bezel plastic, auto reset on right, color black
A22NZ-3BR-NGA | 3214 | 664710 | Selector A22NZ 22 dia., 3 position, NON-Lighted, bezel plastic, auto reset on right, color green
A22NZ-3BR-NRA | 3214 | 662899 | Selector A22NZ 22 dia., 3 position, NON-Lighted, bezel plastic, auto reset on right, color red
A22NZ-3BR-NWA | 3214 | 664716 | Selector A22NZ Ø22, 3 position, NON-Lighted, bezel PLASTIC, AUTO RESET ON RIGHT, COLOR WHITE
A22NZ-3BR-NYA | 3214 | 664715 | Selector A22NZ Ø22, 3 position, NON-Lighted, bezel PLASTIC, AUTO RESET ON RIGHT, COLOR YELLOW
A22NZ-3BR-TAA | 3214 | 663820 | Selector A22NZ Ø22, 3 position, Lighted, bezel PLASTIC, AUTO RESET ON RIGHT, COLOR BLUE
A22NZ-3BR-TGA | 3214 | 660936 | Selector A22NZ 22 dia., 3 position, Lighted, bezel plastic, auto reset on right, color green
A22NZ-3BR-TOA | 3215 | 688414 | Operation unit for A22NW, Knob type, Lighted, Orange, 3 notches, Right automatic reset
A22NZ-3BR-TRA | 3214 | 661885 | Selector A22NZ 22 dia., 3 position, Lighted, bezel plastic, auto reset on right, color red
A22NZ-3BR-TWA | 3214 | 660933 | Selector A22NZ Ø22, 3 position, Lighted, bezel PLASTIC, AUTO RESET ON RIGHT, COLOR WHITE
A22NZ-3BR-TYA | 3214 | 666628 | Selector A22NZ Ø22, 3 position, Lighted, bezel PLASTIC, AUTO RESET ON RIGHT, COLOR YELLOW
A22NZ-3MB-01DA | 10530 | 661750 | Selector A22NZ Ø22, Key type S, 3 position, bezel brushed M, AUTO RESET ON L/R, RELEASE position CENTER
A22NZ-3MB-NAA | 3801 | 661835 | Selector A22NZ Ø22, 3 position, NON-Lighted, bezel brushed metal, AUTO RESET ON L/R, COLOR BLUE
A22NZ-3MB-NBA | 3801 | 659984 | Selector A22NZ 22 dia., 3 position, NON-lighted, bezel brushed metal, auto reset on L/R, color black
A22NZ-3MB-NGA | 3801 | 661083 | Selector A22NZ Ø22, 3 position, NON-Lighted, bezel brushed metal, AUTO RESET ON L/R, COLOR GREEN
A22NZ-3MB-NRA | 3801 | 665837 | Selector A22NZ Ø22, 3 position, NON-Lighted, bezel brushed metal, AUTO RESET ON L/R, COLOR RED
A22NZ-3MB-NWA | 3801 | 659903 | Selector A22NZ Ø22, 3 position, NON-Lighted, bezel brushed metal, AUTO RESET ON L/R, COLOR WHITE
A22NZ-3MB-NYA | 3801 | 663720 | Selector A22NZ Ø22, 3 position, NON-Lighted, bezel brushed metal, AUTO RESET ON L/R, COLOR YELLOW
A22NZ-3MB-TAA | 3801 | 659901 | Selector A22NZ Ø22, 3 position, Lighted, bezel brushed M, AUTO RESET ON L/R, COLOR BLUE
A22NZ-3MB-TGA | 3801 | 662846 | Selector A22NZ Ø22, 3 position, Lighted, bezel brushed M, AUTO RESET ON L/R, COLOR GREEN
A22NZ-3MB-TRA | 3801 | 666587 | Selector A22NZ Ø22, 3 position, Lighted, bezel brushed M, AUTO RESET ON L/R, COLOR RED
A22NZ-3MB-TWA | 3801 | 666759 | Selector A22NZ Ø22, 3 position, Lighted, bezel brushed M, AUTO RESET ON L/R, COLOR WHITE
A22NZ-3MB-TYA | 3801 | 663955 | Selector A22NZ Ø22, 3 position, Lighted, bezel brushed M, AUTO RESET ON L/R, COLOR YELLOW
A22NZ-3ML-01BA | 10530 | 661751 | Selector A22NZ Ø22, Key type S, 3 position, bezel brushed M, AUTO RESET ON LEFT, RELEASE position LEFT
A22NZ-3ML-01DA | 10530 | 663699 | Selector A22NZ Ø22, Key type S, 3 position, bezel brushed M, AUTO RESET ON LEFT, RELEASE position CENTER
A22NZ-3ML-NAA | 3801 | 663950 | Selector A22NZ Ø22, 3 position, NON-Lighted, bezel brushed metal, AUTO RESET ON LEFT, COLOR BLUE
A22NZ-3ML-NBA | 3801 | 663358 | Selector A22NZ Ø22, 3 position, NON-Lighted, bezel brushed metal, AUTO RESET ON LEFT, COLOR BLACK
A22NZ-3ML-NGA | 3801 | 661364 | Selector A22NZ Ø22, 3 position, NON-Lighted, bezel brushed metal, AUTO RESET ON LEFT, COLOR GREEN
A22NZ-3ML-NRA | 3801 | 667088 | Selector A22NZ Ø22, 3 position, NON-Lighted, bezel brushed metal, AUTO RESET ON LEFT, COLOR RED
A22NZ-3ML-NWA | 3801 | 662840 | Selector A22NZ Ø22, 3 position, NON-Lighted, bezel brushed metal, AUTO RESET ON LEFT, COLOR WHITE
A22NZ-3ML-NYA | 3801 | 664255 | Selector A22NZ Ø22, 3 position, NON-Lighted, bezel brushed metal, AUTO RESET ON LEFT, COLOR YELLOW
A22NZ-3ML-TAA | 3801 | 663949 | Selector A22NZ Ø22, 3 position, Lighted, bezel brushed M, AUTO RESET ON LEFT, COLOR BLUE
A22NZ-3ML-TGA | 3801 | 660149 | Selector A22NZ Ø22, 3 position, Lighted, bezel brushed M, AUTO RESET ON LEFT, COLOR GREEN
A22NZ-3ML-TRA | 3801 | 661368 | Selector A22NZ Ø22, 3 position, Lighted, bezel brushed M, AUTO RESET ON LEFT, COLOR RED
A22NZ-3ML-TWA | 3801 | 660150 | Selector A22NZ Ø22, 3 position, Lighted, bezel brushed M, AUTO RESET ON LEFT, COLOR WHITE
A22NZ-3ML-TYA | 3801 | 665836 | Selector A22NZ Ø22, 3 position, Lighted, bezel brushed M, AUTO RESET ON LEFT, COLOR YELLOW
A22NZ-3MM-01AA | 10530 | 662037 | Selector A22NZ Ø22, Key type S, 3 position, bezel brushed M, MANUAL, RELEASE position ALL
A22NZ-3MM-01BA | 10530 | 665706 | Selector A22NZ Ø22, Key type S, 3 position, bezel brushed M, MANUAL, RELEASE position LEFT
A22NZ-3MM-01CA | 10530 | 663967 | Selector A22NZ Ø22, Key type S, 3 position, bezel brushed M, MANUAL, RELEASE position RIGHT
A22NZ-3MM-01DA | 10530 | 665568 | Selector A22NZ Ø22, Key type S, 3 position, bezel brushed M, MANUAL, RELEASE position CENTER
A22NZ-3MM-01GA | 10530 | 665786 | Selector A22NZ Ø22, Key type S, 3 position, bezel brushed M, MANUAL, RELEASE position L/R
A22NZ-3MM-NAA | 3801 | 660952 | Selector A22NZ Ø22, 3 position, NON-Lighted, bezel brushed metal, MANUAL, COLOR BLUE
A22NZ-3MM-NBA | 3801 | 664721 | Selector A22NZ Ø22, 3 position, NON-Lighted, bezel brushed metal, MANUAL, COLOR BLACK
A22NZ-3MM-NGA | 3801 | 661891 | Selector A22NZ Ø22, 3 position, NON-Lighted, bezel brushed metal, MANUAL, COLOR GREEN
A22NZ-3MM-NRA | 3801 | 662882 | Selector A22NZ Ø22, 3 position, NON-Lighted, bezel brushed metal, MANUAL, COLOR RED
A22NZ-3MM-NWA | 3801 | 663833 | Selector A22NZ Ø22, 3 position, NON-Lighted, bezel brushed metal, MANUAL, COLOR WHITE
A22NZ-3MM-NYA | 3801 | 664714 | Selector A22NZ Ø22, 3 position, NON-Lighted, bezel brushed metal, MANUAL, COLOR YELLOW
A22NZ-3MM-TAA | 3801 | 660458 | Selector A22NZ Ø22, 3 position, Lighted, bezel brushed M, MANUAL, COLOR BLUE
A22NZ-3MM-TGA | 3801 | 666756 | Selector A22NZ Ø22, 3 position, Lighted, bezel brushed M, MANUAL, COLOR GREEN
A22NZ-3MM-TRA | 3801 | 661888 | Selector A22NZ Ø22, 3 position, Lighted, bezel brushed M, MANUAL, COLOR RED
A22NZ-3MM-TWA | 3801 | 663954 | Selector A22NZ Ø22, 3 position, Lighted, bezel brushed M, MANUAL, COLOR WHITE
A22NZ-3MM-TYA | 3801 | 666751 | Selector A22NZ Ø22, 3 position, Lighted, bezel brushed M, MANUAL, COLOR YELLOW
A22NZ-3MR-01CA | 10530 | 665578 | Selector A22NZ Ø22, Key type S, 3 position, bezel brushed M, AUTO RESET ON RIGHT, RELEASE position RIGHT
A22NZ-3MR-01DA | 10530 | 659873 | Selector A22NZ Ø22, Key type S, 3 position, bezel brushed M, AUTO RESET ON RIGHT, RELEASE position CENTER
A22NZ-3MR-NAA | 3801 | 659977 | Selector A22NZ Ø22, 3 position, NON-Lighted, bezel brushed metal, AUTO RESET ON RIGHT, COLOR BLUE
A22NZ-3MR-NBA | 3801 | 665209 | Selector A22NZ Ø22, 3 position, NON-Lighted, bezel brushed metal, AUTO RESET ON RIGHT, COLOR BLACK
A22NZ-3MR-NGA | 3801 | 660151 | Selector A22NZ Ø22, 3 position, NON-Lighted, bezel brushed metal, AUTO RESET ON RIGHT, COLOR GREEN
A22NZ-3MR-NRA | 3801 | 661079 | Selector A22NZ Ø22, 3 position, NON-Lighted, bezel brushed metal, AUTO RESET ON RIGHT, COLOR RED
A22NZ-3MR-NWA | 3801 | 665833 | Selector A22NZ Ø22, 3 position, NON-Lighted, bezel brushed metal, AUTO RESET ON RIGHT, COLOR WHITE
A22NZ-3MR-NYA | 3801 | 662026 | Selector A22NZ Ø22, 3 position, NON-Lighted, bezel brushed metal, AUTO RESET ON RIGHT, COLOR YELLOW
A22NZ-3MR-TAA | 3801 | 661082 | Selector A22NZ Ø22, 3 position, Lighted, bezel brushed M, AUTO RESET ON RIGHT, COLOR BLUE
A22NZ-3MR-TGA | 3801 | 659902 | Selector A22NZ Ø22, 3 position, Lighted, bezel brushed M, AUTO RESET ON RIGHT, COLOR GREEN
A22NZ-3MR-TRA | 3801 | 664670 | Selector A22NZ Ø22, 3 position, Lighted, bezel brushed M, AUTO RESET ON RIGHT, COLOR RED
A22NZ-3MR-TWA | 3801 | 664256 | Selector A22NZ Ø22, 3 position, Lighted, bezel brushed M, AUTO RESET ON RIGHT, COLOR WHITE
A22NZ-3MR-TYA | 3801 | 666588 | Selector A22NZ Ø22, 3 position, Lighted, bezel brushed M, AUTO RESET ON RIGHT, COLOR YELLOW
A22NZ-3RB-01DA | 10530 | 659874 | Selector A22NZ Ø22, Key type S, 3 position, bezel metal, AUTO RESET ON L/R, RELEASE position CENTER
A22NZ-3RB-NAA | 3801 | 662853 | Selector A22NZ Ø22, 3 position, NON-Lighted, bezel metal, AUTO RESET ON L/R, COLOR BLUE
A22NZ-3RB-NBA | 3801 | 665659 | Selector A22NZ 22 dia., 3 position, NON-Lighted, bezel metal, auto reset on L/R, color black
A22NZ-3RB-NGA | 3801 | 666599 | Selector A22NZ 22 dia., 3 position, NON-Lighted, bezel metal, auto reset on L/R, color green
A22NZ-3RB-NRA | 3801 | 662855 | Selector A22NZ 22 dia., 3 position, NON-Lighted, bezel metal, auto reset on L/R, color red
A22NZ-3RB-NWA | 3801 | 662854 | Selector A22NZ Ø22, 3 position, NON-Lighted, bezel metal, AUTO RESET ON L/R, COLOR WHITE
A22NZ-3RB-NYA | 3801 | 661857 | Selector A22NZ Ø22, 3 position, NON-Lighted, bezel metal, AUTO RESET ON L/R, COLOR YELLOW
A22NZ-3RB-TAA | 3801 | 659990 | Selector A22NZ Ø22, 3 position, Lighted, bezel metal, AUTO RESET ON L/R, COLOR BLUE
A22NZ-3RB-TGA | 3801 | 662847 | Selector A22NZ 22 dia., 3 position, Lighted, bezel metal, auto reset on L/R, color green
A22NZ-3RB-TRA | 3801 | 661847 | Selector A22NZ 22 dia., 3 position, Lighted, bezel metal, auto reset on L/R, color red
A22NZ-3RB-TWA | 3801 | 664674 | Selector A22NZ Ø22, 3 position, Lighted, bezel metal, AUTO RESET ON L/R, COLOR WHITE
A22NZ-3RB-TYA | 3801 | 659985 | Selector A22NZ Ø22, 3 position, Lighted, bezel metal, AUTO RESET ON L/R, COLOR YELLOW
A22NZ-3RL-01BA | 10530 | 665571 | Selector A22NZ Ø22, Key type S, 3 position, bezel metal, AUTO RESET ON LEFT, RELEASE position LEFT
A22NZ-3RL-01DA | 10530 | 664602 | Selector A22NZ Ø22, Key type S, 3 position, bezel metal, AUTO RESET ON LEFT, RELEASE position CENTER
A22NZ-3RL-NAA | 3801 | 662028 | Selector A22NZ Ø22, 3 position, NON-Lighted, bezel metal, AUTO RESET ON LEFT, COLOR BLUE
A22NZ-3RL-NBA | 3801 | 663719 | Selector A22NZ 22 dia., 3 position, NON-Lighted, bezel metal, auto reset on left, color black
A22NZ-3RL-NGA | 3801 | 663042 | Selector A22NZ 22 dia., 3 position, NON-Lighted, bezel metal, auto reset on left, color green
A22NZ-3RL-NRA | 3801 | 663721 | Selector A22NZ 22 dia., 3 position, NON-Lighted, bezel metal, auto reset on left, color red
A22NZ-3RL-NWA | 3801 | 663961 | Selector A22NZ Ø22, 3 position, NON-Lighted, bezel metal, AUTO RESET ON LEFT, COLOR WHITE
A22NZ-3RL-NYA | 3801 | 661846 | Selector A22NZ Ø22, 3 position, NON-Lighted, bezel metal, AUTO RESET ON LEFT, COLOR YELLOW
A22NZ-3RL-TAA | 3801 | 660902 | Selector A22NZ Ø22, 3 position, Lighted, bezel metal, AUTO RESET ON LEFT, COLOR BLUE
A22NZ-3RL-TGA | 3801 | 664874 | Selector A22NZ 22 dia., 3 position, Lighted, bezel metal, auto reset on left, color green
A22NZ-3RL-TRA | 3801 | 666757 | Selector A22NZ 22 dia., 3 position, Lighted, bezel metal, auto reset on left, color red
A22NZ-3RL-TWA | 3801 | 659986 | Selector A22NZ Ø22, 3 position, Lighted, bezel metal, AUTO RESET ON LEFT, COLOR WHITE
A22NZ-3RL-TYA | 3801 | 662852 | Selector A22NZ Ø22, 3 position, Lighted, bezel metal, AUTO RESET ON LEFT, COLOR YELLOW
A22NZ-3RM-01AA | 10530 | 662756 | Selector A22NZ Ø22, Key type S, 3 position, bezel metal, MANUAL, RELEASE position ALL
A22NZ-3RM-01BA | 10530 | 662757 | Selector A22NZ Ø22, Key type S, 3 position, bezel metal, MANUAL, RELEASE position LEFT
A22NZ-3RM-01CA | 10530 | 664604 | Selector A22NZ Ø22, Key type S, 3 position, bezel metal, MANUAL, RELEASE position RIGHT
A22NZ-3RM-01DA | 10530 | 660830 | Selector A22NZ Ø22, Key type S, 3 position, bezel metal, MANUAL, RELEASE position CENTER
A22NZ-3RM-01GA | 10530 | 664603 | Selector A22NZ Ø22, Key type S, 3 position, bezel metal, MANUAL, RELEASE position L/R
A22NZ-3RM-NAA | 3801 | 665838 | Selector A22NZ Ø22, 3 position, NON-Lighted, bezel metal, MANUAL, COLOR BLUE
A22NZ-3RM-NBA | 3801 | 666758 | Selector A22NZ Ø22, 3 position, NON-Lighted, bezel metal, MANUAL, COLOR BLACK
A22NZ-3RM-NGA | 3801 | 662364 | Selector A22NZ 22 dia., 3 position, NON-Lighted, bezel metal, manual, color green
A22NZ-3RM-NRA | 3801 | 666528 | Selector A22NZ 22 dia., 3 position, NON-Lighted, bezel metal, manual, color red
A22NZ-3RM-NWA | 3801 | 664673 | Selector A22NZ Ø22, 3 position, NON-Lighted, bezel metal, MANUAL, COLOR WHITE
A22NZ-3RM-NYA | 3801 | 665839 | Selector A22NZ Ø22, 3 position, NON-Lighted, bezel metal, MANUAL, COLOR YELLOW
A22NZ-3RM-TAA | 3801 | 666763 | Selector A22NZ Ø22, 3 position, Lighted, bezel metal, MANUAL, COLOR BLUE
A22NZ-3RM-TGA | 3801 | 663788 | Selector A22NZ 22 dia., 3 position, Lighted, bezel metal, manual, color green
A22NZ-3RM-TRA | 3801 | 665658 | Selector A22NZ 22 dia., 3 position, Lighted, bezel metal, manual, color red
A22NZ-3RM-TWA | 3801 | 665653 | Selector A22NZ Ø22, 3 position, Lighted, bezel metal, MANUAL, COLOR WHITE
A22NZ-3RM-TYA | 3801 | 664877 | Selector A22NZ Ø22, 3 position, Lighted, bezel metal, MANUAL, COLOR YELLOW
A22NZ-3RR-01CA | 10530 | 661749 | Selector A22NZ Ø22, Key type S, 3 position, bezel metal, AUTO RESET ON RIGHT, RELEASE position RIGHT
A22NZ-3RR-01DA | 10530 | 663698 | Selector A22NZ Ø22, Key type S, 3 position, bezel metal, AUTO RESET ON RIGHT, RELEASE position CENTER
A22NZ-3RR-NAA | 3801 | 666602 | Selector A22NZ Ø22, 3 position, NON-Lighted, bezel metal, AUTO RESET ON RIGHT, COLOR BLUE
A22NZ-3RR-NBA | 3801 | 666589 | Selector A22NZ 22 dia., 3 position, NON-Lighted, bezel metal, auto reset on right, color black
A22NZ-3RR-NGA | 3801 | 666601 | Selector A22NZ 22 dia., 3 position, NON-Lighted, bezel metal, auto reset on right, color green
A22NZ-3RR-NRA | 3801 | 664682 | Selector A22NZ 22 dia., 3 position, NON-Lighted, bezel metal, auto reset on right, color red
A22NZ-3RR-NWA | 3801 | 665660 | Selector A22NZ Ø22, 3 position, NON-Lighted, bezel metal, AUTO RESET ON RIGHT, COLOR WHITE
A22NZ-3RR-NYA | 3801 | 665667 | Selector A22NZ Ø22, 3 position, NON-Lighted, bezel metal, AUTO RESET ON RIGHT, COLOR YELLOW
A22NZ-3RR-TAA | 3801 | 661855 | Selector A22NZ Ø22, 3 position, Lighted, bezel metal, AUTO RESET ON RIGHT, COLOR BLUE
A22NZ-3RR-TGA | 3801 | 666600 | Selector A22NZ 22 dia., 3 position, Lighted, bezel metal, auto reset on right, color green
A22NZ-3RR-TRA | 3801 | 659991 | Selector A22NZ 22 dia., 3 position, Lighted, bezel metal, auto reset on right, color red
A22NZ-3RR-TWA | 3801 | 661856 | Selector A22NZ Ø22, 3 position, Lighted, bezel metal, AUTO RESET ON RIGHT, COLOR WHITE
A22NZ-3RR-TYA | 3801 | 660800 | Selector A22NZ Ø22, 3 position, Lighted, bezel metal, AUTO RESET ON RIGHT, COLOR YELLOW
A22NZ-A-301 | 7745 | 659819 | Pushbutton accessory A22NZ, Tightening Wrench
A22NZ-A-302 | 1938 | 661690 | Pushbutton accessory A22NZ, LED Lamp Extractor
A22NZ-A-303 | 1938 | 664306 | Pushbutton accessory A22NZ, Protective Cover
A22NZ-A-401 | 1938 | 664542 | Pushbutton accessory A22NZ 22 dia., plastic hole plug
A22NZ-A-402 | 3227 | 665252 | Pushbutton accessory A22NZ, metal Hole Plug
A22NZ-A-403 | 1938 | 663623 | Pushbutton accessory A22NZ Ø22, Lock Ring
A22NZ-A-50103 | 1938 | 663413 | Pushbutton accessory A22NZ 22 dia., Small Legend Plate Frame
A22NZ-A-50501 | 1938 | 665523 | Pushbutton accessory A22NZ Ø22, Lock Ring
A22NZ-A-51103 | 1938 | 666229 | Pushbutton accessory A22NZ 22 dia., Large Legend Plate Frame
A22NZ-A-B01Y | 5155 | 660760 | Pushbutton accessory A22NZ 22 dia. Control Box
A22NZ-A-C01 | 1938 | 666228 | Pushbutton accessory A22NZ, Reinforcement Plate
A22NZ-BGA-NAA | 3506 | 666860 | Pushbutton A22NZ 22 dia., bezel plastic, full guard, alternate, cap color opaque blue
A22NZ-BGA-NBA | 3506 | 665000 | Pushbutton A22NZ Ø22, bezel plastic, FULL GUARD, Alternate, CAP COLOR Opaque BLACK,
A22NZ-BGA-NGA | 3506 | 665950 | Pushbutton A22NZ 22 dia., bezel plastic, full guard, alternate, cap color opaque green
A22NZ-BGA-NRA | 3506 | 664999 | Pushbutton A22NZ Ø22, bezel plastic, FULL GUARD, Alternate, CAP COLOR Opaque RED,
A22NZ-BGA-NWA | 3506 | 662152 | Pushbutton A22NZ Ø22, bezel plastic, FULL GUARD, Alternate, CAP COLOR Opaque WHITE,
A22NZ-BGA-NYA | 3506 | 663107 | Pushbutton A22NZ Ø22, bezel plastic, FULL GUARD, Alternate, CAP COLOR Opaque YELLOW,
A22NZ-BGA-TAA | 3506 | 667268 | Pushbutton A22NZ 22 dia., bezel plastic, full guard, alternate, cap color transparent blue, lighted
A22NZ-BGA-TGA | 3506 | 665957 | Pushbutton A22NZ 22 dia., bezel plastic, full guard, alternate, cap color transparent green, lighted
A22NZ-BGA-TRA | 3506 | 664997 | Pushbutton A22NZ 22 dia., bezel plastic, full guard, alternate, cap color transparent red, lighted
A22NZ-BGA-TWA | 3506 | 662407 | Pushbutton A22NZ 22 dia., bezel plastic, full guard, alternate, cap color transparent white, lighted
A22NZ-BGA-TYA | 3506 | 659744 | Pushbutton A22NZ 22 dia., bezel plastic, full guard, alternate, cap color transparent yellow, lighted
A22NZ-BGA-UAA | 3506 | 661401 | Pushbutton A22NZ Ø22, bezel plastic, FULL GUARD, Alternate, CAP COLOR Transparent BLUE,
A22NZ-BGA-UGA | 3506 | 662576 | Pushbutton A22NZ Ø22, bezel plastic, FULL GUARD, Alternate, CAP COLOR Transparent GREEN,
A22NZ-BGA-URA | 3506 | 666362 | Pushbutton A22NZ Ø22, bezel plastic, FULL GUARD, Alternate, CAP COLOR Transparent RED,
A22NZ-BGA-UWA | 3506 | 663527 | Pushbutton A22NZ Ø22, bezel plastic, FULL GUARD, Alternate, CAP COLOR Transparent WHITE,
A22NZ-BGA-UYA | 3506 | 664022 | Pushbutton A22NZ Ø22, bezel plastic, FULL GUARD, Alternate, CAP COLOR Transparent YELLOW,
A22NZ-BGM-NAA | 3506 | 666194 | Pushbutton A22NZ 22 dia., bezel plastic, full guard, momentary, cap color opaque blue
A22NZ-BGM-NBA | 3506 | 665551 | Pushbutton A22NZ Ø22, bezel plastic, FULL GUARD, MOMENTARY, CAP COLOR Opaque BLACK,
A22NZ-BGM-NGA | 3506 | 666481 | Pushbutton A22NZ 22 dia., bezel plastic, full guard, momentary, cap color opaque green
A22NZ-BGM-NRA | 3506 | 664461 | Pushbutton A22NZ 22 dia., bezel plastic, full guard, momentary, cap color opaque red
A22NZ-BGM-NWA | 3506 | 664548 | Pushbutton A22NZ Ø22, bezel plastic, FULL GUARD, MOMENTARY, CAP COLOR Opaque WHITE,
A22NZ-BGM-NYA | 3506 | 665917 | Pushbutton A22NZ Ø22, bezel plastic, FULL GUARD, MOMENTARY, CAP COLOR Opaque YELLOW,
A22NZ-BGM-TAA | 3506 | 667104 | Pushbutton A22NZ 22 dia., bezel plastic, full guard, momentary, cap color transparent blue, lighted
A22NZ-BGM-TGA | 3506 | 662398 | Pushbutton A22NZ 22 dia., bezel plastic, full guard, momentary, cap color transparent green, lighted
A22NZ-BGM-TOA | 3508 | 692923 | Operation unit, Round full guard type, Orange, Transparent, Resin, Lighted, Momentary
A22NZ-BGM-TRA | 3506 | 664971 | Pushbutton A22NZ 22 dia., bezel plastic, full guard, momentary, cap color transparent red, lighted
A22NZ-BGM-TWA | 3506 | 663373 | Pushbutton A22NZ 22 dia., bezel plastic, full guard, momentary, cap color transparent white, lighted
A22NZ-BGM-TYA | 3506 | 663382 | Pushbutton A22NZ 22 dia., bezel plastic, full guard, momentary, cap color transparent yellow, lighted
A22NZ-BGM-UAA | 3506 | 664280 | Pushbutton A22NZ Ø22, bezel plastic, FULL GUARD, MOMENTARY, CAP COLOR Transparent BLUE,
A22NZ-BGM-UGA | 3506 | 664972 | Pushbutton A22NZ Ø22, bezel plastic, FULL GUARD, MOMENTARY, CAP COLOR Transparent GREEN,
A22NZ-BGM-URA | 3506 | 666201 | Pushbutton A22NZ Ø22, bezel plastic, FULL GUARD, MOMENTARY, CAP COLOR Transparent RED,
A22NZ-BGM-UWA | 3506 | 661395 | Pushbutton A22NZ Ø22, bezel plastic, FULL GUARD, MOMENTARY, CAP COLOR Transparent WHITE,
A22NZ-BGM-UYA | 3506 | 665924 | Pushbutton A22NZ Ø22, bezel plastic, FULL GUARD, MOMENTARY, CAP COLOR Transparent YELLOW,
A22NZ-BMA-NAA | 3506 | 660651 | Pushbutton A22NZ Ø22, bezel plastic, MUSHROOM, Alternate, CAP COLOR Opaque BLUE,
A22NZ-BMA-NBA | 3506 | 662577 | Pushbutton A22NZ Ø22, bezel plastic, MUSHROOM, Alternate, CAP COLOR Opaque BLACK,
A22NZ-BMA-NGA | 3506 | 665442 | Pushbutton A22NZ Ø22, bezel plastic, MUSHROOM, Alternate, CAP COLOR Opaque GREEN,
A22NZ-BMA-NRA | 3506 | 667267 | Pushbutton A22NZ Ø22, bezel plastic, MUSHROOM, Alternate, CAP COLOR Opaque RED,
A22NZ-BMA-NWA | 3506 | 660678 | Pushbutton A22NZ Ø22, bezel plastic, MUSHROOM, Alternate, CAP COLOR Opaque WHITE,
A22NZ-BMA-NYA | 3506 | 660482 | Pushbutton A22NZ Ø22, bezel plastic, MUSHROOM, Alternate, CAP COLOR Opaque YELLOW,
A22NZ-BMA-TAA | 3506 | 667270 | Pushbutton A22NZ Ø22, bezel plastic, MUSHROOM, Alternate, CAP COLOR Transparent BLUE, LIGHTED
A22NZ-BMA-TGA | 3506 | 663111 | Pushbutton A22NZ Ø22, bezel plastic, MUSHROOM, Alternate, CAP COLOR Transparent GREEN, LIGHTED
A22NZ-BMA-TRA | 3506 | 666334 | Pushbutton A22NZ Ø22, bezel plastic, MUSHROOM, Alternate, CAP COLOR Transparent RED, LIGHTED
A22NZ-BMA-TWA | 3506 | 666335 | Pushbutton A22NZ Ø22, bezel plastic, MUSHROOM, Alternate, CAP COLOR Transparent WHITE, LIGHTED
A22NZ-BMA-TYA | 3506 | 662098 | Pushbutton A22NZ Ø22, bezel plastic, MUSHROOM, Alternate, CAP COLOR Transparent YELLOW, LIGHTED
A22NZ-BMA-UAA | 3506 | 662099 | Pushbutton A22NZ Ø22, bezel plastic, MUSHROOM, Alternate, CAP COLOR Transparent BLUE,
A22NZ-BMA-UGA | 3506 | 666826 | Pushbutton A22NZ Ø22, bezel plastic, MUSHROOM, Alternate, CAP COLOR Transparent GREEN,
A22NZ-BMA-URA | 3506 | 666212 | Pushbutton A22NZ Ø22, bezel plastic, MUSHROOM, Alternate, CAP COLOR Transparent RED,
A22NZ-BMA-UWA | 3506 | 660481 | Pushbutton A22NZ Ø22, bezel plastic, MUSHROOM, Alternate, CAP COLOR Transparent WHITE,
A22NZ-BMA-UYA | 3506 | 660647 | Pushbutton A22NZ Ø22, bezel plastic, MUSHROOM, Alternate, CAP COLOR Transparent YELLOW,
A22NZ-BMM-NAA | 3506 | 662399 | Pushbutton A22NZ Ø22, bezel plastic, MUSHROOM, MOMENTARY, CAP COLOR Opaque BLUE,
A22NZ-BMM-NBA | 3506 | 662397 | Pushbutton A22NZ 22 dia., bezel plastic, mushroom, momentary, cap color opaque black
A22NZ-BMM-NGA | 3506 | 665233 | Pushbutton A22NZ 22 dia., bezel plastic, mushroom, momentary, cap color opaque green
A22NZ-BMM-NRA | 3506 | 667103 | Pushbutton A22NZ 22 dia., bezel plastic, mushroom, momentary, cap color opaque red
A22NZ-BMM-NWA | 3506 | 661171 | Pushbutton A22NZ Ø22, bezel plastic, MUSHROOM, MOMENTARY, CAP COLOR Opaque WHITE,
A22NZ-BMM-NYA | 3506 | 664271 | Pushbutton A22NZ Ø22, bezel plastic, MUSHROOM, MOMENTARY, CAP COLOR Opaque YELLOW,
A22NZ-BMM-TAA | 3506 | 662126 | Pushbutton A22NZ Ø22, bezel plastic, MUSHROOM, MOMENTARY, CAP COLOR Transparent BLUE, LIGHTED
A22NZ-BMM-TGA | 3506 | 666843 | Pushbutton A22NZ Ø22, bezel plastic, MUSHROOM, MOMENTARY, CAP COLOR Transparent GREEN, LIGHTED
A22NZ-BMM-TRA | 3506 | 665926 | Pushbutton A22NZ Ø22, bezel plastic, MUSHROOM, MOMENTARY, CAP COLOR Transparent RED, LIGHTED
A22NZ-BMM-TWA | 3506 | 662589 | Pushbutton A22NZ Ø22, bezel plastic, MUSHROOM, MOMENTARY, CAP COLOR Transparent WHITE, LIGHTED
A22NZ-BMM-TYA | 3506 | 660476 | Pushbutton A22NZ Ø22, bezel plastic, MUSHROOM, MOMENTARY, CAP COLOR Transparent YELLOW, LIGHTED
A22NZ-BMM-UAA | 3506 | 662590 | Pushbutton A22NZ Ø22, bezel plastic, MUSHROOM, MOMENTARY, CAP COLOR Transparent BLUE,
A22NZ-BMM-UGA | 3506 | 661172 | Pushbutton A22NZ Ø22, bezel plastic, MUSHROOM, MOMENTARY, CAP COLOR Transparent GREEN,
A22NZ-BMM-URA | 3506 | 666346 | Pushbutton A22NZ Ø22, bezel plastic, MUSHROOM, MOMENTARY, CAP COLOR Transparent RED,
A22NZ-BMM-UWA | 3506 | 661177 | Pushbutton A22NZ Ø22, bezel plastic, MUSHROOM, MOMENTARY, CAP COLOR Transparent WHITE,
A22NZ-BMM-UYA | 3506 | 664038 | Pushbutton A22NZ Ø22, bezel plastic, MUSHROOM, MOMENTARY, CAP COLOR Transparent YELLOW,
A22NZ-BNA-NAA | 3506 | 665953 | Pushbutton A22NZ 22 dia., bezel plastic, flat, alternate, cap color opaque blue
A22NZ-BNA-NBA | 3506 | 661189 | Pushbutton A22NZ 22 dia., bezel plastic, flat, alternate, cap color opaque black
A22NZ-BNA-NGA | 3506 | 661192 | Pushbutton A22NZ Ø22, bezel plastic, FLAT, Alternate, CAP COLOR Opaque GREEN,
A22NZ-BNA-NRA | 3506 | 664020 | Pushbutton A22NZ 22 dia., bezel plastic, flat, alternate, cap color opaque red
A22NZ-BNA-NWA | 3506 | 660253 | Pushbutton A22NZ 22 dia., bezel plastic, flat, alternate, cap color opaque white
A22NZ-BNA-NYA | 3506 | 663156 | Pushbutton A22NZ Ø22, bezel plastic, FLAT, Alternate, CAP COLOR Opaque YELLOW,
A22NZ-BNA-TAA | 3506 | 661184 | Pushbutton A22NZ Ø22, bezel plastic, FLAT, Alternate, CAP COLOR Transparent BLUE, LIGHTED
A22NZ-BNA-TGA | 3506 | 661191 | Pushbutton A22NZ 22 dia., bezel plastic, flat, alternate, cap color transparent green, lighted
A22NZ-BNA-TRA | 3506 | 665003 | Pushbutton A22NZ 22 dia., bezel plastic, flat, alternate, cap color transparent red, lighted
A22NZ-BNA-TWA | 3506 | 666861 | Pushbutton A22NZ Ø22, bezel plastic, FLAT, Alternate, CAP COLOR Transparent WHITE, LIGHTED
A22NZ-BNA-TYA | 3506 | 663162 | Pushbutton A22NZ Ø22, bezel plastic, FLAT, Alternate, CAP COLOR Transparent YELLOW, LIGHTED
A22NZ-BNA-UAA | 3506 | 663161 | Pushbutton A22NZ Ø22, bezel plastic, FLAT, Alternate, CAP COLOR Transparent BLUE,
A22NZ-BNA-UGA | 3506 | 664938 | Pushbutton A22NZ Ø22, bezel plastic, FLAT, Alternate, CAP COLOR Transparent GREEN,
A22NZ-BNA-URA | 3506 | 665001 | Pushbutton A22NZ Ø22, bezel plastic, FLAT, Alternate, CAP COLOR Transparent RED,
A22NZ-BNA-UWA | 3506 | 663158 | Pushbutton A22NZ Ø22, bezel plastic, FLAT, Alternate, CAP COLOR Transparent WHITE,
A22NZ-BNA-UYA | 3506 | 665904 | Pushbutton A22NZ Ø22, bezel plastic, FLAT, Alternate, CAP COLOR Transparent YELLOW,
A22NZ-BNM-NAA | 3506 | 662116 | Pushbutton A22NZ 22 dia., bezel plastic, flat, momentary, cap color opaque blue
A22NZ-BNM-NBA | 3506 | 661703 | Pushbutton A22NZ 22 dia., bezel plastic, flat, momentary, cap color opaque black
A22NZ-BNM-NGA | 3506 | 660475 | Pushbutton A22NZ 22 dia., bezel plastic, flat, momentary, cap color opaque green
A22NZ-BNM-NRA | 3506 | 664957 | Pushbutton A22NZ 22 dia., bezel plastic, flat, momentary, cap color opaque red
A22NZ-BNM-NWA | 3506 | 662117 | Pushbutton A22NZ 22 dia., bezel plastic, flat, momentary, cap color opaque white
A22NZ-BNM-NYA | 3506 | 661170 | Pushbutton A22NZ 22 dia., bezel plastic, flat, momentary, cap color opaque yellow
A22NZ-BNM-TAA | 3506 | 661165 | Pushbutton A22NZ 22 dia., bezel plastic, flat, momentary, cap color transparent blue, lighted
A22NZ-BNM-TGA | 3506 | 662121 | Pushbutton A22NZ Ø22, bezel plastic, FLAT, MOMENTARY, CAP COLOR Transparent GREEN, LIGHTED
A22NZ-BNM-TOA | 3507 | 678850 | Pushbutton A22NZ 22 dia., bezel plastic, flat, momentary, cap color transparent orange, lighted
A22NZ-BNM-TRA | 3506 | 660238 | Pushbutton A22NZ Ø22, bezel plastic, FLAT, MOMENTARY, CAP COLOR Transparent RED, LIGHTED
A22NZ-BNM-TWA | 3506 | 663647 | Pushbutton A22NZ 22 dia., bezel plastic, flat, momentary, cap color transparent white, lighted
A22NZ-BNM-TYA | 3506 | 663117 | Pushbutton A22NZ Ø22, bezel plastic, FLAT, MOMENTARY, CAP COLOR Transparent YELLOW, LIGHTED
A22NZ-BNM-UAA | 3506 | 662382 | Pushbutton A22NZ Ø22, bezel plastic, FLAT, MOMENTARY, CAP COLOR Transparent BLUE,
A22NZ-BNM-UGA | 3506 | 664026 | Pushbutton A22NZ Ø22, bezel plastic, FLAT, MOMENTARY, CAP COLOR Transparent GREEN,
A22NZ-BNM-URA | 3506 | 661160 | Pushbutton A22NZ Ø22, bezel plastic, FLAT, MOMENTARY, CAP COLOR Transparent RED,
A22NZ-BNM-UWA | 3506 | 663125 | Pushbutton A22NZ Ø22, bezel plastic, FLAT, MOMENTARY, CAP COLOR Transparent WHITE,
A22NZ-BNM-UYA | 3506 | 662383 | Pushbutton A22NZ Ø22, bezel plastic, FLAT, MOMENTARY, CAP COLOR Transparent YELLOW,
A22NZ-BPA-NAA | 3506 | 664939 | Pushbutton A22NZ Ø22, bezel plastic, PROJECTED, Alternate, CAP COLOR Opaque BLUE,
A22NZ-BPA-NBA | 3506 | 663154 | Pushbutton A22NZ Ø22, bezel plastic, PROJECTED, Alternate, CAP COLOR Opaque BLACK,
A22NZ-BPA-NGA | 3506 | 662148 | Pushbutton A22NZ Ø22, bezel plastic, PROJECTED, Alternate, CAP COLOR Opaque GREEN,
A22NZ-BPA-NRA | 3506 | 661193 | Pushbutton A22NZ Ø22, bezel plastic, PROJECTED, Alternate, CAP COLOR Opaque RED,
A22NZ-BPA-NWA | 3506 | 661190 | Pushbutton A22NZ Ø22, bezel plastic, PROJECTED, Alternate, CAP COLOR Opaque WHITE,
A22NZ-BPA-NYA | 3506 | 662149 | Pushbutton A22NZ Ø22, bezel plastic, PROJECTED, Alternate, CAP COLOR Opaque YELLOW,
A22NZ-BPA-TAA | 3506 | 665956 | Pushbutton A22NZ 22 dia., bezel plastic, projected, alternate, cap color transparent blue, lighted
A22NZ-BPA-TGA | 3506 | 660256 | Pushbutton A22NZ 22 dia., bezel plastic, projected, alternate, cap color transparent green, lighted
A22NZ-BPA-TRA | 3506 | 660251 | Pushbutton A22NZ Ø22, bezel plastic, PROJECTED, Alternate, CAP COLOR Transparent RED, LIGHTED
A22NZ-BPA-TWA | 3506 | 662150 | Pushbutton A22NZ 22 dia., bezel plastic, projected, alternate, cap color transparent white, lighted
A22NZ-BPA-TYA | 3506 | 665002 | Pushbutton A22NZ Ø22, bezel plastic, PROJECTED, Alternate, CAP COLOR Transparent YELLOW, LIGHTED
A22NZ-BPA-UAA | 3506 | 662153 | Pushbutton A22NZ Ø22, bezel plastic, PROJECTED, Alternate, CAP COLOR Transparent BLUE,
A22NZ-BPA-UGA | 3506 | 665952 | Pushbutton A22NZ Ø22, bezel plastic, PROJECTED, Alternate, CAP COLOR Transparent GREEN,
A22NZ-BPA-URA | 3506 | 661186 | Pushbutton A22NZ Ø22, bezel plastic, PROJECTED, Alternate, CAP COLOR Transparent RED,
A22NZ-BPA-UWA | 3506 | 663108 | Pushbutton A22NZ Ø22, bezel plastic, PROJECTED, Alternate, CAP COLOR Transparent WHITE,
A22NZ-BPA-UYA | 3506 | 663160 | Pushbutton A22NZ Ø22, bezel plastic, PROJECTED, Alternate, CAP COLOR Transparent YELLOW,
A22NZ-BPM-NAA | 3506 | 662122 | Pushbutton A22NZ Ø22, bezel plastic, PROJECTED, MOMENTARY, CAP COLOR Opaque BLUE,
A22NZ-BPM-NBA | 3506 | 664956 | Pushbutton A22NZ 22 dia., bezel plastic, projected, momentary, cap color opaque black
A22NZ-BPM-NGA | 3506 | 666457 | Pushbutton A22NZ Ø22, bezel plastic, PROJECTED, MOMENTARY, CAP COLOR Opaque GREEN,
A22NZ-BPM-NRA | 3506 | 660467 | Pushbutton A22NZ Ø22, bezel plastic, PROJECTED, MOMENTARY, CAP COLOR Opaque RED,
A22NZ-BPM-NWA | 3506 | 661702 | Pushbutton A22NZ Ø22, bezel plastic, PROJECTED, MOMENTARY, CAP COLOR Opaque WHITE,
A22NZ-BPM-NYA | 3506 | 660796 | Pushbutton A22NZ Ø22, bezel plastic, PROJECTED, MOMENTARY, CAP COLOR Opaque YELLOW,
A22NZ-BPM-TAA | 3506 | 664270 | Pushbutton A22NZ Ø22, bezel plastic, PROJECTED, MOMENTARY, CAP COLOR Transparent BLUE, LIGHTED
A22NZ-BPM-TGA | 3506 | 665541 | Pushbutton A22NZ 22 dia., bezel plastic, projected, momentary, cap color transparent green, lighted
A22NZ-BPM-TOA | 3384 | 684538 | Pushbutton A22NZ 22 mm dia., bezel plastic, projected, momentary, cap color transparent orange, lighted
A22NZ-BPM-TRA | 3506 | 663360 | Pushbutton A22NZ 22 dia., bezel plastic, projected, momentary, cap color transparent red, lighted
A22NZ-BPM-TWA | 3506 | 663648 | Pushbutton A22NZ 22 dia., bezel plastic, projected, momentary, cap color transparent white, lighted
A22NZ-BPM-TYA | 3506 | 660239 | Pushbutton A22NZ 22 dia., bezel plastic, projected, momentary, cap color transparent yellow, lighted
A22NZ-BPM-UAA | 3506 | 664966 | Pushbutton A22NZ Ø22, bezel plastic, PROJECTED, MOMENTARY, CAP COLOR Transparent BLUE,
A22NZ-BPM-UGA | 3506 | 660779 | Pushbutton A22NZ Ø22, bezel plastic, PROJECTED, MOMENTARY, CAP COLOR Transparent GREEN,
A22NZ-BPM-URA | 3506 | 665213 | Pushbutton A22NZ Ø22, bezel plastic, PROJECTED, MOMENTARY, CAP COLOR Transparent RED,
A22NZ-BPM-UWA | 3506 | 665214 | Pushbutton A22NZ Ø22, bezel plastic, PROJECTED, MOMENTARY, CAP COLOR Transparent WHITE,
A22NZ-BPM-UYA | 3506 | 665915 | Pushbutton A22NZ Ø22, bezel plastic, PROJECTED, MOMENTARY, CAP COLOR Transparent YELLOW,
A22NZ-H-01 | 1616 | 662415 | Pushbutton accessory A22NZ, Mounting Collar
A22NZ-H-02 | 2245 | 679759 | E-Stop, Push-in Mounting latch
A22NZ-K-01 | 6445 | 661431 | Pushbutton accessory A22NZ, Key
A22NZ-L-AA | 1755 | 672750 | Pushbutton accessory A22NZ, Blue LED Lamp 6 VDC
A22NZ-L-AB | 1791 | 663415 | Pushbutton accessory A22NZ, Blue LED Lamp 12 VAC/DC
A22NZ-L-AC | 1791 | 662694 | Pushbutton accessory A22NZ, blue LED Lamp 24 VAC/DC
A22NZ-L-AD | 1791 | 666450 | Pushbutton accessory A22NZ, Blue LED Lamp 100/110/120 VAC
A22NZ-L-AE | 1791 | 661433 | Pushbutton accessory A22NZ, Blue LED Lamp 200/220/230 VAC
A22NZ-L-GA | 1755 | 672748 | Pushbutton accessory A22NZ, Green LED Lamp 6 VDC
A22NZ-L-GB | 1791 | 666218 | Pushbutton accessory A22NZ, Green LED Lamp 12 VAC/DC
A22NZ-L-GC | 1791 | 663627 | Pushbutton accessory A22NZ, green LED Lamp 24 VAC/DC
A22NZ-L-GD | 1791 | 664430 | Pushbutton accessory A22NZ, Green LED Lamp 100/110/120 VAC
A22NZ-L-GE | 1791 | 666451 | Pushbutton accessory A22NZ, green LED Lamp 200/220/230 VAC
A22NZ-L-OA | 1755 | 672752 | Pushbutton accessory A22NZ, Orange LED Lamp 6 VDC
A22NZ-L-OB | 1791 | 666482 | Pushbutton accessory A22NZ, Orange LED Lamp 12 VAC/DC
A22NZ-L-OC | 1791 | 659820 | Pushbutton accessory A22NZ, Orange LED Lamp 24 VAC/DC
A22NZ-L-OD | 1791 | 661719 | Pushbutton accessory A22NZ, Orange LED Lamp 100/110/120 VAC
A22NZ-L-OE | 1791 | 666453 | Pushbutton accessory A22NZ, Orange LED Lamp 200/220/230 VAC
A22NZ-L-RA | 1755 | 672747 | Pushbutton accessory A22NZ, Red LED Lamp 6 VDC
A22NZ-L-RB | 1791 | 663405 | Pushbutton accessory A22NZ, Red LED Lamp 12 VAC/DC
A22NZ-L-RC | 1791 | 663615 | Pushbutton accessory A22NZ, Red LED Lamp 24 VAC/DC
A22NZ-L-RD | 1791 | 663414 | Pushbutton accessory A22NZ, Red LED Lamp 100/110/120 VAC
A22NZ-L-RE | 1791 | 666442 | Pushbutton accessory A22NZ, red LED Lamp 200/220/230 VAC
A22NZ-L-WA | 1755 | 672751 | Pushbutton accessory A22NZ, White LED Lamp 6 VDC
A22NZ-L-WB | 1791 | 661434 | Pushbutton accessory A22NZ, White LED Lamp 12 VAC/DC
A22NZ-L-WC | 1791 | 664307 | Pushbutton accessory A22NZ, White LED Lamp 24 VAC/DC
A22NZ-L-WD | 1791 | 664543 | Pushbutton accessory A22NZ, White LED Lamp 100/110/120 VAC
A22NZ-L-WE | 1791 | 660761 | Pushbutton accessory A22NZ, White LED Lamp 200/220/230 VAC
A22NZ-L-YA | 1755 | 672749 | Pushbutton accessory A22NZ, Yellow LED Lamp 6 VDC
A22NZ-L-YB | 1791 | 660797 | Pushbutton accessory A22NZ, Yellow LED Lamp 12 VAC/DC
A22NZ-L-YC | 1791 | 662716 | Pushbutton accessory A22NZ, Yellow LED Lamp 24 VAC/DC
A22NZ-L-YD | 1791 | 665512 | Pushbutton accessory A22NZ, Yellow LED Lamp 100/110/120 VAC
A22NZ-L-YE | 1791 | 665251 | Pushbutton accessory A22NZ, Yellow LED Lamp 200/220/230 VAC
A22NZ-MGA-NAA | 4090 | 666211 | Pushbutton A22NZ Ø22, bezel brushed metal, FULL GUARD, Alternate, CAP COLOR Opaque BLUE,
A22NZ-MGA-NBA | 4090 | 666333 | Pushbutton A22NZ 22 dia., bezel brushed metal, full guard, alternate, cap color opaque black
A22NZ-MGA-NGA | 4090 | 663391 | Pushbutton A22NZ Ø22, bezel brushed metal, FULL GUARD, Alternate, CAP COLOR Opaque GREEN,
A22NZ-MGA-NRA | 4090 | 665441 | Pushbutton A22NZ Ø22, bezel brushed metal, FULL GUARD, Alternate, CAP COLOR Opaque RED,
A22NZ-MGA-NWA | 4090 | 667122 | Pushbutton A22NZ Ø22, bezel brushed metal, FULL GUARD, Alternate, CAP COLOR Opaque WHITE,
A22NZ-MGA-NYA | 4090 | 660650 | Pushbutton A22NZ Ø22, bezel brushed metal, FULL GUARD, Alternate, CAP COLOR Opaque YELLOW,
A22NZ-MGA-TAA | 4090 | 664943 | Pushbutton A22NZ Ø22, bezel brushed metal, FULL GUARD, Alternate, CAP COLOR Transparent BLUE, LIGHTED
A22NZ-MGA-TGA | 4090 | 666380 | Pushbutton A22NZ Ø22, bezel brushed metal, FULL GUARD, Alternate, CAP COLOR Transparent GREEN, LIGHTED
A22NZ-MGA-TRA | 4090 | 664024 | Pushbutton A22NZ Ø22, bezel brushed metal, FULL GUARD, Alternate, CAP COLOR Transparent RED, LIGHTED
A22NZ-MGA-TWA | 4090 | 662406 | Pushbutton A22NZ Ø22, bezel brushed metal, FULL GUARD, Alternate, CAP COLOR Transparent WHITE, LIGHTED
A22NZ-MGA-TYA | 4090 | 661154 | Pushbutton A22NZ Ø22, bezel brushed metal, FULL GUARD, Alternate, CAP COLOR Transparent YELLOW, LIGHTED
A22NZ-MGA-UAA | 4090 | 663528 | Pushbutton A22NZ Ø22, bezel brushed metal, FULL GUARD, Alternate, CAP COLOR Transparent BLUE,
A22NZ-MGA-UGA | 4090 | 660649 | Pushbutton A22NZ Ø22, bezel brushed metal, FULL GUARD, Alternate, CAP COLOR Transparent GREEN,
A22NZ-MGA-URA | 4090 | 662578 | Pushbutton A22NZ Ø22, bezel brushed metal, FULL GUARD, Alternate, CAP COLOR Transparent RED,
A22NZ-MGA-UWA | 4090 | 661156 | Pushbutton A22NZ Ø22, bezel brushed metal, FULL GUARD, Alternate, CAP COLOR Transparent WHITE,
A22NZ-MGA-UYA | 4090 | 663548 | Pushbutton A22NZ Ø22, bezel brushed metal, FULL GUARD, Alternate, CAP COLOR Transparent YELLOW,
A22NZ-MGM-NAA | 4090 | 662592 | Pushbutton A22NZ Ø22, bezel brushed metal, FULL GUARD, MOMENTARY, CAP COLOR Opaque BLUE,
A22NZ-MGM-NBA | 4090 | 666847 | Pushbutton A22NZ 22 dia., bezel brushed metal, full guard, momentary, cap color opaque black
A22NZ-MGM-NGA | 4090 | 663131 | Pushbutton A22NZ Ø22, bezel brushed metal, FULL GUARD, MOMENTARY, CAP COLOR Opaque GREEN,
A22NZ-MGM-NRA | 4090 | 662392 | Pushbutton A22NZ Ø22, bezel brushed metal, FULL GUARD, MOMENTARY, CAP COLOR Opaque RED,
A22NZ-MGM-NWA | 4090 | 666844 | Pushbutton A22NZ Ø22, bezel brushed metal, FULL GUARD, MOMENTARY, CAP COLOR Opaque WHITE,
A22NZ-MGM-NYA | 4090 | 662130 | Pushbutton A22NZ Ø22, bezel brushed metal, FULL GUARD, MOMENTARY, CAP COLOR Opaque YELLOW,
A22NZ-MGM-TAA | 4090 | 664041 | Pushbutton A22NZ Ø22, bezel brushed metal, FULL GUARD, MOMENTARY, CAP COLOR Transparent BLUE, LIGHTED
A22NZ-MGM-TGA | 4090 | 666848 | Pushbutton A22NZ Ø22, bezel brushed metal, FULL GUARD, MOMENTARY, CAP COLOR Transparent GREEN, LIGHTED
A22NZ-MGM-TRA | 4090 | 665925 | Pushbutton A22NZ Ø22, bezel brushed metal, FULL GUARD, MOMENTARY, CAP COLOR Transparent RED, LIGHTED
A22NZ-MGM-TWA | 4090 | 662127 | Pushbutton A22NZ Ø22, bezel brushed metal, FULL GUARD, MOMENTARY, CAP COLOR Transparent WHITE, LIGHTED
A22NZ-MGM-TYA | 4090 | 665934 | Pushbutton A22NZ Ø22, bezel brushed metal, FULL GUARD, MOMENTARY, CAP COLOR Transparent YELLOW, LIGHTED
A22NZ-MGM-UAA | 4090 | 662131 | Pushbutton A22NZ Ø22, bezel brushed metal, FULL GUARD, MOMENTARY, CAP COLOR Transparent BLUE,
A22NZ-MGM-UGA | 4090 | 660645 | Pushbutton A22NZ Ø22, bezel brushed metal, FULL GUARD, MOMENTARY, CAP COLOR Transparent GREEN,
A22NZ-MGM-URA | 4090 | 664967 | Pushbutton A22NZ Ø22, bezel brushed metal, FULL GUARD, MOMENTARY, CAP COLOR Transparent RED,
A22NZ-MGM-UWA | 4090 | 664980 | Pushbutton A22NZ Ø22, bezel brushed metal, FULL GUARD, MOMENTARY, CAP COLOR Transparent WHITE,
A22NZ-MGM-UYA | 4090 | 664975 | Pushbutton A22NZ Ø22, bezel brushed metal, FULL GUARD, MOMENTARY, CAP COLOR Transparent YELLOW,
A22NZ-MMA-NAA | 4090 | 665394 | Pushbutton A22NZ Ø22, bezel brushed metal, MUSHROOM, Alternate, CAP COLOR Opaque BLUE,
A22NZ-MMA-NBA | 4090 | 664949 | Pushbutton A22NZ Ø22, bezel brushed metal, MUSHROOM, Alternate, CAP COLOR Opaque BLACK,
A22NZ-MMA-NGA | 4090 | 664942 | Pushbutton A22NZ Ø22, bezel brushed metal, MUSHROOM, Alternate, CAP COLOR Opaque GREEN,
A22NZ-MMA-NRA | 4090 | 660646 | Pushbutton A22NZ Ø22, bezel brushed metal, MUSHROOM, Alternate, CAP COLOR Opaque RED,
A22NZ-MMA-NWA | 4090 | 665907 | Pushbutton A22NZ Ø22, bezel brushed metal, MUSHROOM, Alternate, CAP COLOR Opaque WHITE,
A22NZ-MMA-NYA | 4090 | 661155 | Pushbutton A22NZ Ø22, bezel brushed metal, MUSHROOM, Alternate, CAP COLOR Opaque YELLOW,
A22NZ-MMA-TAA | 4090 | 663109 | Pushbutton A22NZ Ø22, bezel brushed metal, MUSHROOM, Alternate, CAP COLOR Transparent BLUE, LIGHTED
A22NZ-MMA-TGA | 4090 | 660217 | Pushbutton A22NZ Ø22, bezel brushed metal, MUSHROOM, Alternate, CAP COLOR Transparent GREEN, LIGHTED
A22NZ-MMA-TRA | 4090 | 663110 | Pushbutton A22NZ Ø22, bezel brushed metal, MUSHROOM, Alternate, CAP COLOR Transparent RED, LIGHTED
A22NZ-MMA-TWA | 4090 | 660648 | Pushbutton A22NZ Ø22, bezel brushed metal, MUSHROOM, Alternate, CAP COLOR Transparent WHITE, LIGHTED
A22NZ-MMA-TYA | 4090 | 662624 | Pushbutton A22NZ Ø22, bezel brushed metal, MUSHROOM, Alternate, CAP COLOR Transparent YELLOW, LIGHTED
A22NZ-MMA-UAA | 4090 | 667113 | Pushbutton A22NZ Ø22, bezel brushed metal, MUSHROOM, Alternate, CAP COLOR Transparent BLUE,
A22NZ-MMA-UGA | 4090 | 664427 | Pushbutton A22NZ Ø22, bezel brushed metal, MUSHROOM, Alternate, CAP COLOR Transparent GREEN,
A22NZ-MMA-URA | 4090 | 663529 | Pushbutton A22NZ Ø22, bezel brushed metal, MUSHROOM, Alternate, CAP COLOR Transparent RED,
A22NZ-MMA-UWA | 4090 | 661557 | Pushbutton A22NZ Ø22, bezel brushed metal, MUSHROOM, Alternate, CAP COLOR Transparent WHITE,
A22NZ-MMA-UYA | 4090 | 664940 | Pushbutton A22NZ Ø22, bezel brushed metal, MUSHROOM, Alternate, CAP COLOR Transparent YELLOW,
A22NZ-MMM-NAA | 4090 | 667108 | Pushbutton A22NZ Ø22, bezel brushed metal, MUSHROOM, MOMENTARY, CAP COLOR Opaque BLUE,
A22NZ-MMM-NBA | 4090 | 664974 | Pushbutton A22NZ Ø22, bezel brushed metal, MUSHROOM, MOMENTARY, CAP COLOR Opaque BLACK,
A22NZ-MMM-NGA | 4090 | 660244 | Pushbutton A22NZ Ø22, bezel brushed metal, MUSHROOM, MOMENTARY, CAP COLOR Opaque GREEN,
A22NZ-MMM-NRA | 4090 | 664976 | Pushbutton A22NZ Ø22, bezel brushed metal, MUSHROOM, MOMENTARY, CAP COLOR Opaque RED,
A22NZ-MMM-NWA | 4090 | 663137 | Pushbutton A22NZ Ø22, bezel brushed metal, MUSHROOM, MOMENTARY, CAP COLOR Opaque WHITE,
A22NZ-MMM-NYA | 4090 | 664048 | Pushbutton A22NZ Ø22, bezel brushed metal, MUSHROOM, MOMENTARY, CAP COLOR Opaque YELLOW,
A22NZ-MMM-TAA | 4090 | 661176 | Pushbutton A22NZ Ø22, bezel brushed metal, MUSHROOM, MOMENTARY, CAP COLOR Transparent BLUE, LIGHTED
A22NZ-MMM-TGA | 4090 | 662135 | Pushbutton A22NZ Ø22, bezel brushed metal, MUSHROOM, MOMENTARY, CAP COLOR Transparent GREEN, LIGHTED
A22NZ-MMM-TRA | 4090 | 664281 | Pushbutton A22NZ Ø22, bezel brushed metal, MUSHROOM, MOMENTARY, CAP COLOR Transparent RED, LIGHTED
A22NZ-MMM-TWA | 4090 | 666837 | Pushbutton A22NZ Ø22, bezel brushed metal, MUSHROOM, MOMENTARY, CAP COLOR Transparent WHITE, LIGHTED
A22NZ-MMM-TYA | 4090 | 664977 | Pushbutton A22NZ Ø22, bezel brushed metal, MUSHROOM, MOMENTARY, CAP COLOR Transparent YELLOW, LIGHTED
A22NZ-MMM-UAA | 4090 | 662137 | Pushbutton A22NZ Ø22, bezel brushed metal, MUSHROOM, MOMENTARY, CAP COLOR Transparent BLUE,
A22NZ-MMM-UGA | 4090 | 664994 | Pushbutton A22NZ Ø22, bezel brushed metal, MUSHROOM, MOMENTARY, CAP COLOR Transparent GREEN,
A22NZ-MMM-URA | 4090 | 660249 | Pushbutton A22NZ Ø22, bezel brushed metal, MUSHROOM, MOMENTARY, CAP COLOR Transparent RED,
A22NZ-MMM-UWA | 4090 | 664992 | Pushbutton A22NZ Ø22, bezel brushed metal, MUSHROOM, MOMENTARY, CAP COLOR Transparent WHITE,
A22NZ-MMM-UYA | 4090 | 666852 | Pushbutton A22NZ Ø22, bezel brushed metal, MUSHROOM, MOMENTARY, CAP COLOR Transparent YELLOW,
A22NZ-MNA-NAA | 4090 | 665248 | Pushbutton A22NZ Ø22, bezel brushed metal, FLAT, Alternate, CAP COLOR Opaque BLUE,
A22NZ-MNA-NBA | 4090 | 665913 | Pushbutton A22NZ Ø22, bezel brushed metal, FLAT, Alternate, CAP COLOR Opaque BLACK,
A22NZ-MNA-NGA | 4090 | 661402 | Pushbutton A22NZ Ø22, bezel brushed metal, FLAT, Alternate, CAP COLOR Opaque GREEN,
A22NZ-MNA-NRA | 4090 | 667273 | Pushbutton A22NZ Ø22, bezel brushed metal, FLAT, Alternate, CAP COLOR Opaque RED,
A22NZ-MNA-NWA | 4090 | 661403 | Pushbutton A22NZ Ø22, bezel brushed metal, FLAT, Alternate, CAP COLOR Opaque WHITE,
A22NZ-MNA-NYA | 4090 | 666336 | Pushbutton A22NZ Ø22, bezel brushed metal, FLAT, Alternate, CAP COLOR Opaque YELLOW,
A22NZ-MNA-TAA | 4090 | 667272 | Pushbutton A22NZ Ø22, bezel brushed metal, FLAT, Alternate, CAP COLOR Transparent BLUE, LIGHTED
A22NZ-MNA-TGA | 4090 | 665905 | Pushbutton A22NZ Ø22, bezel brushed metal, FLAT, Alternate, CAP COLOR Transparent GREEN, LIGHTED
A22NZ-MNA-TRA | 4090 | 666821 | Pushbutton A22NZ Ø22, bezel brushed metal, FLAT, Alternate, CAP COLOR Transparent RED, LIGHTED
A22NZ-MNA-TWA | 4090 | 662097 | Pushbutton A22NZ Ø22, bezel brushed metal, FLAT, Alternate, CAP COLOR Transparent WHITE, LIGHTED
A22NZ-MNA-TYA | 4090 | 661587 | Pushbutton A22NZ Ø22, bezel brushed metal, FLAT, Alternate, CAP COLOR Transparent YELLOW, LIGHTED
A22NZ-MNA-UAA | 4090 | 660477 | Pushbutton A22NZ Ø22, bezel brushed metal, FLAT, Alternate, CAP COLOR Transparent BLUE,
A22NZ-MNA-UGA | 4090 | 666822 | Pushbutton A22NZ Ø22, bezel brushed metal, FLAT, Alternate, CAP COLOR Transparent GREEN,
A22NZ-MNA-URA | 4090 | 660218 | Pushbutton A22NZ Ø22, bezel brushed metal, FLAT, Alternate, CAP COLOR Transparent RED,
A22NZ-MNA-UWA | 4090 | 666827 | Pushbutton A22NZ Ø22, bezel brushed metal, FLAT, Alternate, CAP COLOR Transparent WHITE,
A22NZ-MNA-UYA | 4090 | 666820 | Pushbutton A22NZ Ø22, bezel brushed metal, FLAT, Alternate, CAP COLOR Transparent YELLOW,
A22NZ-MNM-NAA | 4090 | 663145 | Pushbutton A22NZ Ø22, bezel brushed metal, FLAT, MOMENTARY, CAP COLOR Opaque BLUE,
A22NZ-MNM-NBA | 4090 | 661179 | Pushbutton A22NZ 22 dia., bezel brushed metal, flat, momentary, cap color opaque black
A22NZ-MNM-NGA | 4090 | 664037 | Pushbutton A22NZ 22 dia., bezel brushed metal, flat, momentary, cap color opaque green
A22NZ-MNM-NRA | 4090 | 663381 | Pushbutton A22NZ 22 dia., bezel brushed metal, flat, momentary, cap color opaque red
A22NZ-MNM-NWA | 4090 | 660246 | Pushbutton A22NZ Ø22, bezel brushed metal, FLAT, MOMENTARY, CAP COLOR Opaque WHITE,
A22NZ-MNM-NYA | 4090 | 663134 | Pushbutton A22NZ Ø22, bezel brushed metal, FLAT, MOMENTARY, CAP COLOR Opaque YELLOW,
A22NZ-MNM-TAA | 4090 | 666840 | Pushbutton A22NZ 22 dia., bezel brushed metal, flat, momentary, cap color transparent blue, lighted
A22NZ-MNM-TGA | 4090 | 665935 | Pushbutton A22NZ 22 dia., bezel brushed metal, flat, momentary, cap color transparent green, lighted
A22NZ-MNM-TRA | 4090 | 664982 | Pushbutton A22NZ Ø22, bezel brushed metal, FLAT, MOMENTARY, CAP COLOR Transparent RED, LIGHTED
A22NZ-MNM-TWA | 4090 | 665234 | Pushbutton A22NZ 22 dia., bezel brushed metal, flat, momentary, cap color transparent white, lighted
A22NZ-MNM-TYA | 4090 | 660245 | Pushbutton A22NZ Ø22, bezel brushed metal, FLAT, MOMENTARY, CAP COLOR Transparent YELLOW, LIGHTED
A22NZ-MNM-UAA | 4090 | 664970 | Pushbutton A22NZ Ø22, bezel brushed metal, FLAT, MOMENTARY, CAP COLOR Transparent BLUE,
A22NZ-MNM-UGA | 4090 | 664981 | Pushbutton A22NZ Ø22, bezel brushed metal, FLAT, MOMENTARY, CAP COLOR Transparent GREEN,
A22NZ-MNM-URA | 4090 | 660241 | Pushbutton A22NZ Ø22, bezel brushed metal, FLAT, MOMENTARY, CAP COLOR Transparent RED,
A22NZ-MNM-UWA | 4090 | 663135 | Pushbutton A22NZ Ø22, bezel brushed metal, FLAT, MOMENTARY, CAP COLOR Transparent WHITE,
A22NZ-MNM-UYA | 4090 | 663138 | Pushbutton A22NZ Ø22, bezel brushed metal, FLAT, MOMENTARY, CAP COLOR Transparent YELLOW,
A22NZ-MPA-NAA | 4090 | 662625 | Pushbutton A22NZ Ø22, bezel brushed metal, PROJECTED, Alternate, CAP COLOR Opaque BLUE,
A22NZ-MPA-NBA | 4090 | 664296 | Pushbutton A22NZ Ø22, bezel brushed metal, PROJECTED, Alternate, CAP COLOR Opaque BLACK,
A22NZ-MPA-NGA | 4090 | 664950 | Pushbutton A22NZ Ø22, bezel brushed metal, PROJECTED, Alternate, CAP COLOR Opaque GREEN,
A22NZ-MPA-NRA | 4090 | 661555 | Pushbutton A22NZ Ø22, bezel brushed metal, PROJECTED, Alternate, CAP COLOR Opaque RED,
A22NZ-MPA-NWA | 4090 | 665908 | Pushbutton A22NZ Ø22, bezel brushed metal, PROJECTED, Alternate, CAP COLOR Opaque WHITE,
A22NZ-MPA-NYA | 4090 | 664428 | Pushbutton A22NZ Ø22, bezel brushed metal, PROJECTED, Alternate, CAP COLOR Opaque YELLOW,
A22NZ-MPA-TAA | 4090 | 661558 | Pushbutton A22NZ Ø22, bezel brushed metal, PROJECTED, Alternate, CAP COLOR Transparent BLUE, LIGHTED
A22NZ-MPA-TGA | 4090 | 659727 | Pushbutton A22NZ Ø22, bezel brushed metal, PROJECTED, Alternate, CAP COLOR Transparent GREEN, LIGHTED
A22NZ-MPA-TRA | 4090 | 661556 | Pushbutton A22NZ Ø22, bezel brushed metal, PROJECTED, Alternate, CAP COLOR Transparent RED, LIGHTED
A22NZ-MPA-TWA | 4090 | 665395 | Pushbutton A22NZ Ø22, bezel brushed metal, PROJECTED, Alternate, CAP COLOR Transparent WHITE, LIGHTED
A22NZ-MPA-TYA | 4090 | 667114 | Pushbutton A22NZ Ø22, bezel brushed metal, PROJECTED, Alternate, CAP COLOR Transparent YELLOW, LIGHTED
A22NZ-MPA-UAA | 4090 | 667271 | Pushbutton A22NZ Ø22, bezel brushed metal, PROJECTED, Alternate, CAP COLOR Transparent BLUE,
A22NZ-MPA-UGA | 4090 | 661147 | Pushbutton A22NZ Ø22, bezel brushed metal, PROJECTED, Alternate, CAP COLOR Transparent GREEN,
A22NZ-MPA-URA | 4090 | 666823 | Pushbutton A22NZ Ø22, bezel brushed metal, PROJECTED, Alternate, CAP COLOR Transparent RED,
A22NZ-MPA-UWA | 4090 | 660483 | Pushbutton A22NZ Ø22, bezel brushed metal, PROJECTED, Alternate, CAP COLOR Transparent WHITE,
A22NZ-MPA-UYA | 4090 | 666382 | Pushbutton A22NZ Ø22, bezel brushed metal, PROJECTED, Alternate, CAP COLOR Transparent YELLOW,
A22NZ-MPM-NAA | 4090 | 666347 | Pushbutton A22NZ Ø22, bezel brushed metal, PROJECTED, MOMENTARY, CAP COLOR Opaque BLUE,
A22NZ-MPM-NBA | 4090 | 664044 | Pushbutton A22NZ Ø22, bezel brushed metal, PROJECTED, MOMENTARY, CAP COLOR Opaque BLACK,
A22NZ-MPM-NGA | 4090 | 664042 | Pushbutton A22NZ Ø22, bezel brushed metal, PROJECTED, MOMENTARY, CAP COLOR Opaque GREEN,
A22NZ-MPM-NRA | 4090 | 666348 | Pushbutton A22NZ 22 dia., bezel brushed metal, projected, momentary, cap color opaque red
A22NZ-MPM-NWA | 4090 | 663536 | Pushbutton A22NZ Ø22, bezel brushed metal, PROJECTED, MOMENTARY, CAP COLOR Opaque WHITE,
A22NZ-MPM-NYA | 4090 | 664984 | Pushbutton A22NZ Ø22, bezel brushed metal, PROJECTED, MOMENTARY, CAP COLOR Opaque YELLOW,
A22NZ-MPM-TAA | 4090 | 663526 | Pushbutton A22NZ Ø22, bezel brushed metal, PROJECTED, MOMENTARY, CAP COLOR Transparent BLUE, LIGHTED
A22NZ-MPM-TGA | 4090 | 665943 | Pushbutton A22NZ Ø22, bezel brushed metal, PROJECTED, MOMENTARY, CAP COLOR Transparent GREEN, LIGHTED
A22NZ-MPM-TRA | 4090 | 662575 | Pushbutton A22NZ Ø22, bezel brushed metal, PROJECTED, MOMENTARY, CAP COLOR Transparent RED, LIGHTED
A22NZ-MPM-TWA | 4090 | 662574 | Pushbutton A22NZ Ø22, bezel brushed metal, PROJECTED, MOMENTARY, CAP COLOR Transparent WHITE, LIGHTED
A22NZ-MPM-TYA | 4090 | 664047 | Pushbutton A22NZ Ø22, bezel brushed metal, PROJECTED, MOMENTARY, CAP COLOR Transparent YELLOW, LIGHTED
A22NZ-MPM-UAA | 4090 | 664033 | Pushbutton A22NZ Ø22, bezel brushed metal, PROJECTED, MOMENTARY, CAP COLOR Transparent BLUE,
A22NZ-MPM-UGA | 4090 | 663144 | Pushbutton A22NZ Ø22, bezel brushed metal, PROJECTED, MOMENTARY, CAP COLOR Transparent GREEN,
A22NZ-MPM-URA | 4090 | 662591 | Pushbutton A22NZ Ø22, bezel brushed metal, PROJECTED, MOMENTARY, CAP COLOR Transparent RED,
A22NZ-MPM-UWA | 4090 | 662133 | Pushbutton A22NZ Ø22, bezel brushed metal, PROJECTED, MOMENTARY, CAP COLOR Transparent WHITE,
A22NZ-MPM-UYA | 4090 | 665232 | Pushbutton A22NZ Ø22, bezel brushed metal, PROJECTED, MOMENTARY, CAP COLOR Transparent YELLOW,
A22NZ-RMA-NAA | 4090 | 664297 | Pushbutton A22NZ Ø22, bezel metal, MUSHROOM, Alternate, CAP COLOR Opaque BLUE,
A22NZ-RMA-NBA | 4090 | 661417 | Pushbutton A22NZ Ø22, bezel metal, MUSHROOM, Alternate, CAP COLOR Opaque BLACK,
A22NZ-RMA-NGA | 4090 | 661560 | Pushbutton A22NZ Ø22, bezel metal, MUSHROOM, Alternate, CAP COLOR Opaque GREEN,
A22NZ-RMA-NRA | 4090 | 661648 | Pushbutton A22NZ Ø22, bezel metal, MUSHROOM, Alternate, CAP COLOR Opaque RED,
A22NZ-RMA-NWA | 4090 | 663555 | Pushbutton A22NZ Ø22, bezel metal, MUSHROOM, Alternate, CAP COLOR Opaque WHITE,
A22NZ-RMA-NYA | 4090 | 665513 | Pushbutton A22NZ Ø22, bezel metal, MUSHROOM, Alternate, CAP COLOR Opaque YELLOW,
A22NZ-RMA-TAA | 4090 | 661561 | Pushbutton A22NZ Ø22, bezel metal, MUSHROOM, Alternate, CAP COLOR Transparent BLUE, LIGHTED
A22NZ-RMA-TGA | 4090 | 659781 | Pushbutton A22NZ Ø22, bezel metal, MUSHROOM, Alternate, CAP COLOR Transparent GREEN, LIGHTED
A22NZ-RMA-TRA | 4090 | 661562 | Pushbutton A22NZ 22 dia., bezel metal, mushroom, alternate, cap color transparent red, lighted
A22NZ-RMA-TWA | 4090 | 663649 | Pushbutton A22NZ Ø22, bezel metal, MUSHROOM, Alternate, CAP COLOR Transparent WHITE, LIGHTED
A22NZ-RMA-TYA | 4090 | 662579 | Pushbutton A22NZ Ø22, bezel metal, MUSHROOM, Alternate, CAP COLOR Transparent YELLOW, LIGHTED
A22NZ-RMA-UAA | 4090 | 665511 | Pushbutton A22NZ Ø22, bezel metal, MUSHROOM, Alternate, CAP COLOR Transparent BLUE,
A22NZ-RMA-UGA | 4090 | 665509 | Pushbutton A22NZ Ø22, bezel metal, MUSHROOM, Alternate, CAP COLOR Transparent GREEN,
A22NZ-RMA-URA | 4090 | 665514 | Pushbutton A22NZ Ø22, bezel metal, MUSHROOM, Alternate, CAP COLOR Transparent RED,
A22NZ-RMA-UWA | 4090 | 664298 | Pushbutton A22NZ Ø22, bezel metal, MUSHROOM, Alternate, CAP COLOR Transparent WHITE,
A22NZ-RMA-UYA | 4090 | 664465 | Pushbutton A22NZ Ø22, bezel metal, MUSHROOM, Alternate, CAP COLOR Transparent YELLOW,
A22NZ-RMM-NAA | 4090 | 662146 | Pushbutton A22NZ Ø22, bezel metal, MUSHROOM, MOMENTARY, CAP COLOR Opaque BLUE,
A22NZ-RMM-NBA | 4090 | 661185 | Pushbutton A22NZ Ø22, bezel metal, MUSHROOM, MOMENTARY, CAP COLOR Opaque BLACK,
A22NZ-RMM-NGA | 4090 | 664059 | Pushbutton A22NZ Ø22, bezel metal, MUSHROOM, MOMENTARY, CAP COLOR Opaque GREEN,
A22NZ-RMM-NRA | 4090 | 664998 | Pushbutton A22NZ Ø22, bezel metal, MUSHROOM, MOMENTARY, CAP COLOR Opaque RED,
A22NZ-RMM-NWA | 4090 | 665955 | Pushbutton A22NZ Ø22, bezel metal, MUSHROOM, MOMENTARY, CAP COLOR Opaque WHITE,
A22NZ-RMM-NYA | 4090 | 663155 | Pushbutton A22NZ Ø22, bezel metal, MUSHROOM, MOMENTARY, CAP COLOR Opaque YELLOW,
A22NZ-RMM-TAA | 4090 | 666819 | Pushbutton A22NZ Ø22, bezel metal, MUSHROOM, MOMENTARY, CAP COLOR Transparent BLUE, LIGHTED
A22NZ-RMM-TGA | 4090 | 661187 | Pushbutton A22NZ Ø22, bezel metal, MUSHROOM, MOMENTARY, CAP COLOR Transparent GREEN, LIGHTED
A22NZ-RMM-TRA | 4090 | 662147 | Pushbutton A22NZ Ø22, bezel metal, MUSHROOM, MOMENTARY, CAP COLOR Transparent RED, LIGHTED
A22NZ-RMM-TWA | 4090 | 664058 | Pushbutton A22NZ Ø22, bezel metal, MUSHROOM, MOMENTARY, CAP COLOR Transparent WHITE, LIGHTED
A22NZ-RMM-TYA | 4090 | 663157 | Pushbutton A22NZ Ø22, bezel metal, MUSHROOM, MOMENTARY, CAP COLOR Transparent YELLOW, LIGHTED
A22NZ-RMM-UAA | 4090 | 663159 | Pushbutton A22NZ Ø22, bezel metal, MUSHROOM, MOMENTARY, CAP COLOR Transparent BLUE,
A22NZ-RMM-UGA | 4090 | 661188 | Pushbutton A22NZ Ø22, bezel metal, MUSHROOM, MOMENTARY, CAP COLOR Transparent GREEN,
A22NZ-RMM-URA | 4090 | 666859 | Pushbutton A22NZ Ø22, bezel metal, MUSHROOM, MOMENTARY, CAP COLOR Transparent RED,
A22NZ-RMM-UWA | 4090 | 665954 | Pushbutton A22NZ Ø22, bezel metal, MUSHROOM, MOMENTARY, CAP COLOR Transparent WHITE,
A22NZ-RMM-UYA | 4090 | 660252 | Pushbutton A22NZ Ø22, bezel metal, MUSHROOM, MOMENTARY, CAP COLOR Transparent YELLOW,
A22NZ-RNA-NAA | 4090 | 666443 | Pushbutton A22NZ Ø22, bezel metal, FLAT, Alternate, CAP COLOR Opaque BLUE,
A22NZ-RNA-NBA | 4090 | 661680 | Pushbutton A22NZ Ø22, bezel metal, FLAT, Alternate, CAP COLOR Opaque BLACK,
A22NZ-RNA-NGA | 4090 | 660225 | Pushbutton A22NZ Ø22, bezel metal, FLAT, Alternate, CAP COLOR Opaque GREEN,
A22NZ-RNA-NRA | 4090 | 667269 | Pushbutton A22NZ Ø22, bezel metal, FLAT, Alternate, CAP COLOR Opaque RED,
A22NZ-RNA-NWA | 4090 | 664429 | Pushbutton A22NZ Ø22, bezel metal, FLAT, Alternate, CAP COLOR Opaque WHITE,
A22NZ-RNA-NYA | 4090 | 665396 | Pushbutton A22NZ Ø22, bezel metal, FLAT, Alternate, CAP COLOR Opaque YELLOW,
A22NZ-RNA-TAA | 4090 | 660695 | Pushbutton A22NZ Ø22, bezel metal, FLAT, Alternate, CAP COLOR Transparent BLUE, LIGHTED
A22NZ-RNA-TGA | 4090 | 663586 | Pushbutton A22NZ Ø22, bezel metal, FLAT, Alternate, CAP COLOR Transparent GREEN, LIGHTED
A22NZ-RNA-TRA | 4090 | 665510 | Pushbutton A22NZ Ø22, bezel metal, FLAT, Alternate, CAP COLOR Transparent RED, LIGHTED
A22NZ-RNA-TWA | 4090 | 660798 | Pushbutton A22NZ Ø22, bezel metal, FLAT, Alternate, CAP COLOR Transparent WHITE, LIGHTED
A22NZ-RNA-TYA | 4090 | 659780 | Pushbutton A22NZ Ø22, bezel metal, FLAT, Alternate, CAP COLOR Transparent YELLOW, LIGHTED
A22NZ-RNA-UAA | 4090 | 664566 | Pushbutton A22NZ Ø22, bezel metal, FLAT, Alternate, CAP COLOR Transparent BLUE,
A22NZ-RNA-UGA | 4090 | 665249 | Pushbutton A22NZ Ø22, bezel metal, FLAT, Alternate, CAP COLOR Transparent GREEN,
A22NZ-RNA-URA | 4090 | 660746 | Pushbutton A22NZ Ø22, bezel metal, FLAT, Alternate, CAP COLOR Transparent RED,
A22NZ-RNA-UWA | 4090 | 666470 | Pushbutton A22NZ Ø22, bezel metal, FLAT, Alternate, CAP COLOR Transparent WHITE,
A22NZ-RNA-UYA | 4090 | 665432 | Pushbutton A22NZ Ø22, bezel metal, FLAT, Alternate, CAP COLOR Transparent YELLOW,
A22NZ-RNM-NAA | 4090 | 664996 | Pushbutton A22NZ Ø22, bezel metal, FLAT, MOMENTARY, CAP COLOR Opaque BLUE,
A22NZ-RNM-NBA | 4090 | 662144 | Pushbutton A22NZ Ø22, bezel metal, FLAT, MOMENTARY, CAP COLOR Opaque BLACK,
A22NZ-RNM-NGA | 4090 | 663146 | Pushbutton A22NZ Ø22, bezel metal, FLAT, MOMENTARY, CAP COLOR Opaque GREEN,
A22NZ-RNM-NRA | 4090 | 661180 | Pushbutton A22NZ Ø22, bezel metal, FLAT, MOMENTARY, CAP COLOR Opaque RED,
A22NZ-RNM-NWA | 4090 | 666855 | Pushbutton A22NZ Ø22, bezel metal, FLAT, MOMENTARY, CAP COLOR Opaque WHITE,
A22NZ-RNM-NYA | 4090 | 661183 | Pushbutton A22NZ Ø22, bezel metal, FLAT, MOMENTARY, CAP COLOR Opaque YELLOW,
A22NZ-RNM-TAA | 4090 | 664995 | Pushbutton A22NZ Ø22, bezel metal, FLAT, MOMENTARY, CAP COLOR Transparent BLUE, LIGHTED
A22NZ-RNM-TGA | 4090 | 662151 | Pushbutton A22NZ Ø22, bezel metal, FLAT, MOMENTARY, CAP COLOR Transparent GREEN, LIGHTED
A22NZ-RNM-TRA | 4090 | 666856 | Pushbutton A22NZ Ø22, bezel metal, FLAT, MOMENTARY, CAP COLOR Transparent RED, LIGHTED
A22NZ-RNM-TWA | 4090 | 664056 | Pushbutton A22NZ Ø22, bezel metal, FLAT, MOMENTARY, CAP COLOR Transparent WHITE, LIGHTED
A22NZ-RNM-TYA | 4090 | 664986 | Pushbutton A22NZ Ø22, bezel metal, FLAT, MOMENTARY, CAP COLOR Transparent YELLOW, LIGHTED
A22NZ-RNM-UAA | 4090 | 662141 | Pushbutton A22NZ Ø22, bezel metal, FLAT, MOMENTARY, CAP COLOR Transparent BLUE,
A22NZ-RNM-UGA | 4090 | 660254 | Pushbutton A22NZ Ø22, bezel metal, FLAT, MOMENTARY, CAP COLOR Transparent GREEN,
A22NZ-RNM-URA | 4090 | 662136 | Pushbutton A22NZ Ø22, bezel metal, FLAT, MOMENTARY, CAP COLOR Transparent RED,
A22NZ-RNM-UWA | 4090 | 663151 | Pushbutton A22NZ Ø22, bezel metal, FLAT, MOMENTARY, CAP COLOR Transparent WHITE,
A22NZ-RNM-UYA | 4090 | 665947 | Pushbutton A22NZ Ø22, bezel metal, FLAT, MOMENTARY, CAP COLOR Transparent YELLOW,
A22NZ-RPA-NAA | 4090 | 661559 | Pushbutton A22NZ Ø22, bezel metal, PROJECTED, Alternate, CAP COLOR Opaque BLUE,
A22NZ-RPA-NBA | 4090 | 664431 | Pushbutton A22NZ Ø22, bezel metal, PROJECTED, Alternate, CAP COLOR Opaque BLACK,
A22NZ-RPA-NGA | 4090 | 660722 | Pushbutton A22NZ Ø22, bezel metal, PROJECTED, Alternate, CAP COLOR Opaque GREEN,
A22NZ-RPA-NRA | 4090 | 666469 | Pushbutton A22NZ Ø22, bezel metal, PROJECTED, Alternate, CAP COLOR Opaque RED,
A22NZ-RPA-NWA | 4090 | 665475 | Pushbutton A22NZ Ø22, bezel metal, PROJECTED, Alternate, CAP COLOR Opaque WHITE,
A22NZ-RPA-NYA | 4090 | 665250 | Pushbutton A22NZ Ø22, bezel metal, PROJECTED, Alternate, CAP COLOR Opaque YELLOW,
A22NZ-RPA-TAA | 4090 | 660747 | Pushbutton A22NZ 22 dia., bezel metal, projected, alternate, cap color transparent blue, lighted
A22NZ-RPA-TGA | 4090 | 660780 | Pushbutton A22NZ 22 dia., bezel metal, projected, alternate, cap color transparent green, lighted
A22NZ-RPA-TOA | 4090 | 688769 | Operation unit, Round projection type, Orange, Transparent, Brushed metal (Round), Lighted, Alternate
A22NZ-RPA-TRA | 4090 | 667275 | Pushbutton A22NZ 22 dia., bezel metal, projected, alternate, cap color transparent red, lighted
A22NZ-RPA-TWA | 4090 | 666374 | Pushbutton A22NZ 22 dia., bezel metal, projected, alternate, cap color transparent white, lighted
A22NZ-RPA-TYA | 4090 | 662661 | Pushbutton A22NZ 22 dia., bezel metal, projected, alternate, cap color transparent yellow, lighted
A22NZ-RPA-UAA | 4090 | 660687 | Pushbutton A22NZ Ø22, bezel metal, PROJECTED, Alternate, CAP COLOR Transparent BLUE,
A22NZ-RPA-UGA | 4090 | 663530 | Pushbutton A22NZ Ø22, bezel metal, PROJECTED, Alternate, CAP COLOR Transparent GREEN,
A22NZ-RPA-URA | 4090 | 667123 | Pushbutton A22NZ Ø22, bezel metal, PROJECTED, Alternate, CAP COLOR Transparent RED,
A22NZ-RPA-UWA | 4090 | 661681 | Pushbutton A22NZ Ø22, bezel metal, PROJECTED, Alternate, CAP COLOR Transparent WHITE,
A22NZ-RPA-UYA | 4090 | 662682 | Pushbutton A22NZ Ø22, bezel metal, PROJECTED, Alternate, CAP COLOR Transparent YELLOW,
A22NZ-RPM-NAA | 4090 | 664052 | Pushbutton A22NZ Ø22, bezel metal, PROJECTED, MOMENTARY, CAP COLOR Opaque BLUE,
A22NZ-RPM-NBA | 4090 | 661181 | Pushbutton A22NZ Ø22, bezel metal, PROJECTED, MOMENTARY, CAP COLOR Opaque BLACK,
A22NZ-RPM-NGA | 4090 | 662142 | Pushbutton A22NZ Ø22, bezel metal, PROJECTED, MOMENTARY, CAP COLOR Opaque GREEN,
A22NZ-RPM-NRA | 4090 | 664985 | Pushbutton A22NZ Ø22, bezel metal, PROJECTED, MOMENTARY, CAP COLOR Opaque RED,
A22NZ-RPM-NWA | 4090 | 661182 | Pushbutton A22NZ Ø22, bezel metal, PROJECTED, MOMENTARY, CAP COLOR Opaque WHITE,
A22NZ-RPM-NYA | 4090 | 664991 | Pushbutton A22NZ Ø22, bezel metal, PROJECTED, MOMENTARY, CAP COLOR Opaque YELLOW,
A22NZ-RPM-TAA | 4090 | 665951 | Pushbutton A22NZ 22 dia., bezel metal, projected, momentary, cap color transparent blue, lighted
A22NZ-RPM-TGA | 4090 | 664051 | Pushbutton A22NZ 22 dia., bezel metal, projected, momentary, cap color transparent green, lighted
A22NZ-RPM-TRA | 4090 | 664055 | Pushbutton A22NZ 22 dia., bezel metal, projected, momentary, cap color transparent red, lighted
A22NZ-RPM-TWA | 4090 | 666858 | Pushbutton A22NZ 22 dia., bezel metal, projected, momentary, cap color transparent white, lighted
A22NZ-RPM-TYA | 4090 | 666862 | Pushbutton A22NZ 22 dia., bezel metal, projected, momentary, cap color transparent yellow, lighted
A22NZ-RPM-UAA | 4090 | 664057 | Pushbutton A22NZ Ø22, bezel metal, PROJECTED, MOMENTARY, CAP COLOR Transparent BLUE,
A22NZ-RPM-UGA | 4090 | 666857 | Pushbutton A22NZ Ø22, bezel metal, PROJECTED, MOMENTARY, CAP COLOR Transparent GREEN,
A22NZ-RPM-URA | 4090 | 660255 | Pushbutton A22NZ Ø22, bezel metal, PROJECTED, MOMENTARY, CAP COLOR Transparent RED,
A22NZ-RPM-UWA | 4090 | 663153 | Pushbutton A22NZ Ø22, bezel metal, PROJECTED, MOMENTARY, CAP COLOR Transparent WHITE,
A22NZ-RPM-UYA | 4090 | 662145 | Pushbutton A22NZ Ø22, bezel metal, PROJECTED, MOMENTARY, CAP COLOR Transparent YELLOW,
A22NZ-S-G1A | 1755 | 667274 | Pushbutton A22NZ, Contact Block SPST-NO (blue)
A22NZ-S-G1B | 1755 | 661432 | Pushbutton A22NZ, Contact Block SPST-NC (orange)
A22NZ-S-P1A | 1921 | 672599 | A22N Contact blocks, SPST-NO, push-in terminal
A22NZ-S-P1B | 1921 | 672624 | A22N Contact blocks, SPST-NC, push-in terminal
A22NZ-S-P2A | 4382 | 672593 | A22N Contact blocks, DPST-NO, push-in terminal
A22NZ-S-P2B | 4382 | 672587 | A22N contact blocks, DPST-NC, push-in terminal
A22NZ-S-P2C | 4382 | 672619 | A22N Contact blocks, SPST-NO + SPST-NC, push-in terminal
A22NZ-T-AP | 2690 | 672753 | A22N Lighting Units, 6 VDC, push-in terminal
A22NZ-T-B | 1755 | 662692 | Pushbutton accessory A22NZ, Lighting Unit 12 VAC/VDC
A22NZ-T-BP | 4298 | 672590 | A22N Lighting Units, 12 VAC/DC, push-in terminal
A22NZ-T-C | 1755 | 665524 | Pushbutton accessory A22NZ, Lighting Unit 24 VAC/VDC
A22NZ-T-CP | 2690 | 672613 | A22N Lighting Units, 24 VAC/DC, push-in terminal
A22NZ-T-D | 1755 | 662691 | Pushbutton accessory A22NZ, Lighting Unit 100/110/120 VAC
A22NZ-T-DP | 4836 | 672600 | A22N Lighting Units, 100/110/120 VAC, push-in terminal
A22NZ-T-E | 1755 | 662693 | Pushbutton accessory A22NZ, Lighting Unit 200/220/230 VAC
A22NZ-T-EP | 4836 | 672620 | A22N Lighting Units, 200/220/230/240 VAC, push-in terminal
A22S-3MA | 3455 | 168584
A22-SA | 3188 | 160931 | Pushbutton, 40mm dia. mushroom type, non-illuminated, red
A22-SB | 3167 | 153208 | Pushbutton, 30mm dia. mushroom type, non-illuminated, black
A22S-C2A | 3442 | 153297
A22S-C2M | 3442 | 154429 | Knob-type selector switch (Assembled), Long lever Cylindrical type (22/25 mm dia.), Non-lighted, Resetting mechanism Manual, 2 notches
A22S-C2M-11 | 6970 | 141406
A22S-C3A | 3780 | 155248
A22S-C3M | 3877 | 141545
A22-SG | 3101 | 157748 | Pushbutton, 30mm dia. mushroom type, non-illuminated, green
A22-SG-11M | 5585 | 161878
A22-SR | 2903 | 150957 | Pushbutton, 30 mm dia. mushroom type, non-illuminated, red
A22-SW | 3188 | 143401 | Pushbutton, 30mm dia. mushroom type, non-illuminated, white
A22-SY | 3188 | 160932 | Pushbutton, 30mm dia. mushroom type, non-illuminated, yellow
A22-T1 | 4025 | 160857 | Lamp socket, transformer illumination, 110 VAC
A22-T2 | 3706 | 144457 | Lamp socket, transformer illumination, 220 VAC
A22TK-2LL-03-01 | 51250 | 308691
A22TK-2LL-03-02 | 56950 | 308715
A22TK-2LL-03-K01 | 53500 | 308694
A22TK-2LL-03-K02 | 59150 | 308718
A22TK-2LL-11-K01 | 53500 | 675053 | Safety Key Selector Switch, Operation Unit 2LL, SPST-NO/SPST-NC, Key 01
A22TK-2LL-11-K01-SJ | 53500 | 671532 | Key-type selector switch with direct opening mechanism, NO/NC contact configuration, Key hold position fuction
A22TK-2LL-12-01 | 51250 | 308689
A22TK-2LL-12-02 | 56950 | 308713
A22TK-2LL-12-K01 | 53500 | 308692 | Safety Key Selector Switch, Operation Unit 2LL, DPST-NC + SPST-NO, Key 01
A22TK-2LL-12-K02 | 59150 | 308716 | Safety Key Selector Switch, Operation Unit 2LL, DPST-NC + SPST-NO, Key 02
A22TK-2LL-12-K03 | 50850 | 399927 | Safety Key Selector Switch, Operation Unit 2LL, DPST-NC + SPST-NO, Key 03
A22TK-2LL-12-K04 | 24710 | 702954 | Safety Key Selector Switch, Operation Unit 2LL, DPST-NC + SPST-NO, Key 04
A22TK-2LL-12-K05 | 50750 | 668923 | Safety Key Selector Switch, Operation Unit 2LL, DPST-NC + SPST-NO, Key 05
A22TK-2LL-12-K06 | 50750 | 668922 | Safety Key Selector Switch, Operation Unit 2LL, DPST-NC + SPST-NO, Key 06
A22TK-2LL-12-K07 | 50750 | 670560 | Safety Key Selector Switch, Operation Unit 2LL, DPST-NC + SPST-NO, Key 07
A22TK-2LL-12-K08 | 49730 | 673609 | Safety Key Selector Switch, Operation Unit 2LL, DPST-NC + SPST-NO, Key 08
A22TK-2LL-12-K09 | 49730 | 673610 | Safety Key Selector Switch, Operation Unit 2LL, DPST-NC + SPST-NO, Key 09
A22TK-2LL-12-K10 | 49730 | 673611 | Safety Key Selector Switch, Operation Unit 2LL, DPST-NC + SPST-NO, Key 10
A22TK-2LL-21-01 | 51250 | 308690
A22TK-2LL-21-02 | 56950 | 308714
A22TK-2LL-21-K01 | 53500 | 308693
A22TK-2LL-21-K02 | 59150 | 308717
A22TK-2LR-03-01 | 51250 | 308697
A22TK-2LR-03-02 | 56950 | 308721
A22TK-2LR-03-K01 | 53500 | 308700
A22TK-2LR-03-K01-SJ | 68750 | 683914 | A22TK-2LR-03-K01-SJ
A22TK-2LR-03-K02 | 59150 | 308724
A22TK-2LR-11-K01 | 22520 | 690566 | Safety Key Selector Switch, Operation Unit 2LR, SPST-NO + SPST-NC, Key 01
A22TK-2LR-12-01 | 51250 | 308695
A22TK-2LR-12-02 | 56950 | 308719
A22TK-2LR-12-K01 | 53500 | 308698 | Safety Key Selector Switch, Operation Unit 2LR, Key 01
A22TK-2LR-12-K01-SJ | 58050 | 701035 | Safety Key Selector Switch, Operation Unit 2LR, DPST-NC + SPST-NO, Key 01, Key hold position function
A22TK-2LR-12-K02 | 59150 | 308722 | Safety Key Selector Switch, Operation Unit 2LR, Key 02
A22TK-2LR-21-01 | 51250 | 308696
A22TK-2LR-21-02 | 56950 | 308720
A22TK-2LR-21-K01 | 53500 | 308699
A22TK-2LR-21-K02 | 59150 | 308723
A22TK-2RL-03-01 | 51250 | 308703
A22TK-2RL-03-02 | 56950 | 308727
A22TK-2RL-03-K01 | 53500 | 308706
A22TK-2RL-03-K02 | 59150 | 308730
A22TK-2RL-11-K01 | 53550 | 690524 | Safety Key Selector Switch, Operation Unit 2RL, DPST-NO/NC, Key 01
A22TK-2RL-12-01 | 51250 | 308701
A22TK-2RL-12-02 | 56950 | 308725
A22TK-2RL-12-K01 | 53500 | 308704 | Safety Key Selector Switch, Operation Unit 2RL, DPST-NC + SPST-NO, Key 01
A22TK-2RL-12-K01-SJ | 75500 | 692808 | Safety Key Selector Switch, Operation Unit 2RL, DPST-NC + SPST-NO, Key 01, Key hold position function
A22TK-2RL-12-K02 | 59150 | 308728
A22TK-2RL-12-K04 | 54300 | 392701 | Safety Key Selector Switch, Operation Unit 2RL, DPST-NC + SPST-NO, Key 04
A22TK-2RL-21-01 | 51250 | 308702
A22TK-2RL-21-02 | 56950 | 308726
A22TK-2RL-21-K01 | 53500 | 308705
A22TK-2RL-21-K02 | 59150 | 308729
A22TK-2RL-21-K09 | 51950 | 382270 | Safety Key Selector Switch, Operation Unit 2RL, DPST-NO + SPST-NC, Key 9
A22TK-2RL-21-K10 | 51950 | 382271 | Safety Key Selector Switch, Operation Unit 2RL, DPST-NO + SPST-NC, Key 10
A22TK-2RL-21-K11 | 51950 | 382272 | Safety Key Selector Switch, Operation Unit 2RL, DPST-NO + SPST-NC, Key 11
A22TK-2RL-21-K12 | 51950 | 382273 | Safety Key Selector Switch, Operation Unit 2RL, DPST-NO + SPST-NC, Key 12
A22TK-2RL-21-K13 | 51950 | 382274 | Safety Key Selector Switch, Operation Unit 2RL, DPST-NO + SPST-NC, Key 13
A22TK-2RR-03-01 | 51250 | 308709
A22TK-2RR-03-02 | 56950 | 308733
A22TK-2RR-03-K01 | 53500 | 308712
A22TK-2RR-03-K02 | 59150 | 308736
A22TK-2RR-12-01 | 51250 | 308707
A22TK-2RR-12-02 | 56950 | 308731
A22TK-2RR-12-K01 | 53500 | 308710
A22TK-2RR-12-K02 | 59150 | 308734
A22TK-2RR-21-01 | 51250 | 308708
A22TK-2RR-21-02 | 56950 | 308732
A22TK-2RR-21-K01 | 53500 | 308711
A22TK-2RR-21-K02 | 59150 | 308735
A22-TN | 908.5 | 160858 | Lamp socket, direct lighting
A22-TR | 1453 | 160895 | Pushbutton, 22 mm projection type, non-illuminated, red
A22Z-3003 | 704.5 | 148771 | Three-throw spacer for non-lighted switch units
A22Z-30TA | 596.5 | 142185
A22Z-30TG | 596.5 | 160875
A22Z-30TR | 596.5 | 160876
A22Z-30TW | 534.5 | 157746
A22Z-30TY | 596.5 | 160877
A22Z-3320 | 500.5 | 160847 | Legend plate, standard size, without legend plate
A22Z-3321 | 684 | 144455 | Legend Plate Frames (Assembled), With Snap-in Legend Plate (without text) White
A22Z-3322 | 684 | 160848
A22Z-3323 | 652 | 160859 | Legend plate, standard size, with legend plate
A22Z-3330 | 582 | 144456 | Legend plate, large size, without legend plate
A22Z-3331 | 788.5 | 150950 | Legend plate, large size, with white legend plate
A22Z-3332 | 871 | 160849
A22Z-3333 | 770.5 | 149851 | Accessories, big shield carrier, with inscription plate, black
A22Z-3360 | 652 | 152129 | Lock ring
A22Z-3380 | 718.5 | 160888 | Security bracket, lever stopper, for A22E emergency stop switch
A22Z-3443B | 722 | 160852 | Legend plate, standard size, without text, black
A22Z-3443B-1 | 938 | 160882 | Legend plate, standard size, white text on black background 'I'
A22Z-3443B-10 | 1021 | 160887 | Legend plate, standard size, white text on black background 'OFF-ON'
A22Z-3443B-3 | 938 | 145657 | Legend plate, standard size, white text on black background 'START'
A22Z-3443B-5 | 901 | 160883 | Legend plate, standard size, white text on black background 'ON'
A22Z-3443B-6 | 938 | 160884 | Legend plate, standard size, white text on black background 'OFF'
A22Z-3443B-7 | 938 | 160885 | Legend plate, standard size, white text on black background 'UP'
A22Z-3443B-8 | 938 | 160886 | Legend plate, standard size, white text on black background 'DOWN'
A22Z-3443B-9 | 938 | 150952 | Legend plate, standard size, white text on black background 'POWER ON'
A22Z-3443C | 684 | 160853 | Legend plate, standard size, without text, transparent
A22Z-3443R | 722 | 160854 | Legend plate, standard size, without text, red
A22Z-3443R-2 | 938 | 160880 | Legend plate, standard size, white text on red background 'O'
A22Z-3443R-4 | 938 | 160881 | Legend plate, standard size, white text on red background 'STOP'
A22Z-3443W | 684 | 160855 | Legend plate, standard size, without text, white
A22Z-3453B | 722 | 160856 | Legend plate, large size, without text, black
A22Z-3453C | 668 | 147770 | Legend plate, large size, without text, transparent
A22Z-3453R | 722 | 147771 | Legend plate, large size, without text, red
A22Z-3453W | 668 | 105656 | Legend plate, large size, without text, white
A22Z-3460 | 810.5 | 160862 | A22 pushbutton character film, blank
A22Z-3460-1 | 893.5 | 104124 | A22 pushbutton character film, ¦
A22Z-3460-2 | 908.5 | 160863 | A22 pushbutton character film, m
A22Z-3460-3 | 855.5 | 160864 | A22 pushbutton character film, START
A22Z-3460-4 | 939.5 | 160865 | A22 pushbutton character film, STOP
A22Z-3466-1 | 1990 | 160837 | Legend plate, emergency stop, 60 mm dia., round, yellow
A22Z-3466-2 | 1985 | 669853 | Legend plate, emergency OFF, 60mm dia, round, yellow
A22Z-3476-1 | 1990 | 150949 | Legend plate, emergency stop, 90mm dia, round, yellow
A22Z-3500-1 | 2138 | 160867 | Cable gland, applicable cable diameter 7 to 9 mm
A22Z-3500-2 | 2138 | 160868 | Cable gland, applicable cable diameter 9 to 11 mm
A22Z-3530 | 1624 | 160838 | Round plug hole
A22Z-3580 | 871 | 160860 | Metallic bezel rings for flat or projection models
A22Z-3582 | 1053 | 160861 | A22 pushbutton bezel ring, metal, full guard
A22Z-3600F | 1591 | 160850 | Sealing caps for flat models
A22Z-3600G | 1689 | 160851 | Sealing caps for full guard models
A22Z-3600T | 1737 | 147769 | Sealing caps for projection models
A22Z-3700 | 5935 | 183977 | Protective cover
A22Z-3901 | 1386 | 160840 | Accessories, lamp extractor
A22Z-3905 | 6150 | 160841 | Tightening wrench
A22Z-3908 | 1720 | 150951 | Cap Tightening Tool, to replace the caps on flat, projected, and fullguard Pushbutton Switches
A22Z-A30 | 620.5 | 151373 | Adapter ring to mount 22 mm switch into 30 mm panel hole, resin
A22Z-B101 | 10270 | 160842 | Control box enclosure, one hole
A22Z-B101Y | 10840 | 160843 | Control box enclosure, one hole, yellow, for emergency stop
A22Z-B102 | 16030 | 160844 | Control box enclosure, two holes
A22Z-B103 | 27390 | 160845 | Control box enclosure, three holes
A22Z-B201 | 10270 | 160878 | Control boxes (assembled), one hole
A22Z-B201Y | 11660 | 147772 | Control Boxes (Assembled), One hole, yellow box (for emergency stop)
A22Z-B202 | 17010 | 160879 | Control box enclosure, two holes
A22Z-B203 | 27390 | 157747 | Control Boxes (Assembled), Three holes
A22Z-EG1 | 11480 | 224501 | E-stop shroud, EMERGENCY OFF legend included.
A22Z-EG10 | 9015 | 351868 | E-stop shroud, EMERGENCY OFF legend not included.
A22Z-EG10-W | 11310 | 351869 | E-stop Shroud for EMS, White
A22Z-EG2 | 10990 | 234627 | E-Stop Shroud yellow
A22Z-EG21 | 12040 | 234628 | E-stop Shroud, Yellow, including one spacer
A22Z-EG22 | 13080 | 234626 | E-Stop shroud
A22Z-EG3 | 10770 | 673381 | E-stop Shroud for Emergency OFF "EMO", Yellow
A22Z-R25 | 101.5 | 160846
A2W-AT2.5-WC1 | 10110 | 685518 | High-sensitivity magnetic base antenna for A2W Master unit receiver, cable length 2.5 m
A2W-H-WC1 | 10260 | 688838 | Holder for Wireless Mushroom/Full guard button
A2W-RBN-WC1 EU | 86000 | 685476 | Master unit receiver, EU frequency 868.3 MHz, 8 NPN transistor outputs, 24 VDC
A2W-RBP-WC1 EU | 86000 | 685474 | Master unit receiver, EU frequency 868.3 MHz, 8 PNP transistor outputs, 24 VDC
A2W-S-WC1 | 11110 | 687091 | Slave button strap for A2W pushbutton
A2W-TB-WC1 EU1AB | 60550 | 685466 | Wireless Mushroom button, dia. 40 mm, EU frequency 868.3 MHz, Button/flange colors blue-black
A2W-TB-WC1 EU1BB | 61500 | 688933 | Wireless Mushroom button, dia. 40 mm, EU Frequency 868.3 MHz, Button/flange colors black-black
A2W-TB-WC1 EU1BR | 60550 | 685461 | Wireless Mushroom button, dia. 40 mm, EU Frequency 868.3 MHz, Button/flange colors black-red
A2W-TB-WC1 EU1BY | 60550 | 685469 | Wireless Mushroom button, dia. 40 mm, EU frequency 868.3 MHz, Button/flange colors black-yellow
A2W-TB-WC1 EU1GB | 60550 | 685464 | Wireless Mushroom button, dia. 40 mm, EU frequency 868.3 MHz, Button/flange colors green-black
A2W-TB-WC1 EU1RB | 60550 | 685472 | Wireless Mushroom button, dia. 40 mm, EU frequency 868.3 MHz, Button/flange colors red-black
A2W-TB-WC1 EU1WB | 60550 | 685473 | Wireless Mushroom button, dia. 40 mm, EU frequency 868.3 MHz, Button/flange colors white-black
A2W-TB-WC1 EU1YB | 60550 | 685465 | Wireless Mushroom button, dia. 40 mm, EU frequency 868.3 MHz, Button/flange colors yellow-black
A2W-TB-WC1 EU2AB | 58050 | 685471 | Wireless Full guard button, dia. 34.4 mm, EU frequency 868.3 MHz, Button/flange colors blue-black
A2W-TB-WC1 EU2BB | 58050 | 687789 | Wireless Full guard button, dia. 34.4 mm, EU frequency 868.3 MHz, Button/flange colors black-black
A2W-TB-WC1 EU2BR | 58050 | 685468 | Wireless Full guard button, dia. 34.4 mm, EU frequency 868.3 MHz, Button/flange colors black-red
A2W-TB-WC1 EU2BY | 58050 | 685475 | Wireless Full guard button, dia. 34.4 mm, EU frequency 868.3 MHz, Button/flange colors black-yellow
A2W-TB-WC1 EU2GB | 58050 | 685463 | Wireless Full guard button, dia. 34.4 mm, EU frequency 868.3 MHz, Button/flange colors green-black
A2W-TB-WC1 EU2RB | 58050 | 685462 | Wireless Full guard button, dia. 34.4 mm, EU frequency 868.3 MHz, Button/flange colors red-black
A2W-TB-WC1 EU2WB | 58050 | 685467 | Wireless Full guard button, dia. 34.4 mm, EU frequency 868.3 MHz, Button/flange colors white-black
A2W-TB-WC1 EU2YB | 58050 | 685470 | Wireless Full guard button, dia. 34.4 mm, EU frequency 868.3 MHz, Button/flange colors yellow-black
A30NZ-2MM-NBA | 4044 | 690361 | Knob type A30NZ Ø30 mm, bezel brushed metal, Non-lighted, Black, 2 notches, Manual reset
A30NZ-3MB-NBA | 4037 | 669070 | Pushbutton A30NZ Ø30 mm, subassembly selector part, bezel brushed metal, 3-positions manual, Opaque black
A30NZ-3MM-NBA | 4044 | 690362 | Knob type A30NZ Ø30 mm, bezel brushed metal, Non-lighted, Black, 3 notches, Manual reset
A30NZ-MNM-NBA | 4905 | 667866 | Pushbutton A30NZ Ø30 mm, bezel brushed metal, FLAT, MOMENTARY, CAP COLOR Opaque BLACK,
A30NZ-MNM-TAA | 4905 | 667865 | Pushbutton A30NZ Ø30 mm, bezel brushed metal, FLAT, MOMENTARY, CAP COLOR Transparent BLUE, LIGHTED
A30NZ-MNM-TGA | 4248 | 669069 | Pushbutton A30NZ Ø30 mm, bezel brushed metal, FLAT, MOMENTARY, CAP COLOR Transparent Green
A30NZ-MNM-TRA | 4248 | 669068 | Pushbutton A30NZ Ø30 mm, bezel brushed metal, FLAT, MOMENTARY, CAP COLOR Transparent Red
A30NZ-MNM-TWA | 4904 | 690379 | Pushbutton A30NZ Ø30 mm, bezel brushed metal, FLAT, MOMENTARY, CAP COLOR Transparent White, LIGHTED
A30NZ-MNM-TYA | 4904 | 690380 | Pushbutton A30NZ Ø30 mm, bezel brushed metal, FLAT, MOMENTARY, CAP COLOR Transparent Yellow, LIGHTED
A3A-200 | 89.2 | 152186
A3A-211 | 212.4 | 141306 | Flange and leaf spring, black, square, for A3A switches
A3A-212 | 210.4 | 141307
A3A-221 | 185.4 | 104257 | Flange and leaf spring, black, round, for A3A switches
A3A-222 | 205.2 | 141308
A3A-241 | 118 | 168021
A3A-251 | 89.2 | 105685
A3AA-90A1-00EG | 4985 | 141265
A3AA-90K1-00A | 2141 | 141195
A3AA-90K1-00B | 1884 | 141196
A3AA-90K1-00EG | 3931 | 141200 | Compact Pushbutton, illuminated, square, momentary, SPST-NO, solder terminal, green LED
A3AA-90K1-00ER | 3931 | 141201 | Compact Pushbutton, illuminated, square, momentary, SPST-NO, solder terminal, red LED
A3AA-90K1-00EY | 3931 | 141202 | Compact Pushbutton, illuminated, square, momentary, SPST-NO, solder terminal, yellow LED
A3AA-90K1-00G | 2209 | 141198
A3AA-90K1-00L | 2537 | 145603 | Pushbutton switch complete, square, momentary operation, SPST-NO 250 VAC / 2A, solder terminals, non-lighted, light grey
A3AA-90K1-00R | 2333 | 141199
A3AA-90L1-00EG | 4224 | 141192 | Compact Pushbutton, illuminated, square, alternate, SPST-NO, solder terminal, green LED
A3AA-90L1-00ER | 4017 | 142258 | Compact Pushbutton, illuminated, square, alternate, SPST-NO, solder terminal, red LED
A3AA-90L1-00EY | 4185 | 141190 | Compact Pushbutton, illuminated, square, alternate, SPST-NO, solder terminal, yellow LED
A3AA-90L1-00L | 2252 | 141177
A3AA-91A1-00EG | 4871 | 141174
A3AA-91B1-00EG | 4294 | 141176
A3AA-91B1-00ER | 4985 | 141175
A3AA-91K1-00ER | 3742 | 141211 | Compact Pushbutton, illuminated, square, momentary, SPST-NO, pcb terminal, red LED
A3AA-91K1-00EY | 3708 | 151021 | Compact Pushbutton, illuminated, square, momentary, SPST-NO, pcb terminal, yellow LED
A3AA-91K1-00G | 2088 | 141206
A3AA-91L1-00EG | 3903 | 141193 | Compact Pushbutton, illuminated, square, alternate, SPST-NO, pcb terminal, green LED
A3AA-91L1-00ER | 3868 | 141189 | Compact Pushbutton, illuminated, square, alternate, SPST-NO, pcb terminal, red LED
A3AA-91L1-00EY | 3649 | 141191 | Compact Pushbutton, illuminated, square, alternate, SPST-NO, pcb terminal, yellow LED
A3AA-91L1-00L | 2043 | 141178
A3AT-90A1-00EG | 4063 | 151022
A3AT-90A1-00ER | 4025 | 141137
A3AT-90A1-00EY | 4131 | 152188
A3AT-90K1-00A | 2131 | 155237
A3AT-90K1-00B | 1841 | 143363 | Compact Pushbutton, non-lighted, round, momentary, SPST-NO, solder terminal, black
A3AT-90K1-00EG | 3903 | 141167 | Compact Pushbutton, illuminated, round, momentary, SPST-NO, solder terminal, green LED
A3AT-90K1-00ER | 3903 | 141168 | Compact Pushbutton, illuminated, round, momentary, SPST-NO, solder terminal, red LED
A3AT-90K1-00EY | 3903 | 151023 | Compact Pushbutton, illuminated, round, momentary, SPST-NO, solder terminal, yellow LED
A3AT-90K1-00G | 2242 | 147849
A3AT-90K1-00R | 2141 | 141165 | Compact Pushbutton, illuminated, round, momentary, SPST-NO, solder terminal, red LED
A3AT-90K1-00Y | 2608 | 141166
A3AT-90L1-00B | 2311 | 147848
A3AT-90L1-00EG | 4017 | 141158 | Compact Pushbutton, illuminated, round, alternate, SPST-NO, solder terminal, green LED
A3AT-90L1-00ER | 4017 | 141154 | Compact Pushbutton, illuminated, round, alternate, SPST-NO, solder terminal, red LED
A3AT-90L1-00EY | 4224 | 141156 | Compact Pushbutton, illuminated, round, alternate, SPST-NO, solder terminal, yellow LED
A3AT-90L1-00L | 2273 | 141145
A3AT-91A1-00G | 3856 | 141127
A3AT-91B1-00ER | 4985 | 141142
A3AT-91K1-00B | 2051 | 149918 | Pushbutton Switch, Rectangular-Body, Round Shape, SPST-NO, PCB Terminal, Non-Lighted, Black
A3AT-91K1-00EG | 3742 | 141077 | Compact Pushbutton, illuminated, round, momentary, SPST-NO, PCB terminal, green LED
A3AT-91K1-00ER | 3742 | 141078 | Compact Pushbutton, illuminated, round, momentary, SPST-NO, pcb terminal, red LED
A3AT-91K1-00EY | 3552 | 141079 | Compact Pushbutton, illuminated, round, momentary, SPST-NO, pcb terminal, yellow LED
A3AT-91K1-00G | 1885 | 151024 | Pushbutton Switch, Rectangular-Body, Round Shape, SPST-NO, PCB Terminal, Non-Lighted, Green
A3AT-91K1-00L | 1885 | 105686 | Pushbutton Switch, Rectangular-Body, Round Shape, SPST-NO, PCB Terminal, Non-Lighted, Light gray
A3AT-91K1-00R | 1885 | 141171 | Pushbutton Switch, Rectangular-Body, Round Shape, SPST-NO, PCB Terminal, Non-Lighted, Red
A3AT-91L1-00B | 2110 | 141153 | Pushbutton Switch, Rectangular-Body, Round Shape, SPST-NO, PCB Terminal, Non-Lighted, Black
A3AT-91L1-00EG | 3649 | 141159 | Compact Pushbutton, illuminated, round, alternate, SPST-NO, pcb terminal, green LED
A3AT-91L1-00ER | 3868 | 141155 | Compact Pushbutton, illuminated, round, alternate, SPST-NO, PCB terminal, red LED
A3AT-91L1-00EY | 3903 | 141157 | Compact Pushbutton, illuminated, round, alternate, SPST-NO, PCB terminal, yellow LED
A3AT-91L1-00L | 1937 | 141146 | Compact Pushbutton, non-illuminated, round, alternate, SPST-NO, PCB terminal, grey
A3C-3002 | 269.2 | 154425
A3C-3004 | 2612 | 140748 | Tightening tool
A3C-4102 | 3256 | 140750
A3C-4103 | 3081 | 152194
A3CA-500G | 1236 | 105695 | Pushbutton, illuminated, square, green
A3CA-500R | 1230 | 157816 | Pushbutton, illuminated, square, red
A3CA-500W | 1230 | 145609 | Pushbutton, illuminated, square, white
A3CA-500Y | 1236 | 147856 | Pushbutton, illuminated, square, yellow
A3CA-5050 | 2014 | 140758 | Switch guard for square and round pushbuttons
A3CA-7011 | 5195 | 140759 | Square switch unit, SPST-NO + SPST-NC, 1 A (125 VAC)/ 0.5 A (230 VAC), solder terminal, momentary
A3CA-7021 | 5370 | 140760 | Square switch unit, SPST-NO + SPST-NC, 1 A (125 VAC)/ 0.5 A (230 VAC), solder terminal, alternate
A3CA-7121 | 5305 | 140762 | Square switch unit, SPST-NO + SPST-NC, 1 A (125 VAC)/ 0.5 A (230 VAC), microload, solder terminal, alternate
A3CJ-500A | 1230 | 140766
A3CJ-500G | 1230 | 156634 | Pushbutton, illuminated, rectangular, green
A3CJ-500GY | 1230 | 140767 | Pushbutton, illuminated, rectangular, green (for LED lamp)
A3CJ-500R | 1230 | 140764 | Pushbutton, illuminated, rectangular, red
A3CJ-500W | 1230 | 140765 | Pushbutton, illuminated, rectangular, white
A3CJ-500Y | 1230 | 152195 | Pushbutton, illuminated, rectangular, yellow
A3CJ-501B | 1102 | 140770 | Pushbutton, non-illuminated, rectangular, black
A3CJ-5050 | 2011 | 140771 | Rectangular switch guard
A3CJ-5060 | 2597 | 140772
A3CJ-7011 | 5090 | 140773 | Rectangular switch unit, SPST-NO + SPST-NC, 1 A (125 VAC)/ 0.5 A (230 VAC), solder terminal, momentary
A3CJ-7021 | 5645 | 140774 | Rectangular switch unit, SPST-NO + SPST-NC, 1 A (125 VAC)/ 0.5 A (230 VAC), solder terminal, alternate
A3CJ-7111 | 5230 | 140775
A3CJ-7121 | 4887 | 140777
A3CT-500G | 1230 | 140785 | Pushbutton, illuminated, round, green
A3CT-500GY | 1230 | 140787 | Pushbutton, illuminated, round, green
A3CT-500R | 1230 | 140784 | Pushbutton, illuminated, round, red
A3CT-500W | 1230 | 140786 | Pushbutton, illuminated, round, white
A3CT-500Y | 1230 | 148850 | Pushbutton, illuminated, round, yellow
A3CT-501B | 1236 | 140697 | Pushbutton, non-illuminated, round, black
A3CT-7011 | 5330 | 140698 | Round switch unit, SPST-NO + SPST-NC, 1 A (125 VAC)/ 0.5 A (230 VAC), solder terminal, momentary
A3CT-7021 | 5370 | 140699 | Round switch unit, SPST-NO + SPST-NC, 1 A (125 VAC)/ 0.5 A (230 VAC), solder terminal, alternate
A3CT-7111 | 5195 | 140700
A3CT-7121 | 4827 | 140702
A3D-3002 | 228.2 | 140703
A3D-3004 | 3419 | 140704 | Tightening tool
A3D-4101 | 2477 | 153274
A3D-4102 | 2573 | 144511 | Spare socket, PCB terminal
A3DA-500GY | 1896 | 140706 | Pushbutton, illuminated, square, green, IP40, built-in LED
A3DA-500R | 1896 | 152167 | Pushbutton, illuminated, square, red, IP40, built-in LED
A3DA-500W | 1918 | 146787 | Pushbutton, illuminated, square, white, IP40, built-in LED
A3DA-500Y | 1896 | 140705 | Pushbutton, illuminated, square, yellow, IP40, built-in LED
A3DA-501B | 1035 | 144512 | Pushbutton, illuminated, square, IP40, built-in LED
A3DA-7111 | 3326 | 140712 | Square switch unit, SPST-NO, 0.1 A (30 VDC), solder terminal, momentary
A3DA-7112 | 3708 | 140713
A3DA-7121 | 3903 | 140714 | Square switch unit, SPST-NO, 0.1 A (30 VDC), solder terminal, alternate
A3DA-7122 | 3868 | 155220
A3DJ-500GY | 1896 | 140716 | Pushbutton, illuminated, rectangular, green, IP40, built-in LED
A3DJ-500R | 1896 | 105676 | Pushbutton, illuminated, rectangular, red, IP40, built-in LED
A3DJ-500W | 1896 | 140715 | Pushbutton, illuminated, rectangular, white, IP40, built-in LED
A3DJ-500Y | 1896 | 153275 | Pushbutton, illuminated, rectangular, yellow, IP40, built-in LED
A3DJ-7111 | 3629 | 140721 | Rectangular switch unit, SPST-NO, 0.1 A (30 VDC), solder terminal, momentary
A3DJ-7112 | 3388 | 140722
A3DJ-7121 | 3903 | 151012 | Rectangular switch unit, SPST-NO, 0.1 A (30 VDC), solder terminal, alternate
A3DT-500GY | 2164 | 140726 | Pushbutton, illuminated, round, green, IP40, built-in LED
A3DT-500R | 2164 | 140723 | Pushbutton, illuminated, round, red, IP40, built-in LED
A3DT-500W | 1896 | 140725 | Pushbutton, illuminated, round, white, IP40, built-in LED
A3DT-500Y | 1896 | 140724 | Pushbutton, illuminated, round, yellow, IP40, built-in LED
A3DT-501B | 1184 | 140728
A3DT-7111 | 3629 | 155221 | Round switch unit, SPST-NO, 0.1 A (30 VDC), solder terminal, momentary
A3DT-7112 | 3595 | 140729
A3DT-7121 | 3804 | 152168 | Round switch unit, SPST-NO, 0.1 A (30 VDC), solder terminal, alternate
A3DT-7122 | 3545 | 140730
A3KA-51Y-24E | 4385 | 140488
A3KJ-51R-24E | 6105 | 140404
A3KJ-51W-24E | 6175 | 140499
A3KJ-51Y-24E | 5845 | 140405
A3PA-4001 | 811 | 140429 | For A3PA, Short Edge Barrier, Black
A3PA-4007 | 546 | 140431 | For A3PA, Short Intermediate Barrier, Black
A3PA-4008 | 551 | 140432 | For A3PA, Short Intermediate Barrier, Light Gray
A3PA-4103 | 3031 | 154412 | For A3PA, Solder Terminal Socket
A3PA-5021 | 2643 | 140434
A3PA-5050 | 1521 | 155232 | Switch guard
A3PA-5060 | 1836 | 140435 | For A3PA, Seal Cover
A3PA-5202 | 320.1 | 140437
A3PA-5701-12E | 9830 | 148836
A3PA-5701-24E | 10770 | 140443 | Pushbutton, illuminated, square, single screen, white, 24VDC LED
A3PA-5702-05E | 10820 | 140439
A3PA-5702-24E | 10770 | 140444
A3PA-5703-05E | 11900 | 156618
A3PA-5703-12E | 9900 | 140359
A3PA-5703-24E | 10770 | 140445 | Pushbutton, illuminated, square, single screen, green, 24VDC LED
A3PA-5706-12E | 10770 | 140360
A3PA-5706-24E | 10770 | 140446 | Pushbutton, illuminated, square, single screen, orange, 24VDC LED
A3PA-5800-24E | 23310 | 140426
A3PA-7010-1 | 4540 | 140367 | Switch unit for A3PA pushbutton, square, SPDT, momentary operation
A3PA-7020-1 | 6160 | 140368 | Switch unit for A3PA pushbutton, square, SPDT, alternate operation
A3PA-7030 | 7625 | 146668
A3PA-7030-1 | 6615 | 105683 | Switch unit for A3PA pushbutton, square, DPDT, momentary operation
A3PA-7031 | 10060 | 140365
A3PA-7040-1 | 7635 | 140369 | Switch unit for A3PA pushbutton, square, DPDT, alternate operation
A3PA-7050-1 | 5035 | 140370
A3PA-7060-1 | 6160 | 140371
A3PA-7070-1 | 6485 | 140372
A3PA-90C11-24EG | 11910 | 140374
A3PA-90C11-24EW | 11910 | 143354
A3PAN-5050 | 2187 | 140344 | For A3PA, Switch Guard, For Horizontal Mounting
A3PAN-5055 | 2203 | 140345 | For A3PA, Switch Guard, For Vertical Mounting
A3PJ-3002 | 3.65 | 140377
A3PJ-4001 | 608 | 140378 | For A3PJ, Short Edge Barrier, Black
A3PJ-4002 | 638.5 | 144517 | For A3PJ, Short Edge Barrier, Light Gray
A3PJ-4004 | 680 | 140380 | For A3PJ, Long Edge Barrier, Black
A3PJ-4007 | 458.2 | 140382 | For A3PJ, Short Intermediate Barrier, Black
A3PJ-4010 | 494.1 | 140384 | For A3PJ, Long Intermediate Barrier, Black
A3PJ-4101 | 3578 | 140386 | For A3PJ, Wire-Wrap Terminal Socket
A3PJ-5021 | 2737 | 140393
A3PJ-5022 | 3113 | 140394
A3PJ-5050 | 1452 | 140395
A3PJ-5060 | 1860 | 140396 | For A3PJ, Seal Cover
A3PJ-5080 | 1025 | 152184
A3PJ-5201 | 276.8 | 140403
A3PJ-5202 | 276.8 | 140308
A3PJ-5206-OFF | 397.2 | 140425
A3PJ-5206-ON | 397.2 | 140424
A3PJ-5701-05E | 13190 | 144519
A3PJ-5701-24E | 13620 | 157807
A3PJ-5702-05E | 11790 | 140309
A3PJ-5702-12E | 11960 | 143462
A3PJ-5702-24E | 13530 | 157808
A3PJ-5703-05E | 13520 | 140310
A3PJ-5703-24E | 13530 | 140311
A3PJ-5706-24E | 13530 | 140312
A3PJ-7010-1 | 5355 | 146778 | Pushbutton unit, illuminated type, rectangular, switch unit with momentary operation, SPDT
A3PJ-7010-2 | 5355 | 140337
A3PJ-7020-1 | 6330 | 140332
A3PJ-7030 | 10390 | 140323
A3PJ-7030-1 | 6780 | 140333
A3PJ-7040 | 8930 | 140326
A3PJ-7040-1 | 7795 | 149887
A3PJ-7050-1 | 5515 | 140334
A3PJ-7050-2 | 5515 | 155212
A3PJ-7060-1 | 6000 | 140335
A3PJ-7070-1 | 7405 | 140336
A3PJ-7070-2 | 7465 | 142364
A3PJ-7080-1 | 8440 | 154397
A3PJ-90A11-24EG | 19920 | 145716
A3PJ-90A11-24EO | 20080 | 140341 | Pushbutton switch complete, rectangular, single screen, momentary operation, SPDT 250 VAC / 3A, LED illumination 24 VDC, orange
A3PJ-90A11-24ER | 19920 | 154398
A3PJ-90C11-24EG | 21570 | 140340
A3PJN-5050 | 2669 | 265957 | For A3PJ, Switch Guard, For Horizontal Mounting
A3PT-5021 | 3365 | 140266
A3PT-7011 | 12000 | 140267
A3PT-90C12-24CG | 24780 | 140270
A3PT-90C12-24CO | 22830 | 157788
A3PT-90C12-24CR | 24780 | 140269
A3PT-90C12-24CW | 24780 | 154399
A3SA-4001 | 764.5 | 140283 | For A3SA, Accessory, Short Edge Barrier
A3SA-4002 | 477.6 | 140284 | For A3SA, Accessory, Short Intermediate Barrier
A3SA-4102 | 2387 | 143464 | For A3SA, PCB Terminal Socket
A3SA-4502 | 212.4 | 140289
A3SA-5050 | 1398 | 140290 | For A3SA, Switch Guard, Square Model
A3SA-5060 | 1382 | 140291 | For A3SA, Seal Cover, Square Model
A3SA-5801 | 1683 | 140296
A3SA-5802 | 1644 | 140297
A3SA-5803 | 1724 | 157790
A3SA-5805 | 1683 | 140298
A3SA-7010 | 4435 | 140299
A3SA-7020 | 5095 | 140302
A3SA-7030 | 5270 | 140304
A3SA-7040 | 5865 | 103495
A3SA-7050 | 4751 | 140213
A3SA-7060 | 5685 | 105665
A3SA-7070 | 6000 | 140214
A3SA-90A1-24EY | 10530 | 147833
A3SJ-3002 | 86.45 | 184204
A3SJ-4102 | 3578 | 140218
A3SJ-4203 | 198 | 140220
A3SJ-5050 | 1588 | 143465 | For A3SJ, Switch Guard, Rectangular Model
A3SJ-5060 | 1430 | 140223 | For A3SA, Seal Cover , Rectangular Model
A3SJ-5801 | 1303 | 105667
A3SJ-5802 | 1396 | 148825 | Pushbutton switch operation unit, rectangular, single screen, red, for LED illumination
A3SJ-5803 | 1396 | 140235 | Pushbutton switch operation unit, rectangular, single screen, green, for LED illumination
A3SJ-5805 | 1396 | 142366
A3SJ-5902 | 1724 | 140237
A3SJ-5905 | 1724 | 140239
A3SJ-5907 | 1724 | 140240
A3SJ-5909 | 1724 | 140241
A3SJ-5912 | 1724 | 157791
A3SJ-5922 | 1724 | 140242
A3SJ-5923 | 1887 | 144507
A3SJ-8010 | 4545 | 140243
A3SJ-8020 | 4871 | 151007
A3SJ-8030 | 5555 | 140244
A3SJ-8040 | 5975 | 140245
A3SJ-8050 | 4986 | 140246
A3SJ-8070 | 6160 | 140247
A3SJ-90A1-24EG | 15950 | 140251
A3SJ-90A1-24ER | 15070 | 140249
A3SJ-90A1-24EY | 15070 | 140254
A3SJ-90C1-24EG | 15900 | 140252 | Pushbutton switch complete, rectangular, single screen, momentary operation, DPDT 250 VAC / 3A, LED illumination 24 VDC, green
A3SJ-90C1-24ER | 15900 | 140250 | Pushbutton switch complete, rectangular, single screen, momentary operation, DPDT 250 VAC / 3A, LED illumination 24 VDC, red
A3SJ-90C1-24EY | 15900 | 140255 | Pushbutton switch complete, rectangular, single screen, momentary operation, DPDT 250 VAC / 3A, LED illumination 24 VDC, yellow
A3SJ-90E1-24EG | 14760 | 140253
A3SJ-90E1-24ER | 15240 | 151008
A3SJ-90E1-24EY | 15670 | 140256
A3UL-TBA-1A1C-M | 5705 | 393107 | Pushbutton, A3U, LED, SPDT, 24VDC, Green
A3UL-TBA-1A2C-M | 6070 | 393129 | Pushbutton, A3U, LED, DPDT, 5VDC, Blue
A3UL-TBA-2A1C-M | 6070 | 393113 | Pushbutton, A3U, LED, DPDT, 5VDC, Green
A3UL-TBA-2A2C-M | 6070 | 393135 | Pushbutton, A3U, LED, DPDT, 12VDC, Blue
A3UL-TBA-3A1C-M | 6070 | 393119 | Pushbutton, A3U, LED, DPDT, 12VDC, Green
A3UL-TBA-3A2C-M | 5810 | 393141 | Pushbutton, A3U, LED, DPDT, 24VDC, Blue
A3UL-TBG-1A1C-M | 6070 | 393105 | Pushbutton, A3U, LED, DPDT, 24VDC, Yellow
A3UL-TBG-1A2C-M | 5705 | 393127 | Pushbutton, A3U, LED, SPDT, 5VDC, Blue
A3UL-TBG-2A1C-M | 5705 | 393111 | Pushbutton, A3U, LED, SPDT, 5VDC, Green
A3UL-TBG-2A2C-M | 5705 | 393133 | Pushbutton, A3U, LED, SPDT, 12VDC, Blue
A3UL-TBG-3A1C-M | 5705 | 393117 | Pushbutton, A3U, LED, SPDT, 12VDC, Green
A3UL-TBG-3A2C-M | 5705 | 393139 | Pushbutton, A3U, LED, DPDT, 24VDC, Green
A3UL-TBR-1A1C-M | 6070 | 393103 | Pushbutton, A3U, LED, DPDT, 24VDC, Red
A3UL-TBR-1A2C-M | 5710 | 393125 | Pushbutton, A3U, LED, SPDT, 24VDC, Umber
A3UL-TBR-2A1C-M | 5705 | 393109 | Pushbutton, A3U, LED, SPDT, 5VDC, Yellow
A3UL-TBR-2A2C-M | 11150 | 393131 | Pushbutton, A3U, LED, DPDT, 5VDC, Umber
A3UL-TBR-3A1C-M | 5705 | 393115 | Pushbutton, A3U, LED, SPDT, 12VDC, Yellow
A3UL-TBR-3A2C-M | 11150 | 393137 | Pushbutton, A3U, LED, DPDT, 24VDC, Red
A3UL-TBU-1A1C-M | 5705 | 393106 | Pushbutton, A3U, LED, SPDT, 24VDC, Transparent/White
A3UL-TBU-1A2C-M | 6070 | 393128 | Pushbutton, A3U, LED, DPDT, 5VDC, Transparent/White
A3UL-TBU-2A1C-M | 5705 | 393112 | Pushbutton, A3U, LED, SPDT, 12VDC, Transparent/White
A3UL-TBU-2A2C-M | 6070 | 393134 | Pushbutton, A3U, LED, DPDT, 12VDC, Transparent/White
A3UL-TBU-3A1C-M | 5705 | 393118 | Pushbutton, A3U, LED, SPDT, 5VDC, Transparent/White
A3UL-TBU-3A2C-M | 6070 | 393140 | Pushbutton, A3U, LED, DPDT, 24VDC, Transparent/White
A3UL-TBW-1A1C-M | 5705 | 393102 | Pushbutton, A3U, LED, SPDT, 24VDC, Red
A3UL-TBW-1A2C-M | 6070 | 393124 | Pushbutton, A3U, LED, DPDT, 24VDC, Green
A3UL-TBW-2A1C-M | 6070 | 393108 | Pushbutton, A3U, LED, DPDT, 5VDC, Red
A3UL-TBW-2A2C-M | 5710 | 393130 | Pushbutton, A3U, LED, SPDT, 5VDC, Umber
A3UL-TBW-3A1C-M | 6070 | 393114 | Pushbutton, A3U, LED, DPDT, 12VDC, Red
A3UL-TBW-3A2C-M | 5710 | 393136 | Pushbutton, A3U, LED, SPDT, 12VDC, Umber
A3UL-TBY-1A1C-M | 5705 | 393104 | Pushbutton, A3U, LED, SPDT, 24VDC, Yellow
A3UL-TBY-1A2C-M | 11150 | 393126 | Pushbutton, A3U, LED, DPDT, 24VDC, Umber
A3UL-TBY-2A1C-M | 6070 | 393110 | Pushbutton, A3U, LED, DPDT, 5VDC, Yellow
A3UL-TBY-2A2C-M | 8890 | 393132 | Pushbutton, A3U, non-lighted, SPDT, -, Umber
A3UL-TBY-3A1C-M | 6070 | 393116 | Pushbutton, A3U, LED, DPDT, 12VDC, Yellow
A3UL-TBY-3A2C-M | 9705 | 393138 | Pushbutton, A3U, LED, DPDT, 24VDC, Yellow
A3U-TBA-A2C-5M | 9705 | 393148 | Pushbutton, A3U, non-lighted, DPDT, -, Blue, IP65
A3U-TBA-A2C-M | 9705 | 393144 | Pushbutton, A3U, non-lighted, DPDT, -, Blue
A3U-TBB-A1C-M | 5705 | 393123 | Pushbutton, A3U, LED, SPDT, 5VDC, Red
A3U-TBB-A2C-M | 5705 | 393146 | Pushbutton, A3U, LED, SPDT, 12VDC, Red
A3U-TBG-A1C-M | 8890 | 393121 | Pushbutton, A3U, non-lighted, SPDT, -, Green
A3U-TBR-A1C-M | 8890 | 393120 | Pushbutton, A3U, non-lighted, SPDT, -, Red
A3U-TBR-A2C-M | 9705 | 393142 | Pushbutton, A3U, non-lighted, DPDT, -, Red
A3U-TBW-A1C-M | 8890 | 393122 | Pushbutton, A3U, non-lighted, SPDT, -, Transparent/White
A3U-TBW-A2C-M | 9705 | 393145 | Pushbutton, A3U, non-lighted, DPDT, -, Transparent/White
A3U-TBY-A2C-5M | 9705 | 393147 | Pushbutton, A3U, non-lighted, DPDT, -, Yellow, IP65
A3U-TBY-A2C-M | 9705 | 393143 | Pushbutton, A3U, non-lighted, DPDT, -, Yellow
A3UZ-5010-10 | 3548 | 659499 | A3U accessory. Harness to connect to a connector, length 1 m
A4E-B200HS | 19210 | 155443 | Enabling switch, two outputs, horizontal mounting, no rubber seal
A4E-B200SS | 16220 | 329800 | Enabling switch, two outputs, no mounting bracket, no rubber seal
A4E-B200VA | 23100 | 140171 | Enabling switch, two outputs, vertical mounting, with rubber seal
A4E-B200VS | 19370 | 140170 | Enabling switch, two outputs, vertical mounting, no rubber seal
A4E-C211HS | 35670 | 140169 | Enabling switch, four outputs, horizontal mounting, no rubber seal
A4E-C211SS | 12370 | 702615 | Enabling switch, four outputs, no mounting bracket, no rubber seal
A4E-C211VA | 41010 | 150156 | Enabling switch, four outputs, vertical mounting, with rubber seal
A4E-C211VS | 25740 | 143705 | Enabling switch, four outputs, vertical mounting, no rubber seal
A4EG-BE2R041 | 158100 | 674137 | Emergency stop switch, enabling grip switch, emergency stop switch (2NC)
A4EG-BM2B041 | 158700 | 247806 | Emergency stop switch, enabling grip switch, momentary operation switch (2NO)
A4EG-C000041 | 108600 | 247804 | Emergency stop switch, enabling grip switch, 1 NC (grip output)
A4EG-OP1 | 26610 | 247807 | Rubber Cover as replacement part of A4EG
A4EG-OP2 | 32210 | 247808 | Mounting bracket for securing the A4EG
A4EG-OP3 | 27570 | 247809 | A4EG Holding Key
A6D-4100 | 741.5 | 140123 | DIP switch (rotary type), 4 pole, flat actuator
A7B-C | 6210 | 139981 | Thumbwheel switch connector, soder terminals, for A7BS/A7BL
A7B-CP | 2999 | 139982
A7BL-206 | 7375 | 176870
A7BL-206-1 | 7645 | 139988
A7BL-207 | 5040 | 139989
A7B-M | 1714 | 139979 | Thumbwheel switch end cap (pair), light grey, for A7BS/A7BL
A7B-M-1 | 828.5 | 139980 | Thumbwheel switch end cap (pair), black, for A7BS/A7BL
A7B-PA | 447 | 153269
A7B-PA-1 | 359.7 | 139987 | Thumbwheel switch spacer, blank, black, for A7BS/A7BL
A7B-PC | 2682 | 146782
A7B-PC-1 | 2682 | 148829
A7B-PF | 2429 | 139983
A7B-PF-1 | 2430 | 149893
A7B-PG | 2682 | 142370
A7B-PG-1 | 2682 | 139985
A7B-PK | 2682 | 139984
A7B-PK-1 | 2429 | 139986
A7BS-206 | 10010 | 139993 | Thumbwheel switch, single switch unit, BCD, screw mounting (front mounting), light grey
A7BS-206-1 | 10010 | 147839 | Thumbwheel switch, single switch unit, BCD, screw mounting (front mounting), black
A7BS-206-PM-1 | 3925 | 139991
A7BS-206S | 3315 | 139994 | Thumbwheel switch, single switch unit, BCD, snap-in (front mounting), light grey
A7BS-206-S-1 | 3315 | 147840
A7BS-207 | 8660 | 139996 | Thumbwheel switch, single switch unit, BCD with component adding provision, screw mounting (front mounting), light grey
A7BS-207-1 | 10010 | 146783 | Thumbwheel switch, single switch unit, BCD with component adding provision, screw mounting (front mounting), black
A7BS-207-S | 8660 | 139999
A7BS-207-S-1 | 3501 | 147841
A7BS-254 | 4464 | 140003
A7BS-254-1 | 5135 | 140004 | Thumbwheel switch, single switch unit, binary coded hexadecimal, screw mounting (front mounting), black
A7BS-255 | 6025 | 153270
A7BS-255-1 | 6025 | 149895
A7BS-S | 69.65 | 139990
A7CN-106-1 | 2960 | 156610
A7CN-1M-1 | 798.5 | 104246 | Thumbwheel switch end cap (pair), black, for A7CN1*
A7CN-206-1 | 4095 | 149896
A7CN-206-PM-1 | 4187 | 351396
A7CN-2M-1 | 433.2 | 140014
A7CN-L206-1 | 3184 | 140013
A7D-106 | 1729 | 154406
A7D-106-1 | 2738 | 155943 | Small thumbwheel switch, screw mounting, black
A7D-206 | 1859 | 140019
A7D-206-1 | 2738 | 139931
A7D-2M-1 | 632 | 105675 | Thumbwheel switch end cap (pair), black, for A7DP
A7D-2PA-1 | 470.9 | 156611
A7DP-206 | 2399 | 139936
A7DP-206-1 | 3309 | 139937
A7DP-206-S07-1 | 2476 | 139938
A7MD-1M | 578.5 | 139958
A7MD-PA | 363.8 | 139959
A7PH-203 | 7990 | 139967 | Thumbwheel switch
A7PH-206 | 7490 | 708470 | Thumbwheel switch, single switch unit, BCD, high grade front mounting solder terminal, light grey
A7PH-206-1 | 8290 | 708471 | Thumbwheel switch, single switch unit, BCD, high grade front mounting solder terminal, black
A7PH-206-PM-1 | 17780 | 676908 | Thumbwheel switch, single switch unit, BCD, high grade front mounting solder terminal, black
A7PH-207 | 7690 | 708472 | Thumbwheel switch, single switch unit, BCD w/diode provision, high grade front mounting solder terminal, light grey
A7PH-207-1 | 7690 | 708473 | Thumbwheel switch, single switch unit, BCD w/diode provision, high grade front mounting solder terminal, black
A7PH-254-1 | 14670 | 245617
A7P-M | 2041 | 139964 | Thumbwheel switch end cap, light grey, for A7PH/A7PS
A7P-M-1 | 2041 | 143470 | Thumbwheel switch end cap, black, for A7PH/A7PS
A7P-PA | 1876 | 149898
A7P-PA-1 | 1876 | 148831 | Thumbwheel switch spacer, blank, black, for A7PH/A7PS*
A7P-PB-1 | 3219 | 145720
A7P-PG | 3219 | 139965
A7P-PK | 3219 | 146786
A7P-PK-1 | 3219 | 139966
A7PS-203 | 6140 | 708478 | Thumbwheel switch, single switch unit, decimal code, high grade front mounting solder terminal, light grey
A7PS-206 | 4380 | 139879 | Thumbwheel switch, single switch unit, BCD, popular front mounting solder terminal, light grey
A7PS-206 | 4380 | 708474 | Thumbwheel switch, single switch unit, BCD, popular front mounting solder terminal, light grey
A7PS-206-1 | 4380 | 139880 | Thumbwheel switch, single switch unit, BCD, popular front mounting solder terminal, black
A7PS-206-1 | 4380 | 708475 | Thumbwheel switch, single switch unit, BCD, popular front mounting solder terminal, black
A7PS-206-PM-1 | 5490 | 157797
A7PS-207 | 8945 | 708476 | Thumbwheel switch, front mounting, bcd with component adding provision, light grey
A7PS-207-1 | 8945 | 708477 | Thumbwheel switch, front mounting, bcd with component adding provision, black
A7PS-207-D | 5750 | 151011
A7PS-219 | 5240 | 139895
A7PS-254 | 6380 | 708479 | Thumbwheel switch, single switch unit, binary coded hexadecimal, popular front mounting solder terminal, light grey
A7PS-254-1 | 8095 | 708480 | Thumbwheel switch, single switch unit, binary coded hexadecimal, popular front mounting solder terminal, black
A8L-21-12N2 | 1059 | 360772
AB042-004-S2-P2/R88M-1M20030 | 381900 | 683734 | Apex gearbox, model AB042, ratio 4, option code -S2-P2, for motor R88M-1M20030*
AB042-004-S2-P2-FG/R88M1M20030 | 420300 | 683737 | Apex gearbox, model AB042, ratio 4, option code -S2-P2-FG, for motor R88M1M20030*
AB042-005-S2-P1/R88M-1M10030 | 420800 | 684038 | Apex gearbox, model AB042, ratio 5, option code -S2-P1, for motor R88M-1M10030*
AB042-007-S2-P2/R88M-1M20030 | 381900 | 688532 | Apex gearbox, model AB042, ratio 7, option code -S2-P2, for motor R88M-1M20030*
AB042-008-S2-P2/R88M-1M20030 | 381900 | 700666 | Apex gearbox, model AB042, ratio 8, option code -S2-P2, for motor R88M-1M20030*
AB042-010-S2-P2/R88M-1M10030 | 381900 | 687089 | Apex gearbox, model AB042, ratio 10, option code -S2-P2, for motor R88M-1M10030*
AB060-003-S2-P2/R88M-1M20030 | 426300 | 703554 | Apex gearbox, model AB060, ratio 3, option code -S2-P2, for motor R88M-1M20030*
AB060-005-S2-P1/R88M-1M40030 | 488600 | 684037 | Apex gearbox, model AB060, ratio 5, option code -S2-P1, for motor R88M-1M40030*
AB060-005-S2-P2/R88M-1M40030 | 426300 | 693368 | Apex gearbox, model AB060, ratio 5, option code -S2-P2, for motor R88M-1M40030*
AB060-006-S2-P2/R88M-1M20030 | 426700 | 708857 | Apex gearbox, model AB060, ratio 6, option code -S2-P2, for motor R88M-1M20030*
AB060-010-S1-P2/R88M-1M20030 | 426300 | 683733 | Apex gearbox, model AB060, ratio 10, option code -S1-P2, for motor R88M-1M20030*
AB060-010-S1-P2/R88M-1M40030 | 426300 | 700680 | Apex gearbox, model AB060, ratio 10, option code -S1-P2, for motor R88M-1M40030*
AB060-010S1-P2-FG/R88M-1M20030 | 468900 | 683735 | Apex gearbox, model AB060, ratio 10, option code S1-P2-FG, for motor R88M-1M20030*
AB060A-016-S2-P2-FG/1M40030 | 689600 | 696205 | Apex gearbox, model AB060A, ratio 16, option code -S2-P2-FG, for motor R88M-1M40030*
AB090-005-S2-P2/R88M-1M1K520 | 557100 | 693868 | Apex gearbox, model AB090, ratio 5, option code -S2-P2, for motor R88M-1M1K520*
AB090-005-S2-P2/R88M-1M3K020 | 557100 | 685048 | Apex gearbox, model AB090, ratio 5, option code -S2-P2, for motor R88M-1M3K020*
AB090-006-S2-P2/R88M-1L75030 | 557100 | 682475 | Apex gearbox, model AB090, ratio 6, option code -S2-P2, for motor R88M-1L75030*
AB090-006-S2-P2/R88M-1M75030 | 557100 | 680511 | Apex gearbox, model AB090, ratio 6, option code -S2-P2, for motor R88M-1M75030
AB090-007-S1-P2/R88M-1M40020 | 557100 | 680061 | Apex gearbox, model AB090, ratio 7, option code -S1-P2, for motor R88M-1M40020*
AB090-007-S2-P2/R88M-1M40020 | 557100 | 680520 | Apex gearbox, model AB090, ratio 7, option code -S2-P2, for motor R88M-1M40020*
AB090-010-S2-P1/R88M-K1K030 | 575300 | 695796 | Apex gearbox, model AB090, ratio 10, option code -S2-P1, for motor R88M-K1K030*
AB090-040-S2-P2/R88M-1M40030 | 691100 | 691235 | Apex gearbox, model AB090, ratio 40, option code -S2-P2, for motor R88M-1M40030*
AB090-080-S2-P1/R88M-1M20030 | 766200 | 683456 | Apex gearbox, model AB090, ratio 80, option code -S2-P1, for motor R88M-1M20030*
AB090A-015-S2-P2/R88M-1L1K030 | 766200 | 695636 | Apex gearbox, model AB090A, ratio 15, option code -S2-P2, for motor R88M-1L1K030*
AB090A-015-S2-P2/R88M-1L1K530 | 766200 | 684281 | Apex gearbox, model AB090A, ratio 15, option code -S2-P2, for motor R88M-1L1K530*
AB090A-015-S2-P2/R88M-K1K530 | 766200 | 675403 | Apex gearbox, model AB090A, ratio 15, option code -S2-P2, for motor R88M-K1K530
AB090A-025-S2-P2/R88M-G75030 | 766200 | 659416 | Apex gearbox, model AB090A, ratio 25, option code -S2-P2, for motor R88M-G75030*
AB090A-030-S2-P2/R88M-K75030H | 766200 | 691044 | Apex gearbox, model AB090A, ratio 30, option code -S2-P2, for motor R88M-K75030(H/T)*
AB090A-040-S2-P2/R88M-1M75030 | 766200 | 682738 | Apex gearbox, model AB090A, ratio 40, option code -S2-P2, for motor R88M-1M75030*
AB115-005-S2-P2/R88M-1M1K520 | 696000 | 701884 | Apex gearbox, model AB115, ratio 5, option code -S2-P2, for motor R88M-1M1K520*
AB115-010-S2-P2/R88M-K1K520 | 696000 | 679636 | Apex Dynamics AB115 reductor, ratio 10, for R88M-K1K520F
AB115-015-S2-P2/R88M-1L2K030 | 921400 | 701455 | Apex gearbox, model AB115, ratio 15, option code -S2-P2, for motor R88M-1L2K030*
AB142-025-S2-P2/R88M-K4K030 | 1141400 | 686307 | Apex gearbox, model AB142, ratio 25, option code -S2-P2, for motor R88M-K4K030*
AB180-040-S2-P2/R88M-1M2K010 | 1455900 | 688758 | Apex gearbox, model AB180, ratio 40, option code -S2-P2, for motor R88M-1M2K010*
AB220-003-S2-P2/R88M-K11K015 | 2183400 | 707739 | Apex gearbox, model AB220, ratio 3, option code -S2-P2, for motor R88M-K11K015*
AB220-050-S2-P2/R88M-K5K030 | 2685900 | 708054 | Apex gearbox, model AB220, ratio 50, option code -S2-P2, for motor R88M-K5K030*
AB220-100-S2-P2/1M90010 | 2603400 | 688749 | Apex gearbox, model AB220, ratio 100, option code -S2-P2, for motor R88M-1M90010*
ABR042-010-S1-P2/R88M-1M20030 | 620800 | 683731 | Apex gearbox, model ABR042, ratio 10, option code -S1-P2, for motor R88M-1M20030*
ABR042-010-S1-P2-FG/1M20030 | 682800 | 683732 | Apex gearbox, model ABR042, ratio 10, option code -S1-P2-FG, for motor 1M20030*
ABR042-010-S2-P2/R88M1M20030 | 620800 | 683774 | Apex gearbox, model ABR042, ratio 10, option code -S2-P2, for motor R88M1M20030*
ABR042-010-S2-P2-FG/1M20030 | 682800 | 683775 | Apex gearbox, model ABR042, ratio 10, option code -S2-P2-FG, for motor 1M20030*
ABR090-005-S1-P2/R88M-1L1K530 | 882100 | 695573 | Apex gearbox, model ABR090, ratio 5, option code -S1-P2, for motor R88M-1L1K530*
ABR115-010-S2-P2/R88M-1L1K530 | 1177800 | 683845 | Apex gearbox, model ABR115, ratio 10, option code -S2-P2, for motor R88M-1L1K530*
AC-CO-B | 1091500 | 702610 | EBAR, angle changer, combo including 16 x AC-EBAR-N, 16 x AC-EBAR-M, 16 x AC-EBAR-W, 16 x AC-EBAR-L, 8 x AC-EBAR-T, 8 x AC-EBAR-BK
ACCURAX LM Democase V3 | 3707200 | 379757 | Accurax linear motor demo case with absolute encoder scale
AC-EBAR-L-P1 | 30310 | 708906 | Angle changer, ,line light, polarised
AC-EBAR-L-X20 | 285700 | 702613 | EBAR, angle changer, line light, 20 pieces
AC-EBAR-M-P1 | 30310 | 708904 | Angle changer, medium, polarised
AC-EBAR-M-X20 | 285700 | 702611 | EBAR, angle changer, medium, 20 pieces
AC-EBAR-N-P1 | 30310 | 708903 | Angle changer, narrow, polarised
AC-EBAR-N-X20 | 285700 | 702612 | EBAR, angle changer, narrow, 20 pieces
AC-EBAR-POL1 | 22280 | 708907 | Angle changer, polariser only
AC-EBAR-T | 10030 | 702614 | EBAR, angle changer, transparent
AC-EBAR-W-P1 | 30310 | 708905 | Angle changer, wide, polarised
AC-EBAR-W-X20 | 268800 | 707203 | Angle changer, wide, quantity : 20
AD064-050-P2/SGMJV-01 | 752300 | 692929 | Apex gearbox, model AD064, ratio 50, option code -P2, for motor SGMJV-01*
AD090-020-P1/R88M-1M40030 | 1005600 | 683728 | Apex gearbox, model AD090, ratio 20, option code -P1, for motor R88M-1M40030*
AD090-020-P1/R88M-1M75030 | 1005600 | 683729 | Apex gearbox, model AD090, ratio 20, option code -P1, for motor R88M-1M75030*
AD090-020-P1-FG/R88M-1M40030 | 1106300 | 683736 | Apex gearbox, model AD090, ratio 20, option code -P1-FG, for motor R88M-1M40030*
AD090-020-P1-FG/R88M-1M75030 | 1106300 | 683725 | Apex gearbox, model AD090, ratio 20, option code -P1-FG, for motor R88M-1M75030*
AD090-070-P2/R88M-G40030H | 917100 | 669358 | Apex gearbox, model AD090, ratio 70, option code -P2, for motor R88M-G40030*
AD110-091-P2/R88M-1M40030 | 1233500 | 693367 | Apex gearbox, model AD110, ratio 91, option code -P2, for motor R88M-1M40030*
AD110M1-040-P1/R88M-1M1K020 | 1351800 | 685892 | Apex gearbox, model AD110M1, ratio 40, option code -P1, for motor R88M-1M1K020*
AD140-007-P2/R88M-K5K020 | 1243200 | 706952 | Apex gearbox, model AD140, ratio 7, option code -P2, for motor R88M-K5K020*
AD140-050-P2/R88M-1L2K030 | 1617100 | 700678 | Apex gearbox, model AD140, ratio 50, option code -P2, for motor R88M-1L2K030*
AD255-070-P2/R88M-K7K515 | 3845000 | 685966 | Apex gearbox, model AD255, ratio 70, option code -P2, for motor R88M-K7K515*
ADF P100-130/480_IE21 | 12352500 | 684792 | Active Dynamic Filter ADF 480 V/130 A Air Cooled, IP21, IT grounding system, Extended HMI with PIB and 4.3’’ color touchscreen interface.
ADF-P100-75/415_T-E-20 | 9496400 | 688051 | Active filter 415V Standard earthing system with graphical HMI and IP20 protection
ADF-P100V2B-150/480-I-B-54 | 16036800 | 694807 | ADF P100N active filter 104 / 125 kVA, 150 ARMS, 480 V with IT Earthing System, IT Earthing System and Protection Class IP54.
ADF-P100V2B-50/415_T-E-20 | 8748300 | 688054 | Active filter 415V Standard earthing system with graphical HMI and IP20 protection
ADF-P300-360/415_T-E-21-100430 | 36037700 | 688052 | Active filter 415V Standard earthing system with graphical HMI, IP21 protection and additional terminals
AD-LDR-120 | 91850 | 226064
AD-LDR-32 | 36950 | 391987 | Adapter ring for mounting diffusion plate to LDR2-32xx
AD-LDR-50 | 45550 | 355566
AD-LDR-90 | 69050 | 226062 | Adapter ring for mounting diffusion plate to LDR2-90xx
ADP2460-PFB-JT | 77100 | 355635 | Power supply for PFB series
AD-QRL3-090050 | 127800 | 698569 | Adapter for QRL3-090050
ADR090-014-P2/R88M-1M75030 | 1219000 | 693713 | Apex gearbox, model ADR090, ratio 14, option code -P2, for motor R88M-1M75030*
ADR090-020-P1/R88M-1M75030 | 1315400 | 683730 | Apex gearbox, model ADR090, ratio 20, option code -P1, for motor R88M-1M75030*
ADR090-020-P1-FG/R88M-1M75030 | 1446900 | 683727 | Apex gearbox, model ADR090, ratio 20, option code -P1-FG, for motor R88M-1M75030*
ADR110-035-P1/R88M-1L1K530 | 1859700 | 676823 | Apex gearbox, model ADR110, ratio 35, option code -P1, for motor R88M-1L1K530*
ADR110M1-035-P1/R88M-1M1K020 | 1859700 | 676821 | Apex gearbox, model ADR110M1, ratio 35, option code -P1, for motor R88M-1M1K020 *
AE050-005/R88M-1M20030 | 300200 | 682800 | Apex gearbox, model AE050, ratio 5, for motor R88M-1M20030*
AE050-008/R88M-1M20030 | 300200 | 684842 | Apex gearbox, model AE050, ratio 8, for motor R88M-1M20030*
AE050-010/R88M-1M20030 | 300200 | 689983 | Apex gearbox, model AE050, ratio 10, for motor R88M-1M20030*
AE050-015/R88M-1M20030 | 405000 | 685520 | Apex gearbox, model AE050, ratio 15, for motor R88M-1M20030*
AE070-004/R88M-1L1K530 | 332900 | 687386 | Apex gearbox, model AE070, ratio 4, for motor R88M-1L1K530*
AE070-005/R88M-1M40030 | 332900 | 695059 | Apex gearbox, model AE070, ratio 5, for motor R88M-1M40030*
AE070-006/R88M-1M40030 | 332900 | 689636 | Apex gearbox, model AE070, ratio 6, for motor R88M-1M40030*
AE070-007/R88M-K40030 | 332900 | 701110 | Apex gearbox, model AE070, ratio 7, for motor R88M-K40030*
AE070-008/R88M-1M40030 | 332900 | 684848 | Apex gearbox, model AE070, ratio 8, for motor R88M-1M40030*
AE070-010/R88M-1M10030 | 332900 | 685797 | Apex gearbox, model AE070, ratio 10, for motor R88M-1M10030*
AE070-010/R88M-1M20030 | 332900 | 707160 | Apex gearbox, model AE070, ratio 10, for motor R88M-1M20030*
AE070-010/R88M-1M40030 | 332900 | 702769 | Apex gearbox, model AE070, ratio 10, for motor R88M-1M40030*
AE070-015/R88M-1M20030 | 480200 | 695735 | Apex gearbox, model AE070, ratio 15, for motor R88M-1M20030*
AE070-025/R88M-1M20030 | 480800 | 707392 | Apex gearbox, model AE070, ratio 25, for motor R88M-1M20030*
AE070-030/R88M-1M20030 | 481100 | 708127 | Apex gearbox, model AE070, ratio 30, for motor R88M-1M20030*
AE070-040/R88M-1L1K530 | 480200 | 687088 | Apex gearbox, model AE070, ratio 40, for motor R88M-1L1K530*
AE070-040/R88M-K20030H | 480200 | 670038 | Apex gearbox, model AE070, ratio 40, for motor R88M-K20030*
AE070-070/R88M-1M10030 | 480200 | 677458 | Apex gearbox, model AE070, ratio 70, for motor R88M-1M10030*
AE090-003/R88M-1L1K030 | 391800 | 700679 | Apex gearbox, model AE090, ratio 3, for motor R88M-1L1K030*
AE090-003/R88M-1M75030 | 391800 | 691052 | Apex gearbox, model AE090, ratio 3, for motor R88M-1M75030*
AE090-005/R88M-1M75030 | 391800 | 695732 | Apex gearbox, model AE090, ratio 5, for motor R88M-1M75030*
AE090-008/R88M-1L1K530 | 391800 | 693700 | Apex gearbox, model AE090, ratio 8, for motor R88M-1L1K530*
AE090-010/R88M-1L1K030 | 391800 | 689992 | Apex gearbox, model AE090, ratio 10, for motor R88M-1L1K030*
AE090-010/R88M-1M40030 | 391800 | 698566 | Apex gearbox, model AE090, ratio 10, for motor R88M-1M40030*
AE090-010/R88M-1M75030 | 391800 | 703452 | Apex gearbox, model AE090, ratio 10, for motor R88M-1M75030*
AE090-010/R88M-G75030 | 391800 | 699674 | Apex gearbox, model AE090, ratio 10, for motor R88M-G75030*
AE090-010-IP/R88M-1L1K030 | 391800 | 690009 | Apex gearbox, model AE090, ratio 10, option code -IP, for motor R88M-1L1K030*
AE090-025/R88M-1M40030 | 583800 | 698567 | Apex gearbox, model AE090, ratio 25, for motor R88M-1M40030*
AE090-035/R88M-1M40030 | 583800 | 688390 | Apex gearbox, model AE090, ratio 35, for motor R88M-1M40030*
AE090-040/R88M-1M40030 | 583800 | 688281 | Apex gearbox, model AE090, ratio 40, for motor R88M-1M40030*
AE090-080/R88M-1M20030 | 583800 | 700374 | Apex gearbox, model AE090, ratio 80, for motor R88M-1M20030*
AE090-100/R88M-1M40030 | 583800 | 680183 | Apex Dynamics AE090 reductor, ratio 100, for servo motor R88M-1M40030*
AE090M1-005/R88M-1M1K020 | 391800 | 690297 | Apex gearbox, model AE090M1, ratio 5, for motor R88M-1M1K020*
AE090M1-010/R88M-1M1K020 | 391800 | 690298 | Apex gearbox, model AE090M1, ratio 10, for motor R88M-1M1K020*
AE120-010/R88M-1L2K030 | 514700 | 686214 | Apex gearbox, model AE120, ratio 10, for motor R88M-1L2K030*
AE120-010/R88M-G75030 | 514700 | 699673 | Apex gearbox, model AE120, ratio 10, for motor R88M-G75030*
AE120-010/R88M-K2K030 | 514700 | 699675 | Apex gearbox, model AE120, ratio 10, for motor R88M-K2K030*
AE120-010/R88M-K75030H | 514700 | 703453 | Apex gearbox, model AE120, ratio 10, for motor R88M-K75030(H/T)*
AE120-010/R88M-K90010 | 514700 | 685712 | Apex gearbox, model AE120, ratio 10, for motor R88M-K90010*
AE120-020/R88M-1M75030 | 696600 | 684849 | Apex gearbox, model AE120, ratio 20, for motor R88M-1M75030*
AE120-035/R88M-1M40020 | 696600 | 684094 | Apex gearbox, model AE120, ratio 35, for motor R88M-1M40020*
AE120-035-LT/R88M-1M40020 | 696600 | 690930 | Apex gearbox, model AE120, ratio 35, option code -LT (low temperature), for motor R88M-1M40020*
AE120-070/R88M-K75030H | 696600 | 703530 | Apex gearbox, model AE120, ratio 70, for motor R88M-K75030(H/T)*
AE120-070/SJME-08 | 696600 | 699676 | Apex gearbox, model AE120, ratio 70, for motor SJME-08*
AE120-100/R88M-1M75030 | 696600 | 683105 | Apex gearbox, model AE120, ratio 100, for motor R88M-1M75030*
AE120-100/R88M-K75030H | 696600 | 693645 | Apex gearbox, model AE120, ratio 100, for motor R88M-K75030(H/T)*
AE155-050/R88M-1M90010 | 872400 | 694146 | Apex gearbox, model AE155, ratio 50, for motor R88M-1M90010*
AE205-007/R88M-K7K515 | 1049400 | 693123 | Apex gearbox, model AE205, ratio 7, for motor R88M-K7K515*
AE205-080/R88M-1M1K520 | 1324500 | 688401 | Apex gearbox, model AE205, ratio 80, for motor R88M-1M1K520*
AE205-100/R88M-1M1K520 | 1324500 | 682296 | Apex gearbox, model AE205, ratio 100, for motor R88M-1M1K520*
AE235-010/R88M-K15K015 | 1626600 | 676914 | Apex gearbox, model AE235, ratio 10, for motor R88M-K15K015*
AE235-050/R88M-1M3K010 | 2161300 | 694147 | Apex gearbox, model AE235, ratio 50, for motor R88M-1M3K010*
AER070-014/R88M-1M40030 | 600900 | 699483 | Apex gearbox, model AER070, ratio 14, for motor R88M-1M40030*
AER070-014/R88M-G40030 | 600900 | 695733 | Apex gearbox, model AER070, ratio 14, for motor R88M-G40030*
AER090-003/R88M-K75030F | 724900 | 695356 | Apex gearbox, model AER090, ratio 3, for motor R88M-K75030(F/C)*
AER090-010/R88M-1M60020 | 724900 | 691228 | Apex gearbox, model AER090, ratio 10, for motor R88M-1M60020*
AER090-014/R88M-G75030 | 724900 | 695734 | Apex gearbox, model AER090, ratio 14, for motor R88M-G75030*
AER090-020/R88M-K75030H | 724900 | 699677 | Apex gearbox, model AER090, ratio 20, for motor R88M-K75030(H/T)*
AER090-060/R88M-1M40030 | 868000 | 682447 | Apex gearbox, model AER090, ratio 60, for motor R88M-1M40030*
AER090-200/SGMJV-01 | 868000 | 692928 | Apex gearbox, model AER090, ratio 200, for motor SGMJV-01*
AER120-014/R88M-1L3K030 | 960800 | 685225 | Apex gearbox, model AER120, ratio 14, for motor R88M-1L3K030*
AER120-035/R88M-1L1K530 | 1184500 | 684096 | Apex gearbox, model AER120, ratio 35, for motor R88M-1L1K530*
AER120-080/R88M-1M60020 | 1184500 | 691229 | Apex gearbox, model AER120, ratio 80, for motor R88M-1M60020*
AER155-020/R88M-1L3K030 | 1237200 | 694921 | Apex gearbox, model AER155, ratio 20, for motor R88M-1L3K030*
AER155-140/R88M-1L1K530 | 1557700 | 684496 | Apex gearbox, model AER155, ratio 140, for motor R88M-1L1K530*
AER155-140-LT/R88M-1L1K530 | 1557700 | 690929 | Apex gearbox, model AER155, ratio 140, option code -LT (low temperature), for motor R88M-1L1K530*
AER155-200/R88M-1M40020 | 1557700 | 684095 | Apex gearbox, model AER155, ratio 200, for motor R88M-1M40020*
AER155-200/R88M-1M60020 | 1557700 | 684497 | Apex gearbox, model AER155, ratio 200, for motor R88M-1M60020*
AER155-200-LT/R88M-1M60020 | 1557700 | 690928 | Apex gearbox, model AER155, ratio 200, option code -LT (low temperature), for motor R88M-1M60020*
AF060-005-S2-P2/R88M-K40030 | 456000 | 683865 | Apex gearbox, model AF060, ratio 5, option code -S2-P2, for motor R88M-K40030*
AF060-007-S2-P2/R88M-1M40030 | 456000 | 683869 | Apex gearbox, model AF060, ratio 7, option code -S2-P2, for motor R88M-1M40030*
AF060-040-S2-P1/R88M-1M40030 | 650500 | 684944 | Apex gearbox, model AF060, ratio 40, option code -S2-P1, for motor R88M-1M40030*
AF060-070-S2-P1/R88M-1M40030 | 650500 | 685741 | Apex gearbox, model AF060, ratio 70, option code -S2-P1, for motor R88M-1M40030*
AF075-010-S2-P2/R88M-K75030H | 559600 | 706951 | Apex gearbox, model AF075, ratio 10, option code -S2-P2, for motor R88M-K75030(H/T)*
AF100-010-S2-P1/R88M-1M90010 | 828700 | 706983 | Apex gearbox, model AF100, ratio 10, option code -S2-P1, for motor R88M-1M90010*
AF100-020-S3-P2/R88M-K1K530 | 978400 | 687002 | Apex gearbox, model AF100, ratio 20, option code -S3-P2, for motor R88M-K1K530*
AF100-060-S2-P2/R88M-1M40020 | 978400 | 693834 | Apex gearbox, model AF100, ratio 60, option code -S2-P2, for motor R88M-1M40020*
AF100-100-S2-P2/R88M-1M40030 | 980000 | 708494 | Apex gearbox, model AF100, ratio 100, option code -S2-P2, for motor R88M-1M40030*
AF140-005-S2-P1/R88M-1M2K010 | 1087500 | 688659 | Apex gearbox, model AF140, ratio 5, option code -S2-P1, for motor R88M-1M2K010*
AF140-030-S1-P2/R88M-1L3K030 | 1286900 | 686197 | Apex gearbox, model AF140, ratio 30, option code -S1-P2, for motor R88M-1L3K030*
AF140-040-S2-P2/R88M-1M90010 | 1286900 | 684098 | Apex gearbox, model AF140, ratio 40, option code -S2-P2, for motor R88M-1M90010*
AF180-005-S2-P1/R88M-K4K510 | 1429300 | 688660 | Apex gearbox, model AF180, ratio 5, option code -S2-P1, for motor R88M-K4K510*
AFB0312HA-7G82 | 9865 | 382866 | Spare parts spare parts
AFR060-020-S1-P2/R88M-G20030 | 761400 | 683423 | Apex gearbox, model AFR060, ratio 20, option code -S1-P2, for motor R88M-G20030*
AH285-100/R88M-1M3K010 | 6873500 | 688493 | Apex gearbox, model AH285, ratio 100, for motor R88M-1M3K010*
AI-A3 | 96200 | 332270 | Analog Input option board
AI-V3/J | 18200 | 252659 | Potentiometer Option for settng frequency reference on drive
AL 25-10 H 1m | 17660 | 674048 | Aluminium C Profile, 1 m
AL 25-14 1m | 10990 | 674049 | Aluminium C Profile, 1 m
AL 25-14 V 1m | 11840 | 674047 | Aluminium C Profile, 1 m
AL 35-14 1m | 27380 | 674046 | Aluminium C Profile, 1 m
ALB0804A-850C/AW | 335400 | 688514 | Direct LED Ring Light, 94.5 x 77 x 16.5 mm, inner diameter 40 mm, 5 high power LED, 24 V, IR 850 nm, Wide aperture angle 40º, continuous mode
ALB0804A-850I/AD | 429700 | 687279 | Direct LED Ring Light, 94.5x77x16.5 mm, inner diameter 40 mm, 5 high power LED, 24 V, IR 850 nm, diffuse Angle, IBluedive
ALB0804A-850I/AW | 429700 | 687278 | Direct LED Ring Light, 94.5x77x16.5 mm, inner diameter 40 mm, 5 high power LED, 24 V, IR 850 nm, Wide aperture angle 40º, IBluedive
ALB0804A-W00I/AN | 429700 | 687683 | Direct LED Ring Light, 94.5 x 77 x 16.5 mm, inner diameter 40 mm, 5 high power LED, 24 V, white, narrow aperture angel, IBluedive
ALB0804A-W00I/AW | 429700 | 685935 | Direct LED Ring Light, 94.5x77x16.5 mm, inner diameter 40 mm, 5 high power LED, 24 V, white, Wide aperture angle 40º, IBluedive
ALB0810A-630I/AD | 438800 | 687260 | Direct LED Ring Light, 94.5 x 77 x 16.5 mm, inner diameter 40 mm, 10 high power LED, 24 V, red, diffuse Type, IBluedive
ALB0810A-630I/AM | 489800 | 688486 | LED Ring Illuminator, inner DM 40 mm, outer diameter 77 mm. Red, Medium Angle, iBluedrive
ALB0810A-630i/AN | 438900 | 682746 | LED Ring Illuminator, inner DM 40 mm, outer diameter 77 mm. Red, Narrow Angle, iBluedrive
ALB0810A-630I/AW | 445500 | 689252 | LED Ring Illuminator, inner DM 40 mm, outer diameter 77 mm. Red, Wide Angle, iBluedrive
ALB0810A-850I/AW | 438900 | 685716 | Direct LED Ring Light, 94.5x77x16.5 mm, inner diameter 40 mm, 10 high power LED, 24 V, IR 850 nm, Wide aperture angle 40º, IBluedive
ALB0810A-W00I/AD | 445200 | 690375 | LED Ring Illuminator, inner DM 40 mm, outer diameter 77 mm. white, Direkt Angle, iBluedrive, 24 VDC
ALB0810A-W00I/AM | 445100 | 689028 | LED Ring Illuminator, inner DM 40 mm, outer diameter 77 mm. white, Medium Angle, iBluedrive, 24 VDC
ALB0810A-W00i/AW | 438900 | 683522 | LED Ring Illuminator, inner DM 40 mm, outer diameter 77 mm. white, Wide Angle, iBluedrive
ALD0303A-630C | 138800 | 690376 | Direct LED ring light, inner dia. 21 mm, outer dia. 48 mm, red, continuous, 24 VDC
ALD0606A-470C | 261200 | 688677 | Direct LED ring light, inner dia. 40 mm, outer dia. 73 mm, blue, continuous, 24 VDC
ALS1307A-630C | 586900 | 683990 | Diffuse LED Ring Light, outer diameter 145 mm, inner diameter 49 mm, 24 V, red, Continuous mode
ALS1307A-630I | 726600 | 688942 | Diffuse LED Ring Light, outer diameter 145 mm, inner diameter 49 mm, 24 V, red, i-Blue Drive
ALS1307A-W00I | 745800 | 684901 | Diffuse LED Ring Light, outer diameter 145 mm, inner diameter 49 mm, 24 V, white, i-Blue Drive
ALU0502A-630C | 126400 | 684176 | Diffuse LED Ring Light, 55x50x20 mm, inner diameter 20 mm, 24 V, Red, Continuous mode
ALU0704A-630i | 333400 | 684484 | Diffuse LED Ring Light, 75x75x22 mm, inner diameter 37 mm, 24 V, Red, IBlue Drive
ALU0704A-W00C | 213500 | 683989 | Diffuse LED Ring Light, 75x75x22 mm, inner diameter 37 mm, 24 V, White, Continuous mode
ALU1006A-470C | 321400 | 688484 | Diffuse LED Ring Light, 100 x 100 x 28 mm, inner diameter 61 mm, 24 V, blue, Continuous mode
ALU1006A-W00C | 302900 | 683988 | Diffuse LED Ring Light, 100x100x28mm, inner diameter 61 mm, 24 V, White, Continuous mode
AO-A3 | 72650 | 332271 | Analog Monitor option board
AP1-A | 724 | 149209 | Soldering Terminal Use (Metal Press Mold) for Z15 switch (Metal Press Mold)
AP1-B | 1131 | 103806 | Screw Terminal Use (Metal Press Mold) for Z15 switch, metal (requires AP-B)
AP-A | 466.9 | 149208 | Terminal cover, phenol resin, for Z, DZ, A, X switch with solder terminals
AP-B | 349.5 | 137468 | Terminal cover, phenol resin, for Z, DZ, A, X switch with screw terminals
APB-PG | 1301 | 186943 | Terminal cover for Z15 switch, plastic
AP-DV | 2587 | 239600 | Z Switch Drip-proof Terminal Protective Cover
AP-Z | 3164 | 148140 | Soldering or Screw Terminal Use (Vinyl Chloride) for Z15 switch
ASTEL-B | 521300 | 695822 | Service Agreement (SA) Basic Yearly Subscription
ASTEL-P | 1042600 | 695821 | Service Agreement (SA) PRO Yearly Subscription
AT065-FH-020/R88M-1M20030 | 620800 | 707291 | Apex gearbox, model AT065-FH, ratio 20, for motor R88M-1M20030*
AT090-FH-025/R88M-1M20030 | 671300 | 708126 | Apex gearbox, model AT090-FH, ratio 25, for motor R88M-1M20030*
AT090-FH-025/R88M-G20030 | 670400 | 681083 | Apex gearbox, model AT090-FH, ratio 25, for motor R88M-G20030*
AT110-FH-025/R88M-1M40030 | 846900 | 674917 | Apex gearbox, model AT110-FH, ratio 25, for motor R88M-1M40030*
AT140-FC-035/R88M-1M2K020 | 1371100 | 681598 | Apex gearbox, model AT140-FC, ratio 35, for motor R88M-1M2K020*
AT140-FH-035/R88M-1M2K020 | 1187500 | 682243 | Apex gearbox, model AT140-FH, ratio 35, for motor R88M-1M2K020*
AT170-FC-050/R88M-1M2K020 | 1946300 | 681599 | Apex gearbox, model AT170-FC, ratio 50, for motor R88M-1M2K020*
AT170-FH-050/R88M-1M2K020 | 1520300 | 682242 | Apex gearbox, model AT170-FH, ratio 50, for motor R88M-1M2K020*
ATB065-FL1-005-S1/R88M-G10030 | 341300 | 701984 | Apex gearbox, model ATB065-FL1, ratio 5, option code -S1, for motor R88M-G10030*
ATB065-FL1-005-S2/R88M-G10030 | 341300 | 701982 | Apex gearbox, model ATB065-FL1, ratio 5, option code -S2, for motor R88M-G10030*
ATB075-FH-010/R88M-G20030 | 493500 | 703211 | Apex gearbox, model ATB075-FH, ratio 10, for motor R88M-G20030*
ATB075-FH-020/R88M-G40030 | 493500 | 675038 | Apex gearbox, model ATB075-FH, ratio 20, for motor R88M-G40030*
ATB090-FC-015/R88M-1M40030 | 680200 | 675010 | Apex gearbox, model ATB090-FC, ratio 15, for motor R88M-1M40030*
ATB090-FH-020/R88M-1M40030 | 515300 | 681990 | Apex gearbox, model ATB090-FH, ratio 20, for motor R88M-1M40030*
ATB090-FH-050/R88M-1M20030 | 515300 | 696201 | Apex gearbox, model ATB090-FH, ratio 50, for motor R88M-1M20030*
ATB110-FC-010-MT/K1K530F | 806300 | 672049 | Apex gearbox, model ATB110-FC, ratio 10, option code -MT, for motor R88M-K1K530*
ATB110-FC-015/R88M-K1K530 | 806300 | 702478 | Apex gearbox, model ATB110-FC, ratio 15, for motor R88M-K1K530*
ATB110-FC-015-002/R88M-1M1K520 | 806800 | 685226 | Apex gearbox, model ATB110-FC-015, ratio 2, for motor R88M-1M1K520*
ATB110-FC-025/R88M-1L1K530 | 806300 | 703667 | Apex gearbox, model ATB110-FC, ratio 25, for motor R88M-1L1K530*
ATB110-FH-015/R88M-1L1K030 | 652900 | 696461 | Apex gearbox, model ATB110-FH, ratio 15, for motor R88M-1L1K030*
ATB110-FH-015/R88M-1M75030 | 652900 | 707108 | Apex gearbox, model ATB110-FH, ratio 15, for motor R88M-1M75030*
ATB110-FH-050/R88M-1M75030 | 652900 | 707084 | Apex gearbox, model ATB110-FH, ratio 50, for motor R88M-1M75030*
ATB140-FC-007/R88M-1L2K030 | 1055900 | 708301 | Apex gearbox, model ATB140-FC, ratio 7, for motor R88M-1L2K030*
ATB140-FC-010/R88M-1M2K020 | 1054100 | 677870 | Apex gearbox, model ATB140-FC, ratio 10, for motor R88M-1M2K020*
ATB140-FC-015/R88M-1L1K530 | 1055900 | 708300 | Apex gearbox, model ATB140-FC, ratio 15, for motor R88M-1L1K530*
ATB140-FC-015/R88M-1L2K030 | 1054100 | 678335 | Apex gearbox, model ATB140-FC, ratio 15, for motor R88M-1L2K030*
ATB140-FC-050/R88M-1M75030 | 1054100 | 701423 | Apex gearbox, model ATB140-FC, ratio 50, for motor R88M-1M75030*
ATB140-FC-075/R88M-1M75030 | 1354200 | 685519 | Apex gearbox, model ATB140-FC, ratio 75, for motor R88M-1M75030*
ATB140-FH-035-S2/R88M-1L1K030 | 909300 | 701205 | Apex gearbox, model ATB140-FH, ratio 35, option code -S2, for motor R88M-1L1K030*
ATB140-FH-035-S2/R88M-K75030H | 909300 | 659482 | Apex gearbox, model ATB140-FH, ratio 35, for motor R88M-K75030(H/T)-*
ATB140-FH-050/R88M-1M40030 | 909300 | 680900 | Apex gearbox, model ATB140-FH, ratio 50, for motor R88M-1M40030*
ATB170-FC-010/R88M-1M2K020 | 1493600 | 677871 | Apex gearbox, model ATB170-FC, ratio 10, for motor R88M-1M2K020*
ATB170-FC-015/R88M-1L2K030 | 1493600 | 678334 | Apex gearbox, model ATB170-FC, ratio 15, for motor R88M-1L2K030*
ATB170-FC-025/R88M-1L1K530 | 1493600 | 677873 | Apex gearbox, model ATB170-FC, ratio 25, for motor R88M-1L1K530*
ATB170-FH-025/R88M-1M1K520 | 1168600 | 696460 | Apex gearbox, model ATB170-FH, ratio 25, for motor R88M-1M1K520*, Limited torque
ATB170-FH-035-S2/R88M-1L1K030 | 1168600 | 701204 | Apex gearbox, model ATB170-FH, ratio 35, option code -S2, for motor R88M-1L1K030*
ATB240-FC-001/R88M-K15K015 | 1949900 | 676919 | Apex gearbox, model ATB240-FC, ratio 1, for motor R88M-K15K015*
ATB240-FC-010/R88M-KH5K020 | 2482100 | 676915 | Apex gearbox, model ATB240-FC, ratio 10, for motor R88M-KH5K020*
AX-ABS-CNDB45-EE | 27490 | 355872 | Adapter cable for 3G3AX-ABS and Abbegg Zetadyn type encoders, 45 cm
AX-ABS-CNDB60-EE | 27810 | 355873 | Adapter cable for 3G3AX-ABS and Abbegg Zetadyn type encoders, 60 cm
AX-ABS-CNHD30-EE | 26500 | 355874 | Adapter cable for 3G3AX-ABS and CT Unidrive type, 30 cm
AX-ABS-CNHD45-EE | 26780 | 355875 | Adapter cable for 3G3AX-ABS and CT Unidrive type, 45 cm
AX-ABS-CNHD60-EE | 27090 | 355876 | Adapter cable for 3G3AX-ABS and CT Unidrive type, 60 cm
AX-ABS-CNSW45-EE | 22660 | 355869 | 3G3LX encoder cable, bare end, 4.5 m
AX-BCR2015045-TE | 278300 | 378151 | Braking unit 200 V, permanent 15 A/5.5 KVA, peak 45A/16 KVA, 8 ohm min
AX-BCR2035090-TE | 421500 | 324039 | Braking unit 200 V, permanent 35 A/13 KVA, peak 90 A/32 KVA, 4 ohm min
AX-BCR2070130-TE | 537300 | 324040 | Braking unit 200 V, permanent 70 A/25 KVA, peak 130 A/47 KVA, 2.8 ohm min
AX-BCR4015045-TE | 292700 | 324034 | Braking unit 400 V, permanent 15 A/11 KVA, peak 45 A/33 KVA, 16 ohm min
AX-BCR4017068-TE | 303800 | 324035 | Braking unit 400 V, permanent 17 A/13 KVA, peak 68 A/51 KVA, 11 ohm min
AX-BCR4035090-TE | 421500 | 324036 | Braking unit 400 V, permanent 35 A/26 KVA, peak 90 A/67 KVA, 8.5 ohm min
AX-BCR4070130-TE | 537300 | 324037 | Braking unit 400 V, permanent 70 A/52 KVA, peak 130 A/97 KVA, 5.5 ohm min
AX-BCR4090240-TE | 816400 | 325091 | Braking unit 400V, permanent 90A/67KVA, Peak 240A/180KVA, 3.2 ohm min
AX-BCR4100330-TE | 1052500 | 355792 | Braking unit 400V, permanent 110A/36KVA, Peak 330A/120KVA, 2.3 ohm min
AX-BCR4110500-TE | 1041100 | 375110 | Braking unit 400V, permanent 100A/67KVA, Peak 500A/180KVA, 1.5 ohm min
AX-BMS2035090-TE | 432300 | 377279 | Master/Slave Braking unit 200V,Permanent 35A/13KVA, Peak 90A/32KVA, 4 ohm min. with Master/Slave option board
AX-BMS2070130-TE | 535200 | 377280 | Master/Slave Braking unit 200V,Permanent 70A/25KVA, Peak 130A/47KVA, 2.8 ohm min. with Master/Slave option board
AX-BMS4015045-TE | 317300 | 377281 | Master/Slave Braking unit 400V,Permanent 15A/11KVA, Peak 45A/13KVA, 16 ohm min. with Master/Slave option board
AX-BMS4017068-TE | 327100 | 377282 | Master/Slave Braking unit 400V,Permanent 17A/13KVA, Peak 68A/51KVA, 11 ohm min. with Master/Slave option board
AX-BMS4035090-TE | 399100 | 372603 | Master/Slave Braking unit 400V,Permanent 35A/26KVA, Peak 90A/67KVA, 8.5 ohm min. with Master/Slave option board
AX-BMS4070130-TE | 535200 | 377283 | Master/Slave Braking unit 400V,Permanent 70A/52KVA, Peak 130A/97KVA, 5.5 ohm min. with Master/Slave option board
AX-BMS4090240-TE | 785000 | 377284 | Master/Slave Braking unit 400V,Permanent 90A/67KVA, Peak 240A/180KVA, 3.2 ohm min. with Master/Slave option board
AX-BMS4090420-TE | 702200 | 377285
AX-BMS4100330-TE | 873000 | 377286 | Master/Slave Braking unit 400 V, permanent 100 A/75 KVA, peak 330 A/250 KVA, 2.3 ohm min
AX-BMS4110500-TE | 1046800 | 377287 | Master/Slave Braking unit 400 V, permanent 110A/82 KVA, peak 500A/375 KVA, 1.5 ohm min
AX-CUSBM002-E | 17570 | 322128 | Mini USB to USB connector cable
AX-FER2102-PE | 3748 | 684893 | Ferrite choke, 21mm diameter, for 2.2kW inverters and below
AX-FER2815-PE | 4723 | 684894 | Ferrite choke, 28mm diameter, for 15kW inverters and below
AX-FER5045-PE | 11550 | 684895 | Ferrite choke, 50mm diameter, for 45kW inverters and below
AX-FER5255-PE | 16730 | 684896 | Ferrite choke, 52mm diameter, for 45kW Inverters and above
AX-FIC1010-SE | 8690 | 701949 | Common footprint RFI filter for Compact series (Q2V/V1000/J1000/MX2), 10 A, 200 VAC, single phase, for 0.12 to 0.55 kW drives.
AX-FIC1010-SE-LL | 8690 | 701953 | Low Leakage common footprint RFI filter for Compact series (Q2V/V1000/J1000/MX2), 10 A, 200 VAC, single phase, for 0.12 to 0.55 kW drives.
AX-FIC1020-SE | 13000 | 701950 | Common footprint RFI filter for Compact series (Q2V/V1000/J1000/MX2), 20 A, 200 VAC, single phase, for 1.1 to 1.5 kW drives
AX-FIC1020-SE-LL | 13000 | 701954 | Low Leakage common footprint RFI filter for Compact series (Q2V/V1000/J1000/MX2), 20 A, 200 VAC, single phase, for 1.1 to 1.5 kW drives.
AX-FIC1030-SE | 17860 | 701951 | Common footprint RFI filter for Compact series (Q2V/V1000/J1000/MX2), 30 A, 200 VAC, single phase, for 2.2 kW drives.
AX-FIC1030-SE-LL | 17860 | 701955 | Low Leakage common footprint RFI filter for Compact series (Q2V/V1000/J1000/MX2), 30 A, 200 VAC, single phase, for 2.2 kW drives.
AX-FIC1040-SE | 27180 | 701952 | Common footprint RFI filter for Compact series (Q2V/V1000/J1000/MX2), 40 A, 200 VAC, single phase, for 4.0 kW drives.
AX-FIC1040-SE-LL | 27180 | 701956 | Low Leakage common footprint RFI filter for Compact series (Q2V/V1000/J1000/MX2), 40 A, 200 VAC, single phase, for 4.0 kW drives.
AX-FIC4005-SE | 20110 | 701957 | Common footprint RFI filter for Compact series (Q2V/V1000/J1000/MX2), 5 A, 400 VAC, three phase, for 0.37 to 0.55 kW drives.
AX-FIC4005-SE-LL | 20110 | 701963 | Low Leakage common footprint RFI filter for Compact series (Q2V/V1000/J1000/MX2), 5 A, 400 VAC, three phase, for 0.37 to 0.55 kW drives.
AX-FIC4010-SE | 24090 | 701958 | Common footprint RFI filter for Compact series (Q2V/V1000/J1000/MX2), 10 A, 400 VAC, three phase, for 1.1 to 3.0 kW drives.
AX-FIC4010-SE-LL | 24090 | 701964 | Low Leakage common footprint RFI filter for Compact series (Q2V/V1000/J1000/MX2), 10 A, 400 VAC, three phase, for 1.1 to 3.0 kW drives.
AX-FIC4015-SE | 28670 | 701959 | Common footprint RFI filter for Compact series (Q2V/V1000/J1000/MX2), 15 A, 400 VAC, three phase, for 4.0 kW drives.
AX-FIC4015-SE-LL | 28670 | 701965 | Low Leakage common footprint RFI filter for Compact series (Q2V/V1000/J1000/MX2), 15 A, 400 VAC, three phase, for 4.0 kW drives.
AX-FIC4030-SE | 33400 | 701960 | Common footprint RFI filter for Compact series (Q2V/V1000/J1000/MX2), 30 A, 400 VAC, three phase, for 5.5 kW and 7.5 kW drives.
AX-FIC4030-SE-LL | 33400 | 701966 | Low Leakage common footprint RFI filter for Compact series (Q2V/V1000/J1000/MX2), 30 A, 400 VAC, three phase, for 5.5 kW and 7.5 kW drives.
AX-FIC4050-SE-LL | 71100 | 701967 | Low Leakage common footprint RFI filter for Compact series (Q2V/V1000/J1000/MX2), 50 A, 400 VAC, three phase, for 11 kW and 15 kW drives.
AX-FIC4080-SE | 130000 | 701962 | Common footprint RFI filter for Compact series (Q2V/V1000/J1000/MX2), 80 A, 400 VAC, three phase, for 18.5 kW and 22 kW drives.
AX-FIJ1006-RE-IT | 10870 | 324561 | JX Inverter ,drive, 0.2kW - 0.4kW, 6.0A, 200VAC, 1-phase, IT installation
AX-FIJ1006-RE-LL | 10870 | 324526 | JX Inverter ,drive, 0.2kW - 0.4kW, 6.0A, 200VAC, 1-phase, IT installation
AX-FIJ1010-RE-IT | 11430 | 324562 | JX Inverter ,drive, 0.75kW, 10A, 200VAC, 1-phase, IT installation
AX-FIJ1010-RE-LL | 11430 | 324527 | JX Inverter ,drive, 0.75kW, 10A, 200VAC, 1-phase, low leakage current
AX-FIJ1023-RE | 16440 | 283808 | JX footprint RFI filter, 23A, 200VAC, single phase, for 1.5 - 2.2kW models
AX-FIJ1023-RE-IT | 18070 | 324563 | JX Inverter ,drive, 1.5kW - 2.2kW, 23A, 200VAC, 1-phase, IT installation
AX-FIJ1023-RE-LL | 18070 | 324528 | JX Inverter ,drive, 1.5kW - 2.2kW, 23A, 200VAC, 1-phase, low leakage current
AX-FIJ2006-RE | 40570 | 318183 | 3G3JX footprint RFI filter, 6 A, 3~ 200 VAC, for 0.2-0.75 kW models
AXFIJ2006RE-IT | 44590 | 324564 | JX footprint RFI filter, 6A, 200VAC, 3-phase, for 0.2 - 0.75kW models, IT installation
AX-FIJ2006RE-LL | 44590 | 324529 | JX footprint RFI filter, 6A, 200VAC, 3-phase, for 0.2 - 0.75kW models, low leakage current
AX-FIJ2020-RE | 61800 | 318184 | JX footprint RFI filter, 20A, 200VAC, 3-phase, for 1.5 - 4.0kW models
AXFIJ2020RE-IT | 67950 | 324565 | JX footprint RFI filter, 20A, 200VAC, 3-phase, for 1.5 - 3.7kW models, IT installation
AX-FIJ2020RE-LL | 67950 | 324530 | JX footprint RFI filter, 20A, 200VAC, 3-phase, for 1.5 - 3.7kW models, low leakage current
AX-FIJ2040-RE | 71450 | 318185 | JX footprint RFI filter, 40A, 200VAC, 3-phase, for 5.5 - 7.5kW models
AXFIJ2040RE-IT | 78650 | 324566 | JX footprint RFI filter, 40A, 200VAC, 3-phase, for 5.5 - 7.5kW models, IT installation
AXFIJ2040RE-LL | 78650 | 324531 | JX footprint RFI filter, 40A, 200VAC, 3-phase, for 5.5 - 7.5kW models, low leakage current
AX-FIJ3005-RE-IT | 31640 | 324567 | JX footprint RFI filter, 5A, 400VAC, 3-phase, for 0.55 - 1.5kW models, IT installation
AX-FIJ3005-RE-LL | 31640 | 324532 | JX footprint RFI filter, 5A, 400VAC, 3-phase, for 0.55 - 1.5kW models, low leakage current
AX-FIJ3011-RE-IT | 34620 | 324568 | JX footprint RFI filter, 11A, 400VAC, 3-phase, for 2.2 - 4.0kW models, IT installation
AX-FIJ3011-RE-LL | 34620 | 324533 | JX footprint RFI filter, 11A, 400VAC, 3-phase, for 2.2 - 4.0kW models, low leakage current
AX-FIJ3020-RE-IT | 57350 | 324569 | JX footprint RFI filter, 20A, 400VAC, 3-phase, for 5.5 - 7.5kW models, IT installation
AX-FIJ3020-RE-LL | 57350 | 324534 | JX footprint RFI filter, 20A, 400VAC, 3-phase, for 5.5 - 7.5kW models, low leakage current
AX-FIL3010-SE | 53850 | 355042 | LX series RFI filter, 400VAC, 10A, for 3.7kW model
AX-FIL3015-SE | 67150 | 355043 | LX series RFI filter, 400VAC, 15A, for 4kW model
AX-FIL3030-SE | 87200 | 355044 | LX series RFI filter, 400VAC, 30A, for 5.5kw to 11kW models
AX-FIL3053-SE | 177500 | 355045 | LX series RFI filter, 400VAC, 53A, for 15kw to 22kW model
AX-FIM1010-DE-LL | 19620 | 328039 | MX footprint RFI filter, 10 A, 1-phase 200 VAC, flat type, for 0.12 to 0.55 kW models, low leakage current
AX-FIM1010-RE | 10190 | 283818 | MX footprint RFI filter, 10 A, 1~ 200 VAC, for 0.12 to 0.55 kW models
AX-FIM1010-RE-LL | 11200 | 324535 | MX footprint RFI filter, 10A, 200VAC, single phase, for 0.12 to 0.55KW models, low leakage current
AX-FIM1010-SE-LL | 8800 | 386171 | Accessory inverter MX2 EMC filter
AX-FIM1010-SE-V1 | 8010 | 354492 | MX footprint RFI filter, 10A, 200VAC, single phase
AX-FIM1014-DE-LL | 25800 | 328040 | MX footprint RFI filter, 14A, 1~200VAC, sflat type, for 0.75KW models, low leakage current
AX-FIM1014-RE | 14540 | 283819 | MX footprint RFI filter, 14 A, 1~ 200 VAC, for 0.75 kW models
AX-FIM1014-RE-IT | 17740 | 324571 | MX footprint RFI filter, 14A, 200VAC, single phase, for 0.75KW models, IT installation
AX-FIM1014-RE-LL | 15990 | 324536 | MX footprint RFI filter, 14A, 200VAC, single phase, for 0.75KW models, low leakage current
AX-FIM1014-SE-LL | 12560 | 386172 | Accessory inverter MX2 EMC filter
AX-FIM1014-SE-V1 | 11440 | 392486 | MX footprint RFI filter, 14 A, 1~ 200 VAC, for 0.75 kW models
AX-FIM1024-DE-LL | 35180 | 328041 | MX footprint RFI filter, 24 A, 1-phase 200 VAC, flat type, for 1.5 to 2.2 kW models, low leakage current
AX-FIM1024-RE | 16190 | 283820 | MX footprint RFI filter, 24 A, 1~ 200 VAC, for 1.5 to 2.2 kW models
AX-FIM1024-RE-IT | 17350 | 324572 | MX footprint RFI filter, 24 A, 200 VAC, 1-phase, for 1.5 to 2.2 kW models, IT installation
AX-FIM1024-RE-LL | 17800 | 324537 | MX footprint RFI filter, 24A, 200VAC, single phase, for 1.5 to 2.2KW models, low leakage current
AX-FIM1024-SE-LL | 14000 | 386173 | Accessory inverter MX2 EMC filter
AX-FIM1024-SE-V1 | 12750 | 354493 | MX footprint RFI filter, 24A, 200VAC, single phase, for 1.5 to 2.2KW models
AX-FIM2010-RE | 40680 | 317930 | MX footprint RFI filter, 10 A, 3~ 200 VAC, for 0.12 to 1.1 kW models
AX-FIM2010-RE-IT | 40290 | 324573 | MX footprint RFI filter, 10A, 200VAC, three phase, for 0.12 to 1.1KW models, IT installation
AX-FIM2010-RE-LL | 50850 | 324538 | MX footprint RFI filter, 10 A, 200 VAC, 3-phase, for 0.12 to 1.1 kW models, low leakage current
AX-FIM2010-SE-V1 | 32000 | 354494 | MX footprint RFI filter, 10A, 200VAC, three phase
AX-FIM2020-RE | 53550 | 317931 | MX footprint RFI filter, 20 A, 3~ 200 VAC, for 1.5 to 2.2 kW models
AX-FIM2020-RE-IT | 65350 | 324574 | MX footprint RFI filter, 20A, 200VAC, three phase, for 1.5 to 2.2KW models, IT installation
AX-FIM2020-RE-LL | 54350 | 324539 | MX footprint RFI filter, 20 A, 200 VAC, 3-phase, for 1.5 to 2.2 kW models, low leakage current
AX-FIM2020-SE-LL | 46290 | 386174 | Accessory inverter MX2 EMC filter
AX-FIM2020-SE-V1 | 42110 | 354495 | MX footprint RFI filter, 20A, 200VAC, three phase
AX-FIM2030-RE | 57200 | 317932 | MX footprint RFI filter, 30 A, 3~ 200 VAC, for 4.0 kW models
AX-FIM2030-RE-IT | 56700 | 324575 | MX footprint RFI filter, 30A, 200VAC, three phase, for 4.0KW models, IT installation
AX-FIM2030-RE-LL | 71550 | 324540 | MX footprint RFI filter, 30A, 200VAC, three phase, for 4.0KW models, low leakage current
AX-FIM2030-SE-LL | 49440 | 386175 | Accessory inverter MX2 EMC filter
AX-FIM2030-SE-V1 | 44970 | 354496 | MX footprint RFI filter, 30A, 200VAC, three phase
AX-FIM2060-RE | 77650 | 317933 | MX footprint RFI filter, 60 A, 3~ 200 VAC, for 5.5 to 7.5 kW models
AX-FIM2060-RE-IT | 94800 | 324576 | MX footprint RFI filter, 60A, 200VAC, three phase, for 5.5 to 7.5KW models, IT installation
AX-FIM2060-RE-LL | 97000 | 324541 | MX footprint RFI filter, 60A, 200VAC, three phase, for 5.5 to 7.5KW models, low leakage current
AX-FIM2060-SE-LL | 67150 | 386176 | Accessory inverter MX2 EMC filter
AX-FIM2080-RE | 141500 | 317934 | MX footprint RFI filter, 80 A, 3~ 200 VAC, for 11 kW models
AX-FIM2080-RE-IT | 123500 | 324577 | MX footprint RFI filter, 80A, 200VAC, three phase, for 11KW models, IT installation
AX-FIM2080-RE-LL | 126500 | 324542 | MX footprint RFI filter, 80 A, 200 VAC, 3-phase, for 11 kW models, low leakage current
AX-FIM2080-SE-V1 | 97950 | 354498 | MX footprint RFI filter, 80A, 200VAC, three phase
AX-FIM2100-RE | 141500 | 317935 | MX footprint RFI filter, 100 A, 3~ 200 VAC, for 15 kW models
AX-FIM2100-RE-IT | 123500 | 324578 | MX footprint RFI filter, 100A, 200VAC, three phase, for 15KW models, IT installation
AX-FIM2100-RE-LL | 126500 | 324543 | MX footprint RFI filter, 100A, 200VAC, three phase, for 15KW models, low leakage current
AX-FIM2100-SE-V1 | 97950 | 354499 | MX footprint RFI filter, 100A, 200VAC, three phase
AX-FIM3005-RE | 23090 | 297862 | MX footprint RFI filter, 5 A, 3~ 400 VAC, for 0.37 to 1.1 kW models
AX-FIM3005-RE-IT | 28110 | 324579 | MX footprint RFI filter, 5A, 400VAC, three phase, for 0.37 to 1.1KW models, IT installation
AX-FIM3005-RE-LL | 25350 | 324544 | MX footprint RFI filter, 5A, 400VAC, three phase, for 0.37 to 1.1KW models, low leakage current
AX-FIM3005-SE-LL | 19940 | 386177 | Accessory inverter MX2 EMC filter
AX-FIM3005-SE-V1 | 18170 | 354500 | MX footprint RFI filter, 5A, 400VAC, three phase, for 0.37 to 1.1KW models
AX-FIM3010-RE | 27610 | 297863 | MX footprint RFI filter, 10 A, 3~ 400 VAC, for 1.5 to 3.0 kW models
AX-FIM3010-RE-IT | 33710 | 324580 | MX footprint RFI filter, 10A, 400VAC, three phase, for 1.5 to 3.0KW models, IT installation
AX-FIM3010-RE-LL | 30410 | 324545 | MX footprint RFI filter, 10A, 400VAC, three phase, for 1.5 to 3.0KW models, low leakage current
AX-FIM3010-SE-LL | 23910 | 386178 | Accessory inverter MX2 EMC filter, Low leakage filter
AX-FIM3010-SE-V1 | 21730 | 354501 | Accessory inverter MX2 EMC filter
AX-FIM3014-RE | 31320 | 297864 | MX footprint RFI filter, 14 A, 3~ 400 VAC, for 4.0 kW models
AX-FIM3014-RE-IT | 38250 | 324581 | MX footprint RFI filter, 14A, 400VAC, three phase, for 4.0KW models, IT installation
AX-FIM3014-RE-LL | 34440 | 324546 | MX footprint RFI filter, 14A, 400VAC, three phase, for 4.0KW models, low leakage current
AX-FIM3014-SE-LL | 27110 | 386179 | Accessory inverter MX2 EMC filter
AX-FIM3014-SE-V1 | 24660 | 354502 | MX footprint RFI filter, 14A, 400VAC, three phase, 4.0KW models
AX-FIM3030-RE | 38420 | 297865 | MX footprint RFI filter, 30 A, 3~ 400 VAC, for 5.5 to 7.5 kW models
AX-FIM3030-RE-IT | 46850 | 324582 | MX footprint RFI filter, 30A, 400VAC, three phase, for 5.5 to 7.5KW models, IT installation
AX-FIM3030-RE-LL | 42250 | 324547 | MX footprint RFI filter, 30A, 400VAC, three phase, for 5.5 to 7.5KW models, low leakage current
AX-FIM3030-SE-LL | 33220 | 386180 | Accessory inverter MX2 EMC filter
AX-FIM3030-SE-V2 | 30230 | 690943 | MX footprint RFI filter, 30A, 400VAC, three phase, for 5.5 to 7.5KW models, UL/CSA
AX-FIM3050-RE | 81200 | 297866 | MX footprint RFI filter, 50 A, 3~ 400 VAC, for 11 to 15 kW models
AX-FIM3050-RE-IT | 99000 | 324583 | MX footprint RFI filter, 50A, 400VAC, three phase, for 11 to 15KW models, IT installation
AX-FIM3050-RE-LL | 89400 | 324548 | MX footprint RFI filter, 50A, 400VAC, three phase, for 11 to 15KW models, low leakage current
AX-FIM3050-SE-LL | 70200 | 386181 | Accessory inverter MX2 EMC filter
AX-FIM3050-SE-V1 | 63850 | 354504 | MX footprint RFI filter, 50A, 400VAC, three phase, for 11 to 15KW models
AX-FIR2018-RE-IT | 49060 | 324584 | RX footprint RFI filter, 18A, 200VAC, 3-phase, for 0.4 - 3.7kW models , IT installation
AX-FIR2018-RE-LL | 49060 | 324549 | RX footprint RFI filter, 18A, 200VAC, 3-phase, for 0.4 - 3.7kW models , low leakage current
AX-FIR2021-SE | 38960 | 689177 | RX2 foot print RFI filter, 21 A, 3~ 230 VAC, for 0.4-3.7 kW models
AX-FIR2053-RE | 87600 | 315589 | RX footprint RFI filter, 53 A, 3~ 200 VAC, for 5.5-11 kW models
AX-FIR2053-RE-IT | 96400 | 324585 | RX footprint RFI filter, 53A, 200VAC, 3-phase, for 5.5 - 11kW models , IT installation
AX-FIR2053-RE-LL | 96400 | 324550 | RX footprint RFI filter, 53A, 200VAC, 3-phase, for 5.5 - 11kW models , low leakage current
AX-FIR2055-SE | 76450 | 689178 | RX2 foot print RFI filter, 55 A, 3~ 230 VAC, for 5.5-11 kW models
AX-FIR2110-RE | 163300 | 315590 | RX footprint RFI filter, 110 A, 3~ 200 VAC, for 15-22 kW models
AX-FIR2110-RE-IT | 179600 | 324586 | RX footprint RFI filter, 110A, 200VAC, 3-phase, for 15 - 22kW models , IT installation
AX-FIR2110-RE-LL | 179600 | 324551 | RX footprint RFI filter, 110A, 200VAC, 3-phase, for 15 - 22kW models , low leakage current
AX-FIR2114-SE | 142500 | 702545 | RX2 foot print RFI filter, 114 A, 3~ 230 VAC, for 15-22 kW models
AX-FIR2145-RE | 197700 | 315591 | RX footprint RFI filter, 145 A, 3~ 200 VAC, for 30 kW models
AX-FIR2145-RE-IT | 217300 | 324587 | RX footprint RFI filter, 145A, 200VAC, 3-phase, for 30kW models, IT installation
AX-FIR2145-RE-LL | 217300 | 324552 | RX footprint RFI filter, 145A, 200VAC, 3-phase, for 30kW models, low leakage current
AX-FIR3010-RE-IT | 39660 | 324588 | RX footprint RFI filter, 10A, 400VAC, 3-phase, for 0.4 to 4.0 kW models, IT installation
AX-FIR3010-RE-LL | 39660 | 324553 | RX footprint RFI filter, 10A, 400VAC, 3-phase, for 0.4 - 4.0kW models, low leakage current
AX-FIR3030-RE | 44610 | 283813 | RX footprint RFI filter, 30 A, 3~ 400 VAC, for 5.5-11 kW models
AX-FIR3030-RE-IT | 49060 | 324589 | RX footprint RFI filter, 30A, 400VAC, 3-phase, for 5.5 to 11 kW models, IT installation
AX-FIR3030-RE-LL | 49060 | 324554 | RX footprint RFI filter, 30A, 400VAC, 3-phase, for 5.5 - 11kW models, low leakage current
AX-FIR3053-RE | 87600 | 283814 | RX footprint RFI filter, 53 A, 3~ 400 VAC, for 15-22 kW models
AX-FIR3053-RE-IT | 96400 | 324590 | RX footprint RFI filter, 53A, 400VAC, 3-phase, for 15 to 22 kW models, IT installation
AX-FIR3053-RE-LL | 96400 | 324555 | RX footprint RFI filter, 53A, 400VAC, 3-phase, for 15 - 22kW models, low leakage current
AX-FIR3064-RE | 127300 | 283815 | RX footprint RFI filter, 64 A, 3~ 400 VAC, for 30 kW models
AX-FIR3064-RE-IT | 139800 | 324591 | RX footprint RFI filter, 64A, 400VAC, 3-phase, for 30kW models, IT installation
AX-FIR3064-RE-LL | 139800 | 324556 | RX footprint RFI filter, 64A, 400VAC, 3-phase, for 30kW models, low leakage current
AX-FIR3100-RE | 154500 | 283816 | RX footprint RFI filter, 100 A, 3~ 400 VAC, for 37 kW models
AX-FIR3100-RE-IT | 170000 | 324592 | RX footprint RFI filter, 100A, 400VAC, 3-phase, for 37kW models, IT installation
AX-FIR3100-RE-LL | 170000 | 324557 | RX footprint RFI filter, 100A, 400VAC, 3-phase, for 37kW models, low leakage current
AX-FIR3130-RE | 180600 | 283817 | RX footprint RFI filter, 130 A, 3~ 400 VAC, for 45-55 kW models
AX-FIR3130-RE-IT | 198600 | 324593 | RX footprint RFI filter, 130A, 400VAC, 3-phase, for 45 - 55kW models, IT installation
AX-FIR3130-RE-LL | 198600 | 324558 | RX footprint RFI filter, 130A, 400VAC, 3-phase, for 45 - 55kW models, low leakage current
AX-FIR3250-RE | 410200 | 315586 | RX footprint RFI filter, 250 A, 3~ 400 VAC, for 75-90 kW models
AX-FIR3250-RE-IT | 451100 | 324594 | RX footprint RFI filter, 250A, 400VAC, 3-phase, for 75 - 90kW models, IT installation
AX-FIR3250-RE-LL | 451100 | 324559 | RX footprint RFI filter, 250A, 400VAC, 3-phase, for 75 - 90kW models, low leakage current
AX-FIR3320-RE | 489000 | 315587 | RX footprint RFI filter, 320 A, 3~ 400 VAC, for 110-132 kW models
AX-FIR3320-RE-IT | 537500 | 324595 | RX footprint RFI filter, 320A, 400VAC, 3-phase, for 110 - 132kW models, IT installation
AX-FIR3320-RE-LL | 537500 | 324560 | RX footprint RFI filter, 320A, 400VAC, 3-phase, for 110 - 132kW models, low leakage current
AX-FIR4011-SE | 31510 | 689170 | RX2 footprint RFI filter, 11 A, 3~ 400 VAC, for 0.75-3.7 kW models
AX-FIR4030-SE | 45760 | 689171 | RX2 foot print RFI filter, 30 A, 3~ 400 VAC, for 5.5-11 kW models
AX-FIR4058-SE | 76450 | 689172 | RX2 foot print RFI filter, 58 A, 3~ 400 VAC, for 15-22 kW models
AX-FIR4073-SE | 111100 | 702548 | RX2 book type RFI filter, 73 A, 3~ 400 VAC, for 30 kW models
AX-FIR4090-SE | 135000 | 702549 | RX2 book type RFI filter, 90 A, 3~ 400 VAC, for 37 kW models
AX-FIR4146-SE | 164100 | 702546 | RX2 book type RFI filter, 146 A, 3~ 400 VAC, for 44-55 kW models
AX-FIR4310-SE | 427000 | 702547 | RX2 bush bar type RFI filter, 310 A, 3~ 400 VAC, for 75-132 kW models
AX-GPM01-ICE | 5750 | 416241 | MX2 Grounding plates: AB001-AB004 and A2001-A2007
AX-GPM02-ICE | 5750 | 416242 | MX2 Grounding plates: AB007-AB022 and A2015-A2037 and A4004-A4040
AX-GPM03-ICE | 12380 | 416243 | MX2 Grounding plates: A2055-A2075 and A4055-A4075
AX-RAI00034500-DE | 394400 | 406991 | AC input reactor, 450 A, 0.03 mH, for 220 kW size, 400 VAC, 3 phase
AX-RAI00042300-DE | 195900 | 319015 | AC input reactor, 230 A, 0.04 mH, for 45 to 55 kW sizes, 200 VAC, 3 phase
AX-RAI00043350-DE | 345900 | 406990 | AC input reactor, 335 A, 0.04 mH, for 160 kW size, 400 VAC, 3 phase
AX-RAI00071550-DE | 187500 | 319014 | AC input reactor, 155 A, 0.07 mH, for 30 to 37 kW sizes, 200 VAC, 3 phase
AX-RAI00072700-DE | 561000 | 351949 | AC input reactor, 270 A, 0.07 mH, for 110 to 132 kW sizes, 400 VAC, 3 phase
AX-RAI00091000-DE | 127100 | 319013 | AC input reactor, 100 A, 0.09 mH, for 18.5 to 22 kW sizes, 200 VAC, 3 phase
AX-RAI00111850-DE | 336200 | 351948 | AC input reactor, 185 A, 0.11 mH, for 75 to 90 kW sizes, 400 VAC, 3 phase
AX-RAI00180670-DE | 93950 | 319008 | AC input reactor, 67 A, 0.18 mH, for 11 and 15 kW sizes, 200 VAC, 3 phase
AX-RAI00191150-DE | 270300 | 319011 | AC input reactor, 115 A, 0.19 mH, for 45 to 55 kW sizes, 400 VAC, 3 phase
AX-RAI00290780-DE | 195500 | 319010 | AC input reactor, 78 A, 0.29 mH, for 30 to 37 kW sizes, 400 VAC, 3 phase
AX-RAI00350335-DE | 87900 | 319002 | AC input reactor, 33.5 A, 0.35 mH, for 5.5 and 7.5 kW sizes, 200 VAC, 3 phase
AX-RAI00360500-DE | 128400 | 319009 | AC input reactor, 50 A, 0.36 mH, for 18.5 to 22 kW sizes, 400 VAC, 3 phase
AX-RAI00630240-DE | 36150 | 369522 | AC input reactor, 25 A, 0.63 mH, for 2.2 kW sizes, 200 VAC, 1 phase
AX-RAI00740335-DE | 93950 | 319005 | AC input reactor, 33.5 A, 0.74 mH, for 11 and 15 kW sizes, 400 VAC, 3 phase
AX-RAI00880175-DE | 71100 | 319001 | AC input reactor, 17.5 A, 0.88 mH, for 1.5, 2.2 and 3.7 kW sizes, 200 VAC, 3 phase
AX-RAI00880200-DE | 66900 | 319006 | AC input reactor, 20 A, 0.88 mH, for 1.5, 2.2 and 3.7 kW sizes, 200 VAC, 3 phase
AX-RAI01200200-DE | 40590 | 369521 | AC input reactor, 20 A, 1.2 mH, for 1.5, 2.2 kW sizes, 200 VAC, 1 phase
AX-RAI01300170-DE | 71100 | 318999 | AC input reactor, 17 A, 1.3 mH, for 5.5 and 7.5 kW sizes, 400 VAC, 3 phase
AX-RAI01700140-DE | 36150 | 369520 | AC input reactor, 14 A, 1.7 mH, for 0.75 kW sizes, 200 VAC, 1 phase
AX-RAI02000070-DE | 32180 | 369519 | AC input reactor, 7 A, 2.0 mH, for 0.4 kW sizes, 200 VAC, 1 phase
AX-RAI02800080-DE | 64150 | 319000 | AC input reactor, 8 A, 2.8 mH, for 0.2, 0.4, 0.7 and 1.5 kW sizes, 200 VAC, 3 phase
AX-RAI03500090-DE | 66900 | 318998 | AC input reactor, 9 A, 3.5 mH, for 2.2. 3.0 and 4.0 kW sizes, 400 VAC, 3 phase
AX-RAI03500100-DE | 66900 | 319004 | AC input reactor, 10 A, 3.5 mH, for 2.2. 3.0 and 4.0 kW sizes, 400 VAC, 3 phase
AX-RAI07700042-DE | 66050 | 318997 | AC input reactor, 4.2 A, 7.7 mH, for 0.4, 0.7 and 1.5 kW sizes, 400 VAC, 3 phase
AX-RAI07700050-DE | 64150 | 319003 | AC input reactor, 5 A, 7.7 mH, for 0.4, 0.7 and 1.5 kW sizes, 400 VAC, 3 phase
AX-RAO00115250-DE | 2098900 | 684619 | AC input reactor, 525 A, 111 mH, 400 VAC, 3 phase
AX-RAO00132200-DE | 764200 | 351965 | AC input reactor, 220 A, 0.13 mH, for 55 kW size, 200 VAC, 3 phase
AX-RAO00161820-DE | 561000 | 351964 | AC input reactor, 182 A, 0.16 mH, for 45 kW size, 200 VAC, 3 phase
AX-RAO00173250-DE | 1450300 | 684162 | AC output reactor, 325 A, 0,170 mH, for 132 kW , 400 VAC, 3 phase
AX-RAO00191450-DE | 433000 | 351963 | AC input reactor, 145 A, 0.19 mH, for 37 kW size, 200 VAC, 3 phase
AX-RAO00212600-DE | 1653300 | 351959 | AC output reactor, 260 A, 0.21 mH, for 132 kW , 400 VAC, 3 phase
AX-RAO00251210-DE | 279600 | 351962 | AC output reactor, 121 A, 0.25 mH, for 30 kW , 200 VAC, 3 phase
AX-RAO00262170-DE | 1320600 | 351958 | AC output reactor, 217 A, 0.26 mH, for 110 kW , 400 VAC, 3 phase
AX-RAO00330950-DE | 279600 | 351961 | AC output reactor, 95 A, 0.33 mH, for 22 kW , 200 VAC, 3 phase
AX-RAO00331760-DE | 1098700 | 351957 | AC output reactor, 176 A, 0.33 mH, for 90 kW , 400 VAC, 3 phase
AX-RAO00390800-DE | 336200 | 351960 | AC output reactor, 80 A, 0.39 mH, for 18.5 kW , 200 VAC, 3 phase
AX-RAO00401490-DE | 1098700 | 351956 | AC output reactor, 149 A, 0.40 mH, for 75 kW , 400 VAC, 3 phase
AX-RAO00490640-DE | 195500 | 319456 | AC output reactor, 64 A, 0.49 mH, for 15 kW, 200 VAC, 3 phase
AX-RAO00531100-DE | 764200 | 351955 | AC output reactor, 110 A, 0.53 mH, for 55 kW , 400 VAC, 3 phase
AX-RAO00680900-DE | 561000 | 351954 | AC output reactor, 90 A, 0.68 mH, for 45 kW , 400 VAC, 3 phase
AX-RAO00800750-DE | 433000 | 351953 | AC output reactor, 75 A, 0.8 mH, for 37 kW , 400 VAC, 3 phase
AX-RAO00950320-DE | 128400 | 319458 | AC output reactor, 32 A, 0.95 mH, for 7.5 kW, 200 VAC, 3 phase
AX-RAO01030580-DE | 336200 | 351952 | AC output reactor, 58 A, 1.03 mH, for 30 kW , 400 VAC, 3 phase
AX-RAO01150220-DE | 93950 | 319459 | AC output reactor, 22 A, 1.15 mH, for 5.5 kW, 200 VAC, 3 phase
AX-RAO01300480-DE | 336200 | 351951 | AC output reactor, 48 A, 1.3 mH, for 22 kW , 400 VAC, 3 phase
AX-RAO01650400-DE | 336200 | 351950 | AC output reactor, 40 A, 1.65 mH, for 18.5 kW , 400 VAC, 3 phase
AX-RAO01830160-DE | 87900 | 319460 | AC output reactor, 16 A, 1.83 mH, for 3.7 kW, 200 VAC, 3 phase
AX-RAO02000320-DE | 195500 | 319461 | AC output reactor, 32 A, 2 mH, for 15 kW , 400 VAC, 3 phase
AX-RAO02500220-DE | 163900 | 319462 | AC output reactor, 22 A, 2.5 mH, for 11 kW , 400 VAC, 3 phase
AX-RAO03000105-DE | 71100 | 319463 | AC output reactor, 10.5 A, 3 mH, for 2.2 kW, 200 VAC, 1/3 phase
AX-RAO03600160-DE | 128400 | 319464 | AC output reactor, 16 A, 3.6 mH, for 7.5 kW , 400 VAC, 3 phase
AX-RAO04600110-DE | 93950 | 319466 | AC output reactor, 11 A, 4.6 mH, for 5.5 kW , 400 VAC, 3 phase
AX-RAO07300080-DE | 71100 | 319467 | AC output reactor, 8 A, 7.3 mH, for 3.0 and 4.0 kW , 400 VAC, 3 phase
AX-RAO07600042-DE | 66050 | 319468 | AC output reactor, 4.2 A, 7.6 mH, for 0.7 kW, 200 VAC, 1/3 phase
AX-RAO11500026-DE | 64150 | 319469 | AC output reactor, 2.6 A, 11.5 mH, for 0.1, 0.2 and 0.4 kW, 200 VAC, 1/3 phase
AX-RAO11800053-DE | 82350 | 354528 | AC output reactor, 5.3 A, 11.8 mH, for 2.2 kW , 400 VAC, 3 phase
AX-RAO16300038-DE | 66050 | 319471 | AC output reactor, 3.8 A, 16.3 mH, for 0.4, 0.7 and 1.5 kW , 400 VAC, 3 phase
AX-RC00133057-DE | 353500 | 319427 | DC link reactor, 305.7 A, 0.13 mH, for 55 kW , 200 VAC, 3 phase
AX-RC00162500-DE | 295400 | 319428 | DC link reactor, 250 A, 0.16 mH, for 45 kW , 200 VAC, 3 phase
AX-RC00192015-DE | 281600 | 319429 | DC link reactor, 201.5 A, 0.19 mH, for 37 kW , 200 VAC, 3 phase
AX-RC00213613-DE | 665800 | 351969 | DC link reactor, 361.3 A, 0.21 mH, for 132 kW, 400 VAC
AX-RC00231662-DE | 182200 | 319430 | DC link reactor, 166.2 A, 0.23 mH, for 30 kW , 200 VAC, 3 phase
AX-RC00252981-DE | 599600 | 351968 | DC link reactor, 298.1 A, 0.25 mH, for 110 kW, 400 VAC
AX-RC00301275-DE | 141800 | 319431 | DC link reactor, 127.5 A, 0.30 mH, for 18.5 kW and 22 kW , 200 VAC, 3 phase
AX-RC00312446-DE | 599600 | 351967 | DC link reactor, 244.6 A, 0.31 mH, for 90 kW, 400 VAC
AX-RC00372094-DE | 477500 | 351966 | DC link reactor, 209.4 A, 0.37 mH, for 75 kW, 400 VAC
AX-RC00440859-DE | 89000 | 319432 | DC link reactor, 85.9 A, 0.44 mH, for 15 kW, 200 VAC
AX-RC00501529-DE | 383400 | 319433 | DC link reactor, 152.9 A, 0.50 mH, for 55 kW, 400 VAC
AX-RC00590614-DE | 75700 | 319434 | DC link reactor, 61.4 A, 0.59 mH, for 11 kW, 200 VAC
AX-RC00611236-DE | 325500 | 319435 | DC link reactor, 123.6 A, 0.61 mH, for 45 kW, 400 VAC
AX-RC00741042-DE | 311600 | 319436 | DC link reactor, 104.2 A, 0.74 mH, for 37 kW, 400 VAC
AX-RC00920797-DE | 211900 | 319438 | DC link reactor, 79.7 A, 0.92 mH, for 30 kW, 400 VAC
AX-RC01200644-DE | 141800 | 319440 | DC link reactor, 64.4 A, 1.2 mH, for 18.5 to 22 kW, 400 VAC
AX-RC01750430-DE | 85300 | 319442 | DC link reactor, 43 A, 1.75 mH, for 15 kW, 400 VAC
AX-RC02330307-DE | 72300 | 319443 | DC link reactor, 30.7 A, 2.33 mH, for 11 kW, 400 VAC
AX-RC02510138-DE | 20710 | 319444 | DC link reactor, 13.8 A, 2.51 mH, for 1.5 kW and 2.2 kW, 200 VAC
AX-RC03350219-DE | 47590 | 319445 | DC link reactor, 21.9 A, 3.35 mH, for 7.5 kW, 400 VAC
AX-RC03510093-DE | 19000 | 319446 | DC link reactor, 9.3 A, 3.51 mH, for 0.7 kW and 1.5 kW, 200 VAC
AX-RC04410167-DE | 40550 | 319447 | DC link reactor, 16.7 A, 4.41 mH, for 5.5 kW, 400 VAC
AX-RC06400116-DE | 25030 | 319448 | DC link reactor, 11.6 A, 6.4 mH, for 4 kW, 400 VAC
AX-RC06750061-DE | 19000 | 319449 | DC link reactor, 6.1 A, 6.75 mH, for 0.4 kW and 0.7 kW, 200 VAC
AX-RC10100069-DE | 20710 | 319450 | DC link reactor, 6.9 A, 10.1 mH, for 2.2 kW, 400 VAC
AX-RC10700032-DE | 13980 | 319451 | DC link reactor, 3.3 A, 10.7 mH, for 0.1 and 0.4 kW, 200 VAC
AX-RC14000047-DE | 19000 | 319452 | DC link reactor, 4.7 A, 14 mH, for 1.5 kW, 400 VAC
AX-RC21400016-DE | 19060 | 319453 | DC link reactor, 1.6 A, 21.4 mH, for 0.1 and 0.2 kW, 200 VAC
AX-RC27000030-DE | 19000 | 319454 | DC link reactor, 3 A, 27 mH, for 0.7 kW, 400 VAC
AX-RC43000020-DE | 14950 | 319455 | DC link reactor, 2 A, 43 mH, for 0.4 kW, 400 VAC
AX-REM00K1200-IE | 7085 | 324011 | Braking resistor, 200 ohm, 110 W nominal
AX-REM00K1400-IE | 8355 | 324010 | Braking resistor, 400 ohm, 190 W nominal
AX-REM00K2070-IE | 10730 | 324012 | Braking resistor, 70 ohm, 200 W nominal
AX-REM00K2120-IE | 10730 | 324017 | Braking resistor, 120 ohm, 200 W nominal
AX-REM00K2200-IE | 10730 | 324015 | Braking resistor, 200 ohm, 200 W nominal
AX-REM00K3250-IE | 12390 | 668169 | Braking resistor, 250 ohm, 300 W nominal
AX-REM00K4035-IE | 12810 | 324014 | Braking resistor, 35 ohm, 400 W nominal
AX-REM00K4075-IE | 12810 | 324013 | Braking resistor, 70 ohm, 400 W nominal
AX-REM00K5120-IE | 13670 | 324016 | Braking resistor, 120 ohm, 500 W nominal
AX-REM00K6035-IE | 18970 | 324023 | Braking resistor, 35 ohm, 600 W nominal
AX-REM00K6100-IE | 18970 | 324018 | Braking resistor, 100 ohm, 600 W nominal
AX-REM00K9017-IE | 36810 | 324027 | Braking resistor, 17 ohm, 900 W nominal
AX-REM00K9020-IE | 36810 | 324024 | Braking resistor, 20 ohm, 900 W nominal
AX-REM00K9070-IE | 36810 | 324019 | Braking resistor, 70 ohm, 900 W nominal
AX-REM01K1032-IP-IE | 43110 | 364995 | Braking resistor, 32 ohm, 1100 W nominal
AX-REM01K9017-IE | 86450 | 324025 | Braking resistor, 17 ohm, 1900 W nominal
AX-REM01K9032-IE | 88000 | 364996 | Braking resistor, 32 Ohm, 1900 W nominal
AX-REM01K9050-IE | 88000 | 364997 | Braking resistor, 50 ohm, 1900 W nominal
AX-REM01K9070-IE | 86450 | 324020 | Braking resistor, 70 ohm, 1900 W nominal
AX-REM02K1017-IE | 149000 | 324026 | Braking resistor, 17 ohm, 2100 W nominal
AX-REM02K1070-IE | 149000 | 324021 | Braking resistor, 70 ohm, 2100 W nominal
AX-REM02K1110-IE | 162800 | 355611 | Braking resistor, 110 ohm, 2100 W nominal
AX-REM03K5010-IE | 160700 | 324028 | Braking resistor, 10 ohm, 3500 W nominal
AX-REM03K5035-IE | 160700 | 324022 | Braking resistor, 35 ohm, 3500 W nominal
AX-REM03K5085-IE | 175700 | 355612 | Braking resistor, 85 ohm, 3500 W nominal
AX-REM19K0006-IE | 170100 | 324033 | Braking resistor, 6 ohm, 3500 W nominal
AX-REM19K0008-IE | 170100 | 324032 | Braking resistor, 8 Ohm, 3500 W nominal
AX-REM19K0020-IE | 170100 | 324030 | Braking resistor, 20 ohm, 19 kW nominal
AX-REM19K0030-IE | 170100 | 324029 | Braking resistor, 30 ohm, 19 kW nominal
AX-REM19K0032-IE | 186300 | 355610 | Braking resistor, 32 ohm, 19 kW nominal
AX-REM38K0012-IE | 259100 | 324031 | Braking resistor, 12 ohm, 38kW nominal
B22210159-7F1 | 8620 | 695709 | Pole adaptor for LR4, Off white
B22210161-9F1 | 9465 | 693902 | Bottom part of LR6 unit without bolts
B3079A-305M | 843400 | 280121 | PROFIBUS DP cable, solid, PVC, 305 m
B3079E-305M | 684200 | 280122 | PROFIBUS DP cable, stranded, PVC, 305 m
B3082A-152M | 1011200 | 280123 | DeviceNet thick cable, stranded, PVC, 152 m
B3082A-305M | 1883100 | 280124 | DeviceNet thick cable, stranded, PVC, 305 m
B3084A-152M | 426900 | 280125 | DeviceNet thin cable, stranded, PVC, 152 m
B3084A-305M | 795500 | 280126 | DeviceNet thin cable, stranded, PVC, 305 m
B3084F-305M | 2142000 | 280127 | DeviceNet thin cable, flexible, PVC, 305 m
B32-1040 | 109.4 | 137334
B32-1210 | 113 | 137339
B32-1610 | 211.4 | 154827
B3F-1000 | 76.6 | 137290 | Tactile switch (SMT), 6 x 6 mm, flat type, 3.1mm height, 100 gf OF, black
B3F-1050 | 89.45 | 137296 | Tactile Switch, Standard, Projected Plunger, 7.3 x 6.5 mm, OF 0.98N
B3F-1060 | 109.4 | 137379
B3F-4005 | 116.8 | 238168 | Tactile Switch, Standard, Flat Plunger, 4.3 x 12.5 mm, OF 2.55N
B3F-4050 | 116.8 | 238167 | Tactile Switch, Standard, Projected Plunger, 4.3 x 12.5 mm, OF 1.27N
B3S-1000 | 182.7 | 227785
B3W-1050 | 195 | 137203
B70006E-500m | 405700 | 324085 | PROFINET installation cable, Quad stranded cores, PVC outer sheath, green, 500 m
B70007E-500m | 435900 | 324086 | PROFINET installation cable, Quad solid cores, PVC outer sheath, green, 500 m
B7AC-T10A1 | 339900 | 158011
B7AC-T10A1-B | 225600 | 137180
B7AM-8B31 | 141800 | 137174
B7AM-8B36 | 141800 | 137175
B7AP-M1 | 123800 | 149065 | Power Coupler, Moving Unit
B7AP-S1 | 148900 | 137181 | Power Coupler, Stationary Unit
B7A-R10MC | 34900 | 137143
B7A-R3A13 | 71150 | 137166
B7A-R3A13-M | 78700 | 137170
B7A-R3A18 | 71150 | 137167
B7A-R3A18-M | 76350 | 137171
B7A-R3A33 | 86750 | 153478
B7A-R3A33-M | 70000 | 137172
B7A-R3A38 | 88450 | 137168
B7A-R3A38-M | 166200 | 168243
B7A-R6A13 | 49360 | 156709
B7A-R6A18 | 49360 | 137165
B7A-R6A33 | 49360 | 137164 | Automation, Remote I/O, Other remote I/O, B7A-R6A33
B7A-R6A38 | 61550 | 151236
B7A-R6A52 | 30370 | 158010
B7A-R6A57 | 24930 | 153477 | B7A link terminal, modular type, 16 x outputs, NPN 24 VDC 50 mA max.
B7A-R6B11 | 66900 | 169696 | 16 Points For Output, Screw Terminal, Normal Speed
B7A-R6B16 | 66900 | 169697 | 16 Points For Output, Screw Terminal, High Speed
B7A-R6B31 | 67000 | 169698 | Link terminal output module, 16 I/O points, NPN, 19.2 ms I/O delay, screw terminals
B7A-R6B36 | 66900 | 169699 | 16 Points For Output, Screw Terminal, High Speed, LOADOFF
B7A-R6C11 | 118600 | 145820 | 16 Points For Output, Screw Terminal, Normal Speed
B7A-R6C16 | 118400 | 137161 | 16 Points For Output, Screw Terminal, High Speed
B7A-R6C31 | 118600 | 137159 | 16 Points For Output, Screw Terminal, Normal Speed, LOADOFF
B7A-R6C36 | 118800 | 137162 | 16 Points For Output, Screw Terminal, High Speed, LOADOFF
B7A-R6F11 | 80600 | 169700 | 16 Points For Output, Screw Terminal, Normal Speed
B7A-R6F16 | 67000 | 169701
B7A-R6F31 | 65750 | 169702 | Link terminal output module, 16 I/O points, PNP, 19.2 ms I/O delay, screw terminals
B7A-R6F36 | 65750 | 169703 | 16 Points For Output, Screw Terminal, High Speed, LOADOFF
B7A-R6G11 | 118600 | 144729
B7A-R6G16 | 182600 | 144730 | Link Terminal B7A-R6G16
B7A-R6G31 | 118600 | 137160
B7A-R6G36 | 118600 | 137163
B7AS-R6B11 | 58700 | 169689 | 16 Points For Output, Screw Terminal, Normal Speed
B7AS-R6B16 | 101100 | 169690 | 16 Points For Output, Screw Terminal, High Speed
B7AS-R6B31 | 102100 | 169712 | 16 Points For Output, Screw Terminal, Normal Speed, LOADOFF
B7AS-R6B36 | 101700 | 169691 | 16 Points For Output, Screw Terminal, High Speed, LOADOFF
B7AS-T6B1 | 108900 | 169687 | 16 Points For Input, Screw Terminal, Normal Speed
B7AS-T6B6 | 117500 | 169688 | 16 Points For Input, Screw Terminal, High Speed
B7A-T10M2 | 26550 | 137142
B7A-T10S3 | 55300 | 137144 | Link terminal, DIN rail/surface mounting, 10 x 24 VDC inputs, NPN
B7A-T3E3 | 80700 | 137158 | Automation, Remote I/O, Other remote I/O, B7A-T3E3
B7A-T3E3-M | 69700 | 155416
B7A-T3E8 | 82950 | 152397
B7A-T3E8-M | 87850 | 137169
B7A-T6A1 | 80100 | 169692 | 16 Points For Input, Screw Terminal, Normal Speed
B7A-T6A6 | 80100 | 169693 | 16 Points For Input, Screw Terminal, High Speed
B7A-T6B6 | 79000 | 169695 | 16 Points For Input, Screw Terminal, High Speed, +/- Common
B7A-T6C1 | 80100 | 184203 | Link terminal input module, 16 I/O points, PNP, 19.2 ms I/O delay, screw terminals
B7A-T6C6 | 80100 | 177580 | Link terminal input module, 16 Input points, PNP, 3 ms I/O delay, screw terminals
B7A-T6D2 | 30660 | 137149
B7A-T6D7 | 28880 | 137150 | B7A link terminal, modular type, 16 x inputs, PNP(TTL)
B7A-T6E3 | 54500 | 149063
B7A-T6E8 | 56150 | 137157
B8489-305M | 574900 | 280131 | CompoNet 4-wire round cable, 305 m
B9207-152M | 447900 | 280132 | Controller Link 2-wire shielded cable, 152 m
B9207-305M | 731000 | 280133 | Controller Link 2-wire shielded cable, 305 m
B9409-152M | 243100 | 280134 | CompoNet 2-wire round cable, 152 m
B9409-305M | 454700 | 280135 | CompoNet 2-wire round cable, 305 m
BF-1 | 8540 | 137182 | Electrode holder, 1-pole electrode, standard type (150°C), liquid with low specific resistance
BF-3 | 22470 | 137183 | Electrode holder, 3 way, standard type (150°C)
BF-5 | 43870 | 137185 | Electrode holder, 5 way, standard type (150°C)
BK-HLDL3 | 83800 | 708441 | Bracket for HLDL3 series
BK-HPD2-100-LFV | 171800 | 691184 | Clamping Bracket for HPD2-100 Illuminator
BK-HPD2-250-LFV | 219400 | 659139 | CCS Coaxial Light Joint Bracket
BKL0303A-630C | 112600 | 690032 | LED Backlight, active area 30x30 mm, red, 24 V, Continuous mode
BKL0303A-W00C | 116700 | 684874 | LED Back light, active area 30x30 mm, white, 24 V, Continuous mode
BKL0504B-630C | 132700 | 683987 | LED Back light, active area 50 x 40 mm, red, 24 V, Continous Mode
BKL0505A-630C | 162000 | 690157 | LED Back light, active area 50x50 mm, red, 24 V, continuous mode
BKL0705B-630C | 216100 | 690882 | LED Backlight, active area 70 x 50 mm, red, continuous, 24 V
BKL0707B-630C | 332700 | 683986 | LED Back light, active area 70 x 70 mm, Red, 24 V, Continuous mode
BKL0707B-W00C | 349200 | 685569 | LED Backlight, active area 70 x 70 mm, white, 24 V, Continuous mode
BKL1007B-630C | 389900 | 683995 | LED Flat Light, 89x107x22 mm, active area 100x70 mm, 24 V, red, Continuous mode
BKL1007B-630i | 519500 | 680932 | LED Back light, active area 100 x 70 mm, red, 24 V, iBlue
BKL1007B-W00C | 409300 | 685720 | LED Flat Light, 89x107x22 mm, active area 100x70 mm, 24 V, white, Continuous mode
BKL1007B-W00I | 539200 | 684876 | LED Flat Light, 89x107x22 mm, active area 100x70 mm, 24 V, white, IBlue Drive
BKL1510A-630C | 577000 | 683603 | LED Backlight, active area 100 x 150 mm, Red 630 nm, 24 V, continuous mode
BKL1510A-630i | 824100 | 680995 | LED Back light, active area 100 x 150 mm, red, 24 V, iBlue
BKL1510A-850S | 617400 | 686992 | LED Back light, active area 100 x 150 mm, IR 850 nm, 24 V, strobe mode
BKL1510A-W00C | 605700 | 686116 | LED Backlight, active area 100 x 150 mm, White, 24 V, continuous mode
BKL1515B-630C | 692700 | 684111 | LED back light, active area 150 x 150 mm, red, continuous mode, 24 V
BKL2005A-850S | 617400 | 684515 | LED Backlight, active area 200 mm x 50 mm, IR 850 nm, strobe mode, 24 V
BKL2005A-W00C | 606100 | 681421 | LED Backlight, active area 200 mm x 50 mm, white, continuous, 24 V
BKL2010A-630C | 692700 | 684902 | LED Back light, active area 200x100 mm, red, 24 V, continuous mode
BKL2010A-630I | 833600 | 688488 | LED Backlight, active area 200x100 mm, red, 24 V, iBlue
BKL2222A-W00C | 1066100 | 683748 | LED Backlight, active area 220 mm x 220 mm, white, continuous, 24 V
BKL2515B-630C | 922900 | 684112 | LED back light, active area 250 x 150 mm, red, continuous mode, 24 V
BKL2518A-W00C | 1048200 | 689095 | LED back light, active area 250 x 180 mm, white, continuous mode, 24 V
BKL2518A-W00S | 1048200 | 689097 | LED back light, active area 250 x 180 mm, white, strobe mode, 24 V
BKL3005A-630C | 818600 | 690758 | LED Backlight, active Area 300 x 50 mm, red, 24 VDC, continuous mode
BKL3005A-W00C | 848100 | 372112
BK-LDL2 | 20340 | 349651 | Bracket for LDL2
BK-LDQ2-119X16 | 205800 | 362411
BK-LDQ2-74X30 | 180600 | 686059 | Mounting bracket for LDL2-74X30
BK-LDQ2-80X16 | 194800 | 392482 | Mounting bracket for LDL2-80X16
BKM4020A-630C | 1816600 | 689271 | LED backlight, active area 400 x 200 mm, red, continuous mode, 24 VDC, 3 m power cable with free terminals
BKM4030A-630C | 1896200 | 690251 | LED backlight, active area 400 x 300 mm, red, continuous mode, 24 VDC, 3 m power cable with free terminals
BK-PD3 | 17890 | 683854 | Mounting Bracket for PD3 Illuminator
BK-TH-LE12 | 14390 | 690154 | Mounting Bracket TH- Illuminator
BL-100-100-W | 850900 | 355721
BL-100-50-W | 762500 | 355720
BL-50-50-W | 387100 | 355719
BLBAR-1000-WHI | 1040300 | 687787 | LED backlight, 1033 x 47.6 x 45 mm, active area 1001 mm x 31.5 mm, 40 LEDs, white, 24 VDC
BLBAR-1250-WHI | 1248000 | 692876 | LED backlight, 1580 x 47.6 x 45 mm, active area 1283 mm x 31.5 mm, 50 LEDs, white, 24 VDC
BLBAR-125-525 | 226900 | 708065 | LED backlight, 158 x 47.6 x 45 mm, active area 126 mm x 31.5 mm, green, 24 VDC
BLBAR-125-850 | 249700 | 693942 | LED backlight, 158 x 47.6 x 45 mm, active area 125 x 31.5 mm, 5 LEDs, IR 850 nm, 24 VDC
BLBAR-125-WHI | 252300 | 686974 | LED backlight, 158 x 47.6 x 45 mm, active area 125 mm x 31.5 mm, 5 LEDs, white, 24 VDC
BLBAR-250-630 | 370100 | 690156 | LED backlight, 283 x 47.6 x 45 mm, active area 250 mm x 31.5 mm, 10 LEDs, red, 24 VDC
BLBAR-250-850 | 384200 | 702984 | LED backlight, 283 x 47.6 x 45 mm, active area 250 mm x 31.5 mm, 10 LEDs, infrared, 24 VDC
BLBAR250-WHI | 365300 | 659669 | Barlight from TPL,Standard 250 mm white LED IP65 rating
BLBAR-375-630 | 484600 | 690155 | LED backlight, 408 x 47.6 x 45 mm, active area 375 mm x 31.5 mm, 15 LEDs, white, 24 VDC
BLBAR-375-850 | 483500 | 701175 | LED backlight, 408 x 47.6 x 45 mm, active area 376 x 31.5 mm, 20 LEDs, IR 850, 24 VDC
BLBAR-375-WHI | 477600 | 670269 | Barlight from TPL,Standard 375 mm white LED IP65 rating
BLBAR-500-470 | 590400 | 669230 | LED backlight, 533mm x 47.6mm x 45mm, 20 LEDs, Green, 24VDC
BLBAR-500-850 | 583500 | 693946 | LED backlight, 533 x 47.6 x 45 mm, active area 501 x 31.5 mm, 20 LEDs, IR 850, 24 VDC
BLBAR-500-WHI | 590400 | 670270 | Barlight from TPL,Standard 500 mm white LED IP65 rating
BLBAR-500-WHI-IP69K | 1116800 | 701642 | LED Bar illuminator, active area 500 mm x 31.5, white, 24VDC, IP69k
BLBAR625-WHI | 703000 | 659646 | Barlight from TPL,Standard 625 mm white LED IP65 rating
BLBAR-750-WHI | 815000 | 686058 | LED backlight, 783 x 47.6 x 45 mm, active area 751 x 31.5 mm, 30 LEDs, white, 24 VDC
BLBAR-875-WHI | 941100 | 689438 | LED backlight, 876 x 47.6 x 45 mm, active area 751 x 31.5 mm, 35 LEDs, white, 24 VDC
BLBAR-L-250-525 | 369600 | 699566 | LED backlight, link, 283 x 47.6 x 45 mm, active area 250 mm x 31.5 mm, 10 LEDs, green, 24 VDC
BLBAR-O-500-WHI | 671300 | 696285 | LED backlight, overdrive, 533 x 47.6 x 45 mm, active area 500 mm x 31.5 mm, 20 LEDs, white, 24 VDC
BMOUNT | 22460 | 692877 | Mount for TPL Bar Lights
BP100XSG | 158900 | 678554 | Replacement battery pack for BU1002SWG
BP150XSG | 148800 | 678555 | Replacement battery pack for BU3002SWG
BP635-M27 | 93350 | 696319 | Bandpass filter 635nm, M27
BS-1 | 20570 | 137186 | Electrode holder, 1-pol electrode, for high pressure or high temperature applications (250ºC), 1.96Mpa
BU1002SWG | 546700 | 678549 | UPS, Tower type, AC-AC, 1000 VA, 700 W
BU3002SWG | 1227700 | 678550 | UPS, Tower type, AC-AC, 3000 VA, 2100 W
BUB2002RW | 474000 | 671158 | Replacement battery pack for BU2002RWLG
BUB3002RW | 633300 | 671159 | Replacement battery pack for BU3002RWLG/BU5002RWL
BUP100SG | 73650 | 678551 | Mounting bracket for BU1002SWG
BUP300SG | 66650 | 678552 | Mounting bracket for BU3002SWG
C1000H-CE001 | 150400 | 145341 | F-shaped adapter included with Sysmac Link unit (coaxial)
C1000H-TER01 | 70600 | 159284 | Terminating resistor, 2 required for each Sysmac Link network (coaxial)
C200H-BAT09 | 25240 | 659246 | Battery for CMINIH/C200H PLCs
C200H-CN222 | 70700 | 224567 | Cable for C200H-PRO27E/DAC01-E consoles, 2m
C200H-CN422 | 97550 | 224568 | Cable for C200H-PRO27E/DAC01-E consoles, 4m
C200H-COV11 | 3007 | 159320 | Automation, Control Systems, Accessories Control Systems, C200H-COV11
C200HW-PA204 | 176600 | 159548 | Power supply unit, 100-120/200-240 VAC
C200HW-PA204C | 221800 | 183325 | Power supply unit, 100-120/200-240 VAC, with maintenance forecast monitor
C200HW-PA204R | 207200 | 159579 | Power supply unit, 100-120/200-240 VAC, RUN output
C200HW-PA204S | 207500 | 159549 | Power supply unit, 100-120/200-240 VAC, including 0.8 A 24 VDC service supply
C200HW-PA209R | 330500 | 159591 | Power supply unit, 100-120/200-240 VAC high power, RUN output
C200HW-PD024 | 307800 | 159550 | Power supply unit, 24 VDC
C200HW-PD025 | 396600 | 197966 | Power supply unit, 24 VDC
C2U | 52150 | 150985 | Handheld pushbutton switch
C2U-15 | 52450 | 236293
C500-BAT08 | 26080 | 668347 | Battery for CQM1(NOT CQM1H), CK/C500/C1000H/C2000H/CV PLCs & NT/NS HMIs
C500-CE241 | 11660 | 157398 | FCN connector, 24 pin, solder type
C500-CE242 | 18860 | 159066 | FCN connector, 24 pin, crimp type
C500-CE243 | 22180 | 146377 | FCN connector, 24 pin, pressure weld type
C500-CE401 | 15050 | 103043 | FCN connector, 40 pin, solder type, with connector cover
C500-CE402 | 26240 | 159067 | FCN connector, 40 pin, crimp type, with connector cover
C500-CE403 | 29810 | 159068 | FCN connector, 40 pin, pressure weld type
C500-CE404 | 18650 | 159089 | FCN connector, 40 pin, solder type, with right-angle connector cover
C500-CE405 | 33550 | 159090 | FCN connector, 40 pin, crimp type, with right-angle connector cover
C5SA-1B244 | 49820 | 167887 | Pushbutton Switch, 35 x 35 mm, 4-Wire, Illumination Voltage 24 VDC, Illumination Color Blue
C5SA-1G244 | 49820 | 167888 | Pushbutton Switch, 35 x 35 mm, 4-Wire, Illumination Voltage 24 VDC, Illumination Color Green
C5SA-1PW244 | 49820 | 167889 | Pushbutton Switch, 35 x 35 mm, 4-Wire, Illumination Voltage 24 VDC, Illumination Color Pure White
C5SA-1R244 | 33650 | 167891 | Pushbutton Switch, 35 x 35 mm, 4-Wire, Illumination Voltage 24 VDC, Illumination Color Red
C5SA-1W244 | 30070 | 167890 | Pushbutton Switch, 35 x 35 mm, 4-Wire, Illumination Voltage 24 VDC, Illumination Color Amber
C5SA-KT35 | 40770 | 180846 | Key Top, For 35mm Sq., Clear Green
C5SB-1B244 | 59450 | 167892 | Pushbutton Switch, 60 x 60 mm, 4-Wire, Illumination Voltage 24 VDC, Illumination Color Blue
C5SB-1G244 | 59450 | 167893 | Pushbutton Switch, 60 x 60 mm, 4-Wire, Illumination Voltage 24 VDC, Illumination Color Green
C5SB-1PW244 | 59450 | 167894 | Pushbutton Switch, 60 x 60 mm, 4-Wire, Illumination Voltage 24 VDC, Illumination Color Pure White
C5SB-1R244 | 43230 | 167896 | Pushbutton Switch, 60 x 60 mm, 4-Wire, Illumination Voltage 24 VDC, Illumination Color Red
C5SB-1W244 | 39260 | 167895 | Pushbutton Switch, 60 x 60 mm, 4-Wire, Illumination Voltage 24 VDC, Illumination Color Amber
C5SB-KT60 | 47530 | 180847 | Key Top, For 60mm Sq., Transparent
CAB-CL10M-MINI | 144200 | 681389 | Camera Link Cable, Connectors: Standard on F.G. side & Mini on camera side, 10 m
CAB-CL2M-MINI | 110500 | 681395 | Camera Link Cable, Connectors: Standard on F.G. side & Mini on camera side, 2 m
CAB-CL3M-MINI | 113100 | 681413 | Camera Link Cable, Connectors: Standard on F.G. side & Mini on camera side, 3 m
CAB-CL5M-MINI | 121600 | 681401 | Camera Link Cable, Connectors: Standard on F.G. side & Mini on camera side, 5 m
CAB-CL7M-MINI | 130300 | 681402 | Camera Link Cable, Connectors: Standard on F.G. side & Mini on camera side, 7 m
CAB-IOH12-02 | 41760 | 706967 | 12-pin IO cable for GigE vision line scan cameras, 2 m
CAB-KWA-IEA | 27300 | 696471 | Converter, 6-pin connector to S Series pin assignment
CAB-USB3-02 | 17390 | 698597 | USB 3.0 cable, USB3.0 Micro-B, Camera side with fastening screws, 2 m
CAB-USB3-02-RB | 40700 | 698601 | USB 3.0 cable, USB3.0 Micro-B, Camera side with fastening screws, robot cable, 2 m
CAB-USB3-03 | 20860 | 698596 | USB 3.0 cable, USB3.0 Micro-B, Camera side with fastening screws, 3 m
CAB-USB3-03-RB | 50650 | 698600 | USB 3.0 cable, USB3.0 Micro-B, Camera side with fastening screws, robot cable, 3 m
CAB-USB3-05 | 24320 | 698595 | USB 3.0 cable, USB3.0 Micro-B, Camera side with fastening screws, 5 m
CAB-USB3-05-RB | 74550 | 698599 | USB 3.0 cable, USB3.0 Micro-B, Camera side with fastening screws, robot cable, 5 m
CAB-USB3-07 | 52100 | 698594 | USB 3.0 cable, USB3.0 Micro-B, Camera side with fastening screws, 7 m
CAB-USB3-07-RB | 124200 | 698598 | USB 3.0 cable, USB3.0 Micro-B, Camera side with fastening screws, robot cable, 7 m
CAB-USB3-10 | 94400 | 698593 | USB 3.0 cable, USB3.0 Micro-B, Camera side with fastening screws, 10 m
CARTDETECTKITPROT | 186700 | 706945 | Safety Carton Detection Kit Protective Stop with 2 sensors: Protective Stop with 2 sensors and Carton detector FB -Sysmac FB CD-Basic(*) electronic delivery format FB's and installation guides manuals available in G-TKS
CARTDETECTKITPROTALM | 345100 | 706943 | Safety Carton Detection Protective Stop and Alarm with 4 sensors: Protective Stop and pre-alarm with 4 sensors and Carton detector FB -Sysmac CD_Advanced (*) electronic delivery format FB's and installation guides manuals available in G-TKS
CB-1 | 11710 | 215879
CB-2 | 13570 | 215880 | Extension cable with SM connectors for lights manufactured by CCS, length 2m
CB244P1500 | 17590 | 680048 | Cable for Opto Engineering LTCLHPXXX, 1.5 m length
CB244P1500L | 16050 | 708066 | Power cable, side 1 M8 connector angled, side 2 cable end, 2 m, type 1 labels
CB-3 | 16050 | 215881
CB-5 | 18500 | 206824 | Extension cable for CCS 12V lighting, 5m
CBA-RF2-CO9ZAR | 37710 | 700700 | Serial cable for EA3600, 2 m
CBL-D302MBS-10M | 86050 | 681388 | USB 3.0 Active Cable, USB A to USB Micro B with Lock Down Screws at Micro B Plug End, 10 m
CBL-D302MBS-15M | 89850 | 681397 | USB 3.0 Active Cable, USB A to USB Micro B with Lock Down Screws at Micro B Plug End, 15 m
CBL-D302MBS-20M | 195500 | 681412 | USB 3.0 Active Cable, USB A to USB Micro B with Lock Down Screws at Micro B Plug End, 20 m
CBL-D302MBS-30M | 313000 | 681414 | USB 3.0 Active Cable, USB A to USB Micro B with Lock Down Screws at Micro B Plug End, 30 m
CBL-D302MBS-5M | 52700 | 681406 | USB 3.0 Cable, USB A to USB Micro B with Lock Down Screws at Micro B Plug End, 5 m
CBL-PD203MBS-2MS | 5915 | 681386 | USB 2.0 Cable, USB A to USB Mini B with Lock Down Screws at Micro B Plug End, 2 m
CBL-PD203MBS-3MS | 8610 | 681411 | USB 2.0 Cable, USB A to USB Mini B with Lock Down Screws at Micro B Plug End, 3 m
CBL-PD203MBS-5MS | 12920 | 681392 | USB 2.0 Cable, USB A to USB Mini B with Lock Down Screws at Micro B Plug End, 5 m
CBL-PD302MBS-1M | 16170 | 681393 | USB 3.0 Cable, USB A to USB Micro B with Lock Down Screws at Micro B Plug End, 1 m
CBL-PD302MBS-2M | 17220 | 681403 | USB 3.0 Cable, USB A to USB Micro B with Lock Down Screws at Micro B Plug End, 2 m
CBL-PD302MBS-3M | 21520 | 681408 | USB 3.0 Cable, USB A to USB Micro B with Lock Down Screws at Micro B Plug End, 3 m
CBL-PD302MBS-4M | 26910 | 681409 | USB 3.0 Cable, USB A to USB Micro B with Lock Down Screws at Micro B Plug End, 4 m
CBL-PD302MBSWB-5M | 30130 | 681416 | USB 3.0 Cable, USB A to USB Micro B with Lock Down Screws at both Ends, 5 m
CBS-FQ | 1080700 | 355697
CBSK70175GEXX2100CVA002 | 828900 | 693708 | Camera Protective Housing for FZ_SQ100N, FZ_SQ050F and similar, Stainles Steel 1.4404, IP69
CBSLH-24V-F-3M | 10710 | 690413 | Illumination cable, side A flying leads, side B SM 3 way female connector, 3 m, 24 V
CB-W-2 | 22820 | 351880
CC-PJ-0707 | 142600 | 670904 | Strobe controller dedicated to the HLV2-series Spot Lights, 24 VDC
CC-ST-1024 | 157400 | 357973 | Controller for LED lighting, 24 VDC, max. 10 W, DIN rial mounting
CDBR-2022D | 741000 | 356393 | 200V Braking Transistor Unit 22kW
CDBR-4030D | 234400 | 356394 | Braking unit for 3~ 400 V inverters
CDBR-4045D | 249400 | 356395 | Braking unit for 3~ 400 V inverters
CDBR-4090D | 768800 | 698971 | 400V Braking Transistor Unit 90kW
CDBR-4220D | 1121700 | 392600 | Braking unit for 3G3FV (G5, 110-220kW) and E7/F7 (110-220kW) (equivalent to 3G3IV-PCDBR4220B)
CIIMR-ES2-20R-SB | 173000 | 230601
CIMR-AC2A0004FAA | 282200 | 254864 | A1000 inverter: 3~ 200 V, HD: 0.4 kW 3.2 A, ND: 0.75 kW 3.5 A, max. output freq. 400Hz
CIMR-AC2A0006FAA | 299600 | 254865 | A1000 inverter: 3~ 200 V, HD: 0.75 kW 5.0 A, ND: 1.1 kW 6.0 A, max. output freq. 400Hz
CIMR-AC2A0010FAA | 352000 | 254866 | A1000 inverter: 3~ 200 V, HD: 1.5 kW 8.0 A, ND: 2.2 kW 9.6 A, max. output freq. 400Hz
CIMR-AC2A0012FAA | 370600 | 254867 | A1000 inverter: 3~ 200 V, HD: 2.2 kW 11.0 A, ND: 3.0 kW 12.0 A, max. output freq. 400Hz
CIMR-AC2A0021FAA | 449100 | 254868 | A1000 inverter: 3~ 200 V, HD: 4.0 kW 17.5 A, ND: 5.5 kW 21.0 A, max. output freq. 400Hz
CIMR-AC2A0030FAA | 606600 | 254869 | A1000 inverter: 3~ 200 V, HD: 5.5 kW 25.0 A, ND: 7.5 kW 30.0 A, max. output freq. 400Hz
CIMR-AC2A0040FAA | 695700 | 254870 | A1000 inverter: 3~ 200 V, HD: 7.5 kW 33.0 A, ND: 11.0 kW 40.0 A, max. output freq. 400Hz
CIMR-AC2A0056FAA | 809300 | 254871 | A1000 inverter: 3~ 200 V, HD: 11 kW 47.0 A, ND: 15.0 kW 56.0 A, max. output freq. 400Hz
CIMR-AC2A0069FAA | 995300 | 254872 | A1000 inverter: 3~ 200 V, HD: 15 kW 60.0 A, ND: 18.5 kW 69.0 A, max. output freq. 400Hz
CIMR-AC2A0081FAA | 1273400 | 254873 | A1000 inverter: 3~ 200 V, HD: 18.5 kW 75 A, ND: 22 kW 81 A, max. output freq. 400Hz
CIMR-AC2A0110AAA | 1543700 | 254874 | A1000 inverter: 3~ 200 V, HD: 22 kW 85 A, ND: 30 kW 110 A, max. output freq. 400Hz
CIMR-AC2A0138AAA | 1633100 | 254875 | A1000 inverter: 3~ 200 V, HD: 30 kW 115 A, ND: 37 kW 138 A, max. output freq. 400Hz
CIMR-AC2A0169AAA | 2189500 | 254876 | A1000 inverter: 3~ 200 V, HD: 37 kW 145 A, ND: 45 kW 169 A, max. output freq. 400Hz
CIMR-AC2A0211AAA | 2194000 | 254877 | A1000 inverter: 3~ 200 V, HD: 45 kW 180 A, ND: 55 kW 211 A, max. output freq. 400Hz
CIMR-AC2A0250AAA | 2538400 | 280385 | A1000 inverter: 3~ 200 V, HD: 55 kW 215 A, ND: 75 kW 250 A, max. output freq. 400Hz
CIMR-AC2A0312AAA | 3058400 | 280386 | A1000 inverter: 3-phase 200 V, HD: 75 kW 283 A, ND: 90 kW 312 A, max. output freq. 400Hz
CIMR-AC2A0360AAA | 3873600 | 280387 | A1000 inverter: 3~ 200 V, HD: 90 kW 346 A, ND: 110 kW 360 A, max. output freq. 400Hz
CIMR-AC2A0415AAA | 4016000 | 280388 | A1000 inverter: 3~ 200 V, HD: 110 kW 415 A, ND: 110 kW 415 A, max. output freq. 400Hz
CIMR-AC4A0002FAA | 276700 | 324899 | A1000 inverter: 3~ 400 V, HD: 0.55 kW 1.8 A, ND: 0.75 kW 2.1 A, max. output freq. 400Hz
CIMR-AC4A0002FAA-S0030 | 280500 | 401565 | A1000 inverter: 3~ 400 V, HD: 0.4 kW 1.8 A, ND: 0.75 kW 2.1 A, max. output freq. 400Hz
CIMR-AC4A0002FAA-S2022 | 290500 | 378006 | A1000 inverter: 3~ 400 V, HD: 0.4 kW 1.8 A, ND: 0.75 kW 2.1 A, max. output freq. 400Hz
CIMR-AC4A0004FAA | 308300 | 324900 | A1000 inverter: 3~ 400 V, HD: 0.75 kW 3.4 A, ND: 1.5 kW 4.1 A, max. output freq. 400Hz
CIMR-AC4A0004FAA-S0030 | 271800 | 380419 | A1000 inverter: 3~ 400 V, HD: 0.75 kW 3.4 A, ND: 1.5 kW 4.1 A, max. output freq. 400Hz
CIMR-AC4A0004FAA-S2021 | 313000 | 373175 | A1000 inverter: 3~ 400 V, HD: 0.75 kW 3.4 A, ND: 1.5 kW 4.1 A, max. output freq. 400Hz
CIMR-AC4A0004FAA-S2022 | 322200 | 378311 | A1000 inverter: 3~ 400 V, HD: 0.75 kW 3.4 A, ND: 1.5 kW 4.1 A, max. output freq. 400Hz
CIMR-AC4A0005FAA | 343900 | 324901 | A1000 inverter: 3~ 400 V, HD: 1.5 kW 4.8 A, ND: 2.2 kW 5.4 A, max. output freq. 400Hz
CIMR-AC4A0005FAA-S0030 | 357600 | 392601 | A1000 inverter: 3~ 400 V, HD: 1.5 kW 4.8 A, ND: 2.2 kW 5.4 A, max. output freq. 400Hz
CIMR-AC4A0005FAA-S2022 | 357500 | 378313 | A1000 inverter: 3~ 400 V, HD: 1.5 kW 4.8 A, ND: 2.2 kW 5.4 A, max. output freq. 400Hz
CIMR-AC4A0007FAA | 382000 | 324902 | A1000 inverter: 3~ 400 V, HD: 2.2 kW 5.5 A, ND: 3.0 kW 6.9 A, max. output freq. 400Hz
CIMR-AC4A0007FAA-S0030 | 395400 | 377739 | A1000 inverter: 3~ 400 V, HD: 2.2 kW 5.5 A, ND: 3.0 kW 6.9 A, max. output freq. 400Hz
CIMR-AC4A0007FAA-S2022 | 395500 | 378315 | A1000 inverter: 3~ 400 V, HD: 2.2 kW 5.5 A, ND: 3.0 kW 6.9 A, max. output freq. 400Hz
CIMR-AC4A0007FAA-S5072 | 395600 | 372204 | A1000 inverter: 3~ 400 V, HD: 2.2 kW 5.5 A, ND: 3.0 kW 6.9 A, max. output freq. 400Hz
CIMR-AC4A0009FAA | 469200 | 332487 | A1000 inverter: 3~ 400 V, HD: 3 kW 7.2 A, ND: 4 kW 8.8 A, max. output freq. 400Hz
CIMR-AC4A0009FAA-S0030 | 465900 | 400346 | A1000 inverter: 3~ 400 V, HD: 3 kW 7.2 A, ND: 4 kW 8.8 A, max. output freq. 400Hz
CIMR-AC4A0009FAA-S2022 | 482800 | 378317 | A1000 inverter: 3~ 400 V, HD: 3 kW 7.2 A, ND: 4 kW 8.8 A, max. output freq. 400Hz
CIMR-AC4A0009FAA-S5111 | 482800 | 353007 | A1000 inverter: 3~ 400 V, HD: 3 kW 7.2 A, ND: 4 kW 8.8 A, max. output freq. 1000Hz
CIMR-AC4A0011FAA | 475300 | 324903 | A1000 inverter: 3~ 400 V, HD: 4 kW 9.2 A, ND: 5.5 kW 11.1 A, max. output freq. 400Hz
CIMR-AC4A0011FAA-S0030 | 489300 | 374855 | A1000 series inverter, 400vac, 5.5kW ND/ 4kW HD, with ELS firmware, max. output freq. 400Hz
CIMR-AC4A0011FAA-S2022 | 489200 | 378319 | A1000 inverter: 3~ 400 V, HD: 4 kW 9.2 A, ND: 5.5 kW 11.1 A, max. output freq. 400Hz
CIMR-AC4A0011FAA-S22070 | 517400 | 378237 | A1000 inverter: 3~ 400 V, HD: 4 kW 9.2 A, ND: 5.5 kW 11.1 A, max. output freq. 400Hz
CIMR-AC4A0011FAA-S5072 | 489300 | 372205 | A1000 inverter: 3~ 400 V, HD: 4 kW 9.2 A, ND: 5.5 kW 11.1 A, max. output freq. 400Hz
CIMRAC4A0011FAA-S5111 | 13850 | 340391 | A1000 inverter, 4/ 5.5kW [HD/ ND], 9.2/ 11.1A [HD/ ND], three phase 400vac, vector inverter, max. output freq. 1000Hz
CIMR-AC4A0018FAA | 596500 | 324904 | A1000 inverter: 3~ 400 V, HD: 5.5 kW 14.8 A, ND: 7.5 kW 17.5 A, max. output freq. 400Hz
CIMR-AC4A0018FAA-S0030 | 609900 | 373443 | A1000 inverter: 3~ 400 V, HD: 5.5 kW 14.8 A, ND: 7.5 kW 17.5 A, max. output freq. 400Hz
CIMR-AC4A0018FAA-S2022 | 610300 | 378321 | A1000 inverter: 3~ 400 V, HD: 5.5 kW 14.8 A, ND: 7.5 kW 17.5 A, max. output freq. 400Hz
CIMR-AC4A0018FAA-S2070 | 609900 | 375753 | A1000 inverter: 3~ 400 V, HD: 5.5 kW 14.8 A, ND: 7.5 kW 17.5 A, max. output freq. 400Hz
CIMR-AC4A0018FAA-S5072 | 610300 | 372206 | A1000 inverter: 3~ 400 V, HD: 5.5 kW 14.8 A, ND: 7.5 kW 17.5 A, max. output freq. 400Hz
CIMR-AC4A0023FAA | 682300 | 301573 | A1000 inverter: 3~ 400 V, HD: 7.5 kW 18 A, ND: 11 kW 23 A, max. output freq. 400Hz
CIMR-AC4A0023FAA-S0030 | 696300 | 375145 | A1000 inverter: 3~ 400 V, HD: 7.5 kW 18 A, ND: 11 kW 23 A, max. output freq. 400Hz
CIMR-AC4A0023FAA-S2022 | 696300 | 378307 | A1000 inverter: 3~ 400 V, HD: 7.5 kW 18 A, ND: 11 kW 23 A, max. output freq. 400Hz
CIMRAC4A0023FAA-S5111 | 696300 | 340392 | A1000 inverter, 7.5/ 11kW [HD/ ND], 18/ 23A [HD/ ND], three phase 400vac, vector inverter, max. output freq. 1000Hz
CIMR-AC4A0031FAA | 793300 | 301574 | A1000 inverter: 3~ 400 V, HD: 11 kW 24 A, ND: 15 kW 31 A, max. output freq. 400Hz
CIMR-AC4A0031FAA-S0030 | 806900 | 374856 | A1000 inverter: 3~ 400 V, HD: 11 kW 24 A, ND: 15 kW 31 A, max. output freq. 400Hz
CIMR-AC4A0031FAA-S2022 | 806900 | 378323 | A1000 inverter: 3~ 400 V, HD: 11 kW 24 A, ND: 15 kW 31 A, max. output freq. 400Hz
CIMR-AC4A0031FAA-S5072 | 806900 | 372027 | A1000 inverter: 3~ 400 V, HD: 11 kW 24 A, ND: 15 kW 31 A, max. output freq. 400Hz
CIMR-AC4A0031FAA-S5111 | 690300 | 351843 | A1000 inverter, 11kW Heavy Duty, 31A model, 400vac, max. output freq. 1000Hz
CIMR-AC4A0038FAA | 1025400 | 301575 | A1000 inverter: 3~ 400 V, HD: 15 kW 31 A, ND: 18.5 kW 38 A, max. output freq. 400Hz
CIMR-AC4A0038FAA-S0030 | 860400 | 380421 | A1000 inverter: 3~ 400 V, HD: 15 kW 31 A, ND: 18.5 kW 38 A, max. output freq. 400Hz
CIMR-AC4A0038FAA-S2022 | 1039100 | 378309 | A1000 inverter: 3~ 400 V, HD: 15 kW 31 A, ND: 18.5 kW 38 A, max. output freq. 400Hz
CIMR-AC4A0038FAA-S22070 | 1039100 | 418875 | A1000 inverter: 3~ 400 V, HD: 15 kW 31 A, ND: 18.5 kW 38 A, max. output freq. 400Hz
CIMR-AC4A0038FAA-S5072 | 1039100 | 372207 | A1000 inverter: 3~ 400 V, HD: 15 kW 31 A, ND: 18.5 kW 38 A, max. output freq. 400Hz
CIMR-AC4A0038FAA-S5111 | 1039100 | 351844 | A1000 inverter, 15/ 18.5kW [HD/ ND], 31/ 38A [HD/ ND], three phase 400vac, vector inverter, max. output freq. 1000Hz
CIMR-AC4A0044FAA | 1195400 | 301576 | A1000 inverter: 3~ 400 V, HD: 18.5 kW 39 A, ND: 22 kW 44 A, max. output freq. 400Hz
CIMR-AC4A0044FAA-S0030 | 1208800 | 382764 | A1000 inverter: 3~ 400 V, HD: 18.5 kW 39 A, ND: 22 kW 44 A, max. output freq. 400Hz
CIMR-AC4A0044FAA-S2022 | 1208800 | 378325 | A1000 inverter: 3~ 400 V, HD: 18.5 kW 39 A, ND: 22 kW 44 A, max. output freq. 400Hz
CIMR-AC4A0044FAA-S5072 | 1208800 | 372208 | A1000 inverter, 18.5/ 22kW [HD/ ND], 39/ 44A [HD/ ND], three phase 400vac, vector inverter, case software, max. output freq. 400Hz
CIMR-AC4A0044FAA-S5111 | 1208800 | 351845 | A1000 Inverter: 3~400V, HD: 18.5 kW 39 A, ND: 22 kW 44 A, max. output freq. 1000Hz
CIMR-AC4A0044TAA | 3309200 | 365088 | A1000 IP54 Wall Mount, max. output freq. 400Hz
CIMR-AC4A0044TAA-0095 | 4177500 | 659392 | A1000 44A IP54 with main switch, max. output freq. 400Hz
CIMR-AC4A0058AAA | 1421000 | 324905 | A1000 inverter: 3~ 400 V, HD: 22 kW 45 A, ND: 30 kW 58 A, max. output freq. 400Hz
CIMR-AC4A0058AAA-S5072 | 1435300 | 373195 | A1000 inverter: 3~ 400 V, HD: 22 kW 45 A, ND: 30 kW 58 A, max. output freq. 400Hz
CIMR-AC4A0058AAA-S5111 | 1435300 | 351846 | A1000 inverter, 22/ 30kW [HD/ ND], 45/ 58A [HD/ ND], three phase 400vac, vector inverter, max. output freq. 1000Hz
CIMR-AC4A0058TAA | 4136500 | 365089 | A1000 IP54 Wall Mount, max. output freq. 400Hz
CIMR-AC4A0072AAA | 1627300 | 324906 | A1000 inverter: 3~ 400 V, HD: 30 kW 60 A, ND: 37 kW 72 A, max. output freq. 400Hz
CIMR-AC4A0072AAA-S5072 | 1041500 | 372209 | A1000 inverter: 3~ 400 V, HD: 30 kW 60 A, ND: 37 kW 72 A, max. output freq. 400Hz
CIMR-AC4A0072AAA-S5111 | 1041500 | 372670 | A1000 inverter: 3~ 400 V, HD: 30 kW 60 A, ND: 37 kW 72 A, max. output freq. 1000Hz
CIMR-AC4A0072TAA | 4877200 | 365090 | A1000 IP54 Wall Mount, max. output freq. 400Hz
CIMR-AC4A0072TAA-0095 | 5935900 | 659393 | A1000 72A IP54 with main switch, max. output freq. 400Hz
CIMR-AC4A0088AAA | 2005300 | 324907 | A1000 inverter: 3~ 400 V, HD: 37 kW 75 A, ND: 45 kW 88 A, max. output freq. 400Hz
CIMR-AC4A0088AAA-S22070 | 2297600 | 684085 | A1000 inverter: 3~ 400 V, HD: 37 kW 75 A, ND: 45 kW 88 A, max. output freq. 400Hz - General winder CASE Software
CIMR-AC4A0088AAA-S5070 | 2018700 | 375385 | A1000 inverter: 3~ 400 V, HD: 37 kW 75 A, ND: 45 kW 88 A, max. output freq. 400Hz
CIMR-AC4A0088AAA-S5111 | 2018700 | 375091 | A1000 inverter: 3~ 400 V, HD: 37 kW 75 A, ND: 45 kW 88 A, max. output freq. 1000Hz
CIMR-AC4A0088TAA | 5580600 | 365091 | A1000 inverter: 3~ 400 V, HD: 37 kW 75 A, ND: 45 kW 88 A, max. output freq. 400Hz
CIMR-AC4A0103AAA | 2111400 | 324908 | A1000 inverter: 3~ 400 V, HD: 45 kW 91 A, ND: 55 kW 103 A, max. output freq. 400Hz
CIMR-AC4A0103AAA-S5072 | 2125300 | 373194 | A1000 inverter, 400vac three phase, 45kW 91A HD/ 55kW 103A ND, max. output freq. 400Hz
CIMR-AC4A0103TAA | 6469500 | 365092 | A1000 inverter: 3~ 400 V, HD: 45 kW 91 A, ND: 55 kW 103 A, max. output freq. 400Hz
CIMR-AC4A0139AAA | 2491200 | 324909 | A1000 inverter: 3~ 400 V, HD: 55 kW 112 A, ND: 75 kW 139 A, max. output freq. 400Hz
CIMR-AC4A0139TAA | 7518700 | 365093 | A1000 inverter: 3~ 400 V, HD: 55 kW 112 A, ND: 75 kW 139 A, max. output freq. 400Hz
CIMR-AC4A0165AAA | 3001900 | 324910 | A1000 inverter: 3~ 400 V, HD: 75 kW 150 A, ND: 90 kW 165 A, max. output freq. 400Hz
CIMR-AC4A0165TAA | 8914000 | 365094 | A1000 inverter: 3~ 400 V, HD: 75 kW 150 A, ND: 90 kW 165 A, max. output freq. 400Hz
CIMR-AC4A0208AAA | 4206100 | 355206 | A1000 inverter: 3~ 400 V, HD: 90 kW 180 A, ND: 110 kW 208 A, max. output freq. 400Hz
CIMR-AC4A0250AAA | 4401100 | 355207 | A1000 inverter: 3~ 400 V, HD: 110 kW 216 A, ND: 132 kW 250 A, max. output freq. 400Hz
CIMR-AC4A0296AAA | 5572200 | 355208 | A1000 inverter: 3~ 400 V, HD: 132 kW 296 A, ND: 160 kW 304 A, max. output freq. 400Hz
CIMR-AC4A0362AAA | 7190000 | 355209 | A1000 inverter: 3~ 400 V, HD: 160 kW 304 A, ND: 185 kW 362 A, max. output freq. 400Hz
CIMR-AC4A0414AAA | 11053700 | 375334 | A1000 inverter: 3~ 400 V, HD: 185 kW 370 A, ND: 220 kW 414 A, max. output freq. 400Hz
CIMR-AC4A0515AAA | 12556600 | 375335 | A1000 inverter: 3~ 400 V, HD: 220 kW 450 A, ND: 250 kW 515 A, max. output freq. 400Hz
CIMR-AC4A0675AAA | 15965600 | 375336 | A1000 inverter: 3~ 400 V, HD: 315 kW 605 A, ND: 355 kW 675 A, max. output freq. 400Hz
CIMR-AC4A0930AAA | 41903000 | 351794 | A1000 inverter: 3~ 400 V, HD: 450 kW 810 A, ND: 500 kW 930 A, max. output freq. 400Hz
CIMR-AC4A1200AAA | 56995400 | 351795 | A1000 inverter: 3~ 400 V, HD: 560 kW 1090 A, ND: 630 kW 1200 A, max. output freq. 400Hz
CIMR-AU5A0006FAA | 1239700 | 330561 | Variable Frequency Drive, max. output freq. 400 Hz
CIMR-AU5A0017FAA | 1564400 | 346510 | A1000 series inverter drive, 17A rating Normal Duty, 12.5A Heavy Duty, 500 to 600vac 3 phase, max. output freq. 400Hz
CIMR-AU5A0022FAA | 1564400 | 346509 | A1000 series inverter drive, 22A rating Normal Duty, 17A Heavy Duty, 500 to 600vac 3 phase, max. output freq. 400Hz
CIMR-AU5A0027FAA | 2164300 | 371209 | Variable Frequency Drive, max. output freq. 400 Hz
CIMR-ES1-100R-SB | 109700 | 265978
CIMR-ES1-33R-S-B | 109700 | 230973
CIMR-ES1-40R-SB | 104400 | 230529
CIMR-ES2-33R-SB | 174600 | 329552
CIMR-ES2-40R-SB | 174600 | 246583
CIMR-ES3-20R-S-B | 239200 | 235007
CIMR-ESH-33R-SB | 81300 | 230597
CIMR-ESH-40R-SB | 110500 | 366194
CIMR-ESH-75R-SB | 94900 | 371432
CIMR-EST2-20R-SB | 139000 | 230600
CIMR-EST2-33R-S-B | 142400 | 241756
CIMR-EST-33R-SB | 96400 | 230599
CIMR-EST-40R-SB | 108300 | 358224
CIMR-EST-75-R-SB | 82250 | 244093
CIMR-LC2A0018BAC | 464500 | 667330 | Inverter L1000A, 200 V, HD: 17,5 A / 4 kW, IP20, max. output freq. 200Hz
CIMR-LC2A0025BAC | 594900 | 667331 | Inverter L1000A, 200 V, HD: 25 A / 5,5 kW, IP20, max. output freq. 200Hz
CIMR-LC2A0033BAC | 711600 | 667334 | Inverter L1000A, 200 V, HD: 33 A / 7,5 kW, IP20, max. output freq. 200Hz
CIMR-LC2A0047BAC | 911900 | 667333 | Inverter L1000A, 200 V, HD: 47 A / 11 kW, IP20, max. output freq. 200Hz
CIMR-LC2A0060BAC | 1171300 | 667332 | Inverter L1000A, 200 V, HD: 60 A / 15 kW, IP20, max. output freq. 200Hz
CIMR-LC2A0075BAC | 1456900 | 667335 | Inverter L1000A, 200 V, HD: 75 A / 18 kW, IP20, max. output freq. 200Hz
CIMR-LC2V0025FAA | 600500 | 323455 | , max. output freq. 120Hz
CIMR-LC2V0033FAA | 717900 | 323456 | , max. output freq. 120Hz
CIMR-LC2V0047FAA | 920500 | 323457 | , max. output freq. 120Hz
CIMR-LC2V0060FAA | 1182800 | 323458 | , max. output freq. 120Hz
CIMR-LC4A0112CAC | 2829700 | 668374 | Inverter L1000A, 400 V, HD: 112 A / 55 kW, IP20 , max. output freq. 200Hz
CIMR-LC4F0009BAC-9130 | 429900 | 668581 | L1000A 4kW 400V with SIL3 and A3/DCP, max. output freq. 200Hz
CIMR-LC4F0015BAC-9130 | 549100 | 668582 | L1000A 5.5kW 400V with SIL3 and A3/DCP, max. output freq. 200Hz
CIMR-LC4F0018BAC-9130 | 652500 | 669113 | L1000A 18A 400V, SIL3 and A3, max. output freq. 200Hz
CIMR-LC4F0024BAC-9130 | 863400 | 668849 | L1000A 11kW 400V SIL3 and A3/brake monitoring, max. output freq. 200Hz
CIMR-LC4F0031BAC-9130 | 1106900 | 669116 | L1000A 31A 400V, SIL3, A3, max. output freq. 200Hz
CIMR-LC4F0039BAC-9130 | 1380900 | 669112 | L1000A 39A 400V, SIL3, A3, max. output freq. 200Hz
CIMR-LC4F0045BAC-9130 | 1637700 | 669114 | L1000A 45A 400V, SIL3, A3, max. output freq. 200Hz
CIMR-LC4F0060BAC-9130 | 2366600 | 669115 | L1000A 60A 400V, SIL3, A3, max. output freq. 200Hz
CIMR-LC4F0075BAC-9130 | 2264500 | 669631 | L1000A 37kW 400V with SIL3 and A3/DCP, max. output freq. 200Hz
CIMR-LC4F0091BAC-9130 | 2395200 | 669632 | L1000A 45kW 400V with SIL3 and A3/DCP, max. output freq. 200Hz
CIMR-LC4F0112CAC-9130 | 2829700 | 669633 | L1000A 55kW 400V with SIL3 and A3/DCP, max. output freq. 200Hz
CIMR-LC4F0150CAC | 6366400 | 671001 | Inverter L1000A, 400 V, HD: 150 A / 75 kW, IP20, max. output freq. 200Hz
CIMR-LC4V0009BAA | 434800 | 323459 | , max. output freq. 120Hz
CIMR-LC4V0015FAA | 694500 | 357333 | Inverter L1000V, 400 V, HD: 15 A / 5,5 kW, IP20, max. output freq. 120Hz
CIMR-LC4V0018FAA | 570800 | 301587 | Inverter L1000V, 400 V, HD: 18 A / 7,5 kW, IP20, max. output freq. 120Hz
CIMR-LC4V0024FAA | 876000 | 323462 | , max. output freq. 120Hz
CIMR-LC4V0031FAA | 875300 | 301589 | , max. output freq. 120Hz
CIMR-UC4E0011AAA | 3301700 | 667879 | U1000 inverter: 3~ 400 V, HD: 9.6 A, ND: 11 A, built-in EMC filter, max. output freq. 400Hz
CIMR-UC4E0014AAA | 3566700 | 667885 | U1000 inverter: 3~ 400 V, HD: 11 A, ND: 14 A, built-in EMC filter, max. output freq. 400Hz
CIMR-UC4E0021AAA | 3905800 | 667892 | U1000 inverter: 3~ 400 V, HD: 14 A, ND: 21 A, built-in EMC filter, max. output freq. 400Hz
CIMR-UC4E0027AAA | 4335500 | 667888 | U1000 inverter: 3~ 400 V, HD: 21 A, ND: 27 A, built-in EMC filter, max. output freq. 400Hz
CIMR-UC4E0034AAA | 5041000 | 667882 | U1000 inverter: 3~ 400 V, HD: 27A, ND: 34 A, built-in EMC filter, max. output freq. 400Hz
CIMR-UC4E0040AAA | 6045200 | 667881 | U1000 inverter: 3~ 400 V, HD: 34 A, ND: 40 A, built-in EMC filter, max. output freq. 400Hz
CIMR-UC4E0052AAA | 7164100 | 667878 | U1000 inverter: 3~ 400 V, HD: 40 A, ND: 52 A, built-in EMC filter, max. output freq. 400Hz
CIMR-UC4E0065AAA | 8066500 | 667883 | U1000 inverter: 3~ 400 V, HD: 52 A, ND: 65 A, built-in EMC filter, max. output freq. 400Hz
CIMR-UC4E0077AAA | 8997900 | 667891 | U1000 inverter: 3~ 400 V, HD: 65 A, ND: 77 A, built-in EMC filter, max. output freq. 400Hz
CIMR-UC4E0096AAA | 10465100 | 667887 | U1000 inverter: 3~ 400 V, HD: 77 A, ND: 96 A, built-in EMC filter, max. output freq. 400Hz
CIMR-UC4E0124AAA | 12383000 | 667890 | U1000 inverter: 3~ 400 V, HD: 96 A, ND: 124 A, built-in EMC filter
CIMR-UC4E0240AAA | 28159600 | 667880 | U1000 inverter: 3~ 400 V, HD: 216 A, ND: 240 A, built-in EMC filter, max. output freq. 400Hz
CIMR-VC2A0002JAB | 172300 | 352941 | Variable Frequency Drive, max. output freq. 400 Hz
CIMR-VC2A0004JAB | 173900 | 352942 | Variable Frequency Drive, max. output freq. 400 Hz
CIMR-VC2A0006JAB | 173900 | 352943 | Variable Frequency Drive, max. output freq. 400 Hz
CIMR-VC2A0010JAB | 175700 | 352944 | Variable Frequency Drive, max. output freq. 400 Hz
CIMR-VC2A0012JAB | 204700 | 352945 | Variable Frequency Drive, max. output freq. 400 Hz
CIMR-VC2A0020JAB | 242100 | 352361 | Variable Frequency Drive, max. output freq. 400 Hz
CIMR-VC2A0030JAB | 522400 | 352946 | Variable Frequency Drive, max. output freq. 400 Hz
CIMR-VC2A0040JAB | 638000 | 352947 | V1000 Finless type Inverter, IP20 , 7.5/11KW(HD/ND), 433/40A(HD/ND), 3~200VAC, sensorless vector, LED operator., max. output freq. 400Hz
CIMR-VC2A0056JAB | 978100 | 352948 | V1000 Finless type Inverter, IP20 , 11/15KW(HD/ND), 47/56A(HD/ND), 3~200VAC, sensorless vector, LED operator., max. output freq. 400Hz
CIMR-VC2A0069LAB | 1327900 | 348021 | Variable Frequency Drive, max. output freq. 400 Hz
CIMR-VC4A0001JAB | 187100 | 352949 | Variable Frequency Drive, max. output freq. 400 Hz
CIMR-VC4A0002HAA-0080 | 469200 | 332203 | V1000 Inverter drive, IP66,0.4/0.75KW(HD/ND), 1.8/2.1A(HD/ND), 3~400VAC, sensorless vector, LED operator, max. output freq. 400Hz
CIMR-VC4A0002JAB | 216600 | 352950 | Variable Frequency Drive, max. output freq. 400 Hz
CIMR-VC4A0004HAA-0080 | 487100 | 332204 | V1000 Inverter drive, IP66,0.75/1.5KW(HD/ND), 3.4/4.1A(HD/ND), 3~400VAC, sensorless vector, LED operator, max. output freq. 400Hz
CIMR-VC4A0004JAB | 236600 | 352951 | Variable Frequency Drive, max. output freq. 400 Hz
CIMR-VC4A0005HAA-0080 | 524200 | 332205 | V1000 Inverter drive, IP66,1.5/2.2KW(HD/ND), 4.8/5.4A(HD/ND), 3~400VAC, sensorless vector, LED operator, max. output freq. 400Hz
CIMR-VC4A0005JAB | 269600 | 352952 | Variable Frequency Drive, max. output freq. 400 Hz
CIMR-VC4A0007HAA-0080 | 542500 | 332206 | V1000 Inverter drive, IP66,2.2/3.0KW(HD/ND), 5.5/6.9A(HD/ND), 3~400VAC, sensorless vector, LED operator, max. output freq. 400Hz
CIMR-VC4A0007JAB | 305000 | 352953 | Variable Frequency Drive, max. output freq. 400 Hz
CIMR-VC4A0009HAA-0080 | 638000 | 332207 | V1000 Inverter drive, IP66,3.0/4.0KW(HD/ND), 7.2/8.8A(HD/ND), 3~400VAC, sensorless vector, LED operator, max. output freq. 400Hz
CIMR-VC4A0009JAB | 344400 | 352360 | V1000 Finless type Inverter, IP20 , 3/4KW(HD/ND), 7.2/8.8A(HD/ND), 3~400VAC, sensorless vector, LED operator., max. output freq. 400Hz
CIMR-VC4A0011HAA-0080 | 692900 | 332208 | V1000 Inverter drive, IP66,4.0/5.5 kW(HD/ND), 9.2/11.1A(HD/ND), 3~400 VAC, sensorless vector, LED operator, max. output freq. 400Hz
CIMR-VC4A0011JAB | 396900 | 352954 | Inverter V1000, 400 V, ND: 11,1 A / 5,5 kW, HD: 9,2 A / 4 kW, Finless, max. output freq. 400Hz
CIMR-VC4A0018HAA-0080 | 1450200 | 355613 | V1000 Inverter drive, IP66,5.5/7.5KW(HD/ND), 14.8/17.5A(HD/ND), 3~400VAC, sensorless vector, LED operator, max. output freq. 400Hz
CIMR-VC4A0018JAB | 558800 | 352955 | Variable Frequency Drive, max. output freq. 400 Hz
CIMR-VC4A0023HAA-0080 | 1622000 | 355614 | V1000 Inverter drive, IP66,7.5/11.0KW(HD/ND), 18/23A(HD/ND), 3~400VAC, sensorless vector, LED operator, max. output freq. 400Hz
CIMR-VC4A0023JAB | 644600 | 352956 | V1000 Finless type Inverter, IP20 , 7.5/11 kW(HD/ND), 18/23A(HD/ND), 3~400 VAC, sensorless vector, LED operator., max. output freq. 400Hz
CIMR-VC4A0031HAA-0080 | 1936800 | 355615 | V1000 Inverter drive, IP66,11/15KW(HD/ND), 24/31A(HD/ND), 3~400VAC, sensorless vector, LED operator, max. output freq. 400Hz
CIMR-VC4A0031JAB | 837900 | 352957 | Variable Frequency Drive, max. output freq. 400 Hz
CIMR-VC4A0038HAA-0080 | 2329400 | 355616 | V1000 Inverter drive, IP66,15/18.5KW(HD/ND), 31/38A(HD/ND), 3~400VAC, sensorless vector, LED operator, max. output freq. 400Hz
CIMR-VC4A0038JAB | 1033900 | 352958 | V1000 Finless type Inverter, IP20 , 15/18.5KW(HD/ND), 31/38A(HD/ND), 3~400VAC, sensorless vector, LED operator., max. output freq. 400Hz
CIMR-VCBA0001HAA | 318000 | 251848 | V1000 Inverter drive, IP66,0.1/0.18KW(HD/ND), 0.8/1.2A(HD/ND), 200VAC, single phase input, sensorless vector, max. output freq. 400Hz
CIMR-VCBA0002JAB | 117700 | 352960 | Variable Frequency Drive, max. output freq. 400 Hz
CIMR-VCBA0003HAA-0080 | 469200 | 332211 | V1000 Inverter drive, IP66,0.55/0.75KW(HD/ND), 3.0/3.3A(HD/ND), 1~200VAC, sensorless vector, LED operator, max. output freq. 400Hz
CIMR-VCBA0003HAA-0081 | 429200 | 332224 | V1000 Inverter drive, IP66,0.55/0.75KW(HD/ND), 3.0/3.3A(HD/ND), 1~200VAC, sensorless vector, no operator panel, max. output freq. 400Hz
CIMR-VCBA0003JAB | 119500 | 352358 | V1000 Inverter drive, Finless, 0.4/0.55 kW(HD/ND), 3.0/3.5A(HD/ND), 200 VAC, 1-phase input, sensorless vector, max. output freq. 400Hz
CIMR-VCBA0006HAA-0080 | 516900 | 332212 | V1000 Inverter drive, IP66,0.75/1.1KW(HD/ND), 5.0/6.0A(HD/ND), 1~200VAC, sensorless vector, LED operator, max. output freq. 400Hz
CIMR-VCBA0006JAB | 145200 | 352961 | V1000 Finless type Inverter, IP20 , 0.55/1.1 kW(HD/ND), 5/6A(HD/ND), 1~200 VAC, sensorless vector, LED operator., max. output freq. 400Hz
CIMR-VCBA0010JAB | 167300 | 352962 | V1000 Finless type Inverter, IP20 , 1.5/2.2 kW(HD/ND), 8.0/9.6A(HD/ND), 1~200 VAC, sensorless vector, LED operator., max. output freq. 400Hz
CIMR-VCBA0012JAB | 190900 | 352359 | Variable Frequency Drive, max. output freq. 400 Hz
C-INTERBRICK-250MM | 4886 | 699193 | Brick to brick cable for LED bricks, 250 mm
CJ1G-CPU42P | 1357000 | 177120 | CPU with Loop Control functions, 10K steps program, 64K words data memory, 2 expansion racks max.
CJ1G-CPU43P | 1722200 | 177121 | CPU with Loop Control functions, 20K steps program, 64K words data memory, 2 expansion racks max.
CJ1G-CPU44P | 1934600 | 177122 | CPU with Loop Control functions, 30K steps program, 64K words data memory, 3 expansion racks max.
CJ1G-CPU45P | 2304000 | 177123 | CPU with Loop Control functions, 30K steps program, 128K words data memory, 3 expansion racks max.
CJ1G-CPU45P-GTC | 2928500 | 228795 | CPU with Loop Control functions, 30K steps program, 128K words data memory, 3 expansion racks max, GTC(Gradient Temperature Control)
CJ1W-AD041-V1 | 211100 | 136033 | Analog input unit, 4 x inputs 1 to 5 V, 0 to 5 V, 0 to 10 V, -10 to 10 V, 4 to 20 mA, resolution 1:4000 / 8000, screw terminal
CJ1W-AD041-V1(SL) | 211100 | 171999 | Analog input unit, 4 x inputs 1 to 5 V, 0 to 5 V, 0 to 10 V, -10 to 10 V, 4 to 20 mA, resolution 1:4000 / 8000, screwless clamp terminal
CJ1W-AD042 | 439600 | 318067 | Analog high-speed input unit, 4 x inputs 1 to 5 V, 0 to 5 V, 0 to 10 V, -5 to 5 V, -10 to 10 V, 0 to 20 mA, 4 to 20 mA, screw terminal
CJ1W-AD04U | 202300 | 235350 | Universal analog input unit, 4 x inputs 1 to 5 V, 0 to 5 V, 0 to 10 V, 0 to 20 mA, 4 to 20 mA, thermocouple (K, J, T, L, R, S, B), Pt100, Pt1000, JPt100, screw terminal
CJ1W-AD04U(SL) | 202300 | 235351 | Universal analog input unit, 4 x inputs 1 to 5 V, 0 to 5 V, 0 to 10 V, 0 to 20 mA, 4 to 20 mA, thermocouple (K, J, T, L, R, S, B), Pt100, Pt1000, JPt100, screwless clamp terminal
CJ1W-AD081-V1 | 274000 | 136032 | Analog input unit, 8 x inputs 1 to 5 V, 0 to 5 V, 0 to 10 V, -10 to 10 V, 4 to 20 mA, resolution 1:4000 / 8000, screw terminal
CJ1W-AD081-V1(SL) | 274000 | 172000 | Analog input unit, 8 x inputs 1 to 5 V, 0 to 5 V, 0 to 10 V, -10 to 10 V, 4 to 20 mA, resolution 1:4000 / 8000, screwless clamp terminal
CJ1W-ADG41 | 2172900 | 356591 | Analog input unit, high speed, 4 x 1 to 5V, 0 to 10V, -10 to 10V, 4 to 20mA, resolution 1:24000 / 30000 / 60000
CJ1W-AT411 | 71350 | 675139 | Standard 18-pin terminal block conversion adapter used to replace the CQM1(H)-series I/O Units
CJ1W-B7A04 | 244900 | 104292 | B7A interface unit
CJ1W-B7A14 | 255400 | 136021 | B7A interface unit
CJ1W-B7A22 | 257300 | 136022 | B7A Interface Unit, 32 Inputs / 32 Outputs
CJ1W-BAT01 | 16430 | 659004 | Battery for CJ1M PLCs
CJ1W-CIF11 | 52600 | 147038 | RS-485 adaptor, 2 or 4 wire, connects directly to RS-232C 9-pin port for serial PLC link, screw terminals on RS-485 side
CJ1W-CIF21 | 139900 | 317236 | Compoway/F master adapter, converts RS-232C port of Omron PLC to RS-485 for connection of up to 32 Compoway/F panel products
CJ1W-CLK23 | 284500 | 258834 | Controller Link unit for CJ-series, 2-wire twisted pair, screw connectors
CJ1W-CORT21 | 410100 | 172669 | User-defined CAN interface unit (11- and 29-bit identifiers)
CJ1W-CRM21 | 195800 | 315606 | CompoNet master unit for CJ-series
CJ1W-CT021 | 281000 | 315605 | High-speed counter unit, 2 axes, 500 kHz, RS422 line driver or open collector input
CJ1W-CTL41-E | 221000 | 180688 | High-speed counter unit, 4 axes, 24 VDC open collector and line driver encoders supported, 100 kHz input max. For 24 VDC open collector signals, use XW2G-40G7-E terminal block and XW2Z-XXXK cables
CJ1W-CTS21-E | 239000 | 180381 | High speed counter unit, 2 axes, SSI absolute encoder inputs, 9-31 bit, Gray/Binary/Taunenbaum/Raw coding, screw terminal
CJ1W-DA021 | 210900 | 151233 | Analog output unit, 2 x outputs 1 to 5 V, 0 to 5 V, 0 to 10 V, -10 to 10 V, 4 to 20 mA, externally powered 24 VDC 140mA, screw terminal
CJ1W-DA021(SL) | 202100 | 172001 | Analog output unit, 2 x outputs 1 to 5 V, 0 to 5 V, 0 to 10 V, -10 to 10 V, 4 to 20 mA, externally powered 24 VDC 140mA, screwless clamp terminal
CJ1W-DA041 | 260900 | 104446 | Analog output unit, 4 x outputs 1 to 5 V, 0 to 5 V, 0 to 10 V, -10 to 10 V, 4 to 20 mA, externally powered 24 VDC 200 mA, screw terminal
CJ1W-DA041(SL) | 260900 | 172002 | Analog output unit, 4 x outputs 1 to 5 V, 0 to 5 V, 0 to 10 V, -10 to 10 V, 4 to 20 mA, externally powered 24 VDC 200mA, screwless clamp terminal
CJ1W-DA042V | 440000 | 318068 | Analog output unit, 4 x outputs 1 to 5 V, 0 to 10 V, -10 to 10 V, resolution 1:10000 / 20000 / 40000, conversion period 20µs / 25µs / 30µs / 35µs, screw terminal
CJ1W-DA08C | 281000 | 171897 | Analog output unit, 8 x outputs 4 to 20 mA, resolution 12 bit, screw terminal
CJ1W-DA08C(SL) | 281000 | 172003 | Analog output unit, 8 x outputs 4 to 20 mA, resolution 12 bit, screwless clamp terminal
CJ1W-DA08V | 281000 | 171896 | Analog output unit, 8 x output 1 to 5 V, 0 to 5 V, 0 to 10 V, -10 to 10 V, resolution 1:4000 scalable to ±32000 or 1:8000, screw terminal
CJ1W-DA08V(SL) | 281000 | 172004 | Analog output unit, 8 x output 1 to 5 V, 0 to 5 V, 0 to 10 V, -10 to 10 V, resolution 1:4000 scalable to ±32000 or 1:8000, screwless clamp terminal
CJ1W-DCM11-E | 196600 | 227033 | DC Motor Control Unit, 24 V, 4 A (10 A peak), PWM control, plug-in terminals
CJ1W-DRM21 | 333100 | 258836 | DeviceNet master/slave unit for CJ-series
CJ1W-ECT21 | 392400 | 659361 | EtherCAT Slave Unit, 2 x RJ45 socket
CJ1W-EIP21 | 518700 | 258403 | EtherNet/IP unit for CJ-series, 100Base-TX, 1 x RJ45 socket, supports CIP, FINS/UDP and FINS/TCP
CJ1W-ETN21 | 579100 | 258832 | Ethernet unit for CJ-series, 100Base-TX and 10 Base-T, 1 x RJ45 socket, TCP/IP & UDP/IP socket services, FTP, SMTP, FINS
CJ1W-F130 | 660500 | 372912 | Load cell input unit, 1 channel, high-performance, 10 VDC or 2.5 VDC, max. 4 x 350 Ohm load cells, screw terminal
CJ1W-F159 | 619500 | 192141 | Weighing control unit, 1-channel load cell input, 500 samples/second, 1:40,000 resolution, screw terminal
CJ1W-FLN22 | 912600 | 258829 | FL-Net unit
CJ1W-IA111 | 100700 | 315597 | Digital input unit, 16 x 100-120 VAC inputs, screw terminal
CJ1W-IA201 | 90150 | 315598 | Digital input unit, 8 x 200-240 VAC inputs, screw terminal
CJ1W-IC101 | 76200 | 315594 | Expansion I/O control unit, connects to right hand side of CPU
CJ1W-ID201 | 58550 | 382928 | Digital input unit, 8 x 24 VDC, independent inputs, screw terminal
CJ1W-ID211 | 75000 | 382929 | Digital input unit, 16 x 24 VDC inputs, screw terminal
CJ1W-ID211(SL) | 75000 | 171731 | Digital input unit, 16 x 24 VDC inputs, screwless clamp terminal
CJ1W-ID212 | 89700 | 382930 | Digital high-speed input unit, 16 x 24 VDC inputs, screw terminal
CJ1W-ID231 | 135600 | 177393 | Digital input unit, 32 x 24 VDC inputs, FCN40 connector (not included)
CJ1W-ID232 | 135600 | 177394 | Digital input unit, 32 x 24 VDC inputs, MIL40 connector (not included)
CJ1W-ID233 | 147100 | 270545 | Digital high-speed input unit, 32 x 24 VDC inputs, MIL40 connector (not included)
CJ1W-ID261 | 228700 | 177395 | Digital input unit, 64 x 24 VDC inputs, 2 x FCN40 connectors (not included)
CJ1W-ID262 | 228700 | 177396 | Digital input unit, 64 x 24 VDC inputs, MIL40 connector (not included)
CJ1W-IDP01 | 141500 | 315602 | Digital quick response input unit, 16 x 24 VDC inputs, single shot pulse capture 30 µs minimum, screw terminal
CJ1W-II101 | 106400 | 315595 | Expansion I/O interface unit, connects to left hand side of expansion I/O rack, up to 3 expansion racks
CJ1W-INT01 | 155600 | 315596 | Digital interrupt input unit, 16 x 24 VDC inputs, 2 max per CPU, screw terminal
CJ1W-MAD42 | 240000 | 171895 | Analog I/O unit, 4 x inputs -10 to 10 V, 0 to 5 V, 0 to 10 V, 1 to 5 V, 4 to 20 mA, 2 x outputs -10 to 10 V, 0 to 5 V, 0 to 10 V, 1 to 5 V, 4 to 20 mA, resolution 1:4000 scalable to ±32000 or 1:8000, screw terminal
CJ1W-MAD42(SL) | 240000 | 172005 | Analog I/O unit, 4 x inputs -10 to 10 V, 0 to 5 V, 0 to 10 V, 1 to 5 V, 4 to 20 mA, 2 x outputs -10 to 10 V, 0 to 5 V, 0 to 10 V, 1 to 5 V, 4 to 20 mA, resolution 1:4000 scalable to ±32000 or 1:8000, screwless clamp terminal
CJ1W-MD231 | 144600 | 104549 | Digital I/O unit, 16 x 24 VDC inputs, 16 x transistor outputs, NPN, 0.5 A, 12 to 24 VDC, 2 A max, 2 x FCN24 connectors (not included)
CJ1W-MD232 | 163400 | 156708 | Digital I/O unit, 16 x 24 VDC inputs, 16 x transistor outputs, PNP, 0.5 A, 24 VDC, 2 A max, 2 x MIL20 connectors (not included)
CJ1W-MD233 | 131900 | 136023 | Digital I/O unit, 16 x 24 VDC inputs, 16 x transistor outputs, NPN, 0.5 A, 12 to 24 VDC, 2 A max, 2 x MIL20 connectors (not included)
CJ1W-MD261 | 236400 | 136024 | Digital I/O unit, 32 x 24 VDC inputs, 32 x transistor outputs, NPN, 0.5 A, 12 to 24 VDC, 3.2 A max, 2 x FCN40 connectors (not included)
CJ1W-MD263 | 236400 | 156856 | Digital I/O unit, 32 x 24 VDC inputs, 32 x transistor outputs, NPN, 0.5 A, 12 to 24 VDC, 3.2 A max, 2 x MIL40 connectors (not included)
CJ1W-MD563 | 236400 | 151272 | Digital I/O unit, 32 x 5 VDC TTL inputs, 32 x 5 VDC TTL outputs, 2 x MIL40 connectors(not included)
CJ1W-NC113 | 283200 | 323223 | Position control unit, 1 axis, NPN open collector pulse string output, 500 KHz
CJ1W-NC133 | 258500 | 323221 | Position control unit, 1 axis, line driver pulse string output, 500kHz
CJ1W-NC213 | 372400 | 323224 | Position control unit, 2 axes, NPN open collector pulse string output, 500 KHz
CJ1W-NC214 | 702500 | 280903 | Position control unit, 2 axes, NPN open collector pulse string output, 500kHz, built in feedback pulse counters, synchronous multi-axes control
CJ1W-NC233 | 437400 | 323222 | Position control unit, 2 axes, Line-driver output, 500kHz
CJ1W-NC234 | 733400 | 280904 | CJ position control unit, 2 axes, Line-driver output, sync axes
CJ1W-NC271 | 371200 | 323608 | CJ1 Position control unit with MECHATROLINK II, 2 axes
CJ1W-NC281 | 481400 | 332458 | CJ1 Position Control unit over EtherCAT, 2 axes, 16 nodes
CJ1W-NC413 | 481400 | 323227 | Position control unit, 4 axes, NPN open collector pulse string output, 500 KHz
CJ1W-NC414 | 854600 | 280905 | Position control unit, 4 axes, NPN open collector pulse string output, 500kHz, built in feedback pulse counters, synchronous multi-axes control
CJ1W-NC433 | 498900 | 323226 | Position control unit, 4 axes, line driver pulse string output, 500kHz
CJ1W-NC434 | 923800 | 280906 | CJ position control unit, 4 axes, line driver, 500kHz, sync axes
CJ1W-NC471 | 496400 | 323609 | CJ1 Position control unit with MECHATROLINK II, 4 axes
CJ1W-NC481 | 663000 | 332459 | CJ1 Position Control unit over EtherCAT, 4 axes, 16 nodes
CJ1W-NC482 | 796900 | 339849 | CJ1 Position Control unit over EtherCAT, 4 axes, 64 nodes
CJ1W-NC881 | 817900 | 332460 | CJ1 Position Control unit over EtherCAT, 8 axes, 16 nodes
CJ1W-NC882 | 950700 | 339850 | CJ1 Position Control unit over EtherCAT, 8 axes, 64 nodes
CJ1W-NCF71 | 663900 | 323225 | CJ1 Position control unit with MECHATROLINK II, 16 axes
CJ1W-NCF71-MA | 768100 | 324265 | Position Control Unit, Max 16 Controlled Axes, MECHATROLINK II
CJ1W-NCF81 | 1002300 | 339848 | CJ1 Position Control unit over EtherCAT, 16 axes, 16 nodes
CJ1W-NCF82 | 1452800 | 354622 | CJ1 Position Control unit over EtherCAT, 16 axes, 64 nodes
CJ1W-OA201 | 94300 | 315599 | Digital output unit, 8 x triac outputs, 250 VAC, 0.6 A, screw terminal
CJ1W-OC201 | 86750 | 382931 | Digital output unit, 8 x relay outputs, 250 VAC/24 VDC, 2 A max, independent commons, screw terminal
CJ1W-OC201(SL) | 86750 | 171732 | Digital output unit, 8 x relay outputs, 250 VAC/24 VDC, 2 A max, independent commons, screwless clamp terminal
CJ1W-OC211 | 107700 | 382932 | Digital output unit, 16 x relay outputs, 250 VAC/24 VDC, 2 A max, screw terminal
CJ1W-OC211(SL) | 107700 | 171733 | Digital output unit, 16 x relay outputs, 250 VAC/24 VDC, 2 A max, screwless clamp terminal
CJ1W-OD201 | 92900 | 315600 | Digital output unit, 8 x transistor outputs, NPN, 2.0 A, 12 to 24 VDC, screw terminal
CJ1W-OD202 | 100700 | 315601 | Digital output unit, 8 x transistor outputs, PNP, 2.0 A, 24 VDC, screw terminal
CJ1W-OD203 | 74750 | 143440 | Digital output unit, 8 x transistor outputs, NPN, 0.5 A, 24 VDC, screw terminal
CJ1W-OD204 | 82300 | 315603 | Digital output unit, 8 x transistor outputs, PNP, 0.5 A, 24 VDC, with short-circuit protection and alarm, screw terminal
CJ1W-OD211 | 91400 | 382933 | Digital output unit, 16 x transistor outputs, NPN, 0.5 A, 12 to 24 VDC, screw terminal
CJ1W-OD211(SL) | 91400 | 171734 | Digital output unit, 16 x transistor outputs, NPN, 0.5 A, 12 to 24 VDC, screwless clamp terminal
CJ1W-OD212 | 103200 | 382934 | Digital output unit, 16 x transistor outputs, PNP, 0.5 A, 24 VDC, load short-circuit protection, screw terminal
CJ1W-OD212(SL) | 103200 | 171735 | Digital output unit, 16 x transistor outputs, PNP, 0.5 A, 24 VDC, load short-circuit protection, screwless clamp terminal
CJ1W-OD213 | 105000 | 270548 | Digital high-speed output unit, 16 x transistor outputs, NPN, 0.5 A, 24VDC, screw terminal
CJ1W-OD231 | 160200 | 177398 | Digital output unit, 32 x transistor outputs, NPN, 0.5 A, 12 to 24 VDC, FCN40 connector (not included)
CJ1W-OD232 | 193100 | 177399 | Digital output unit, 32 x transistor outputs, PNP, 0.5 A, 24 VDC, load short-circuit protection, MIL40 connector (not included)
CJ1W-OD233 | 161500 | 177400 | Digital output unit, 32 x transistor outputs, NPN, 0.5 A, 24 VDC, MIL40 connector (not included)
CJ1W-OD234 | 161000 | 270546 | Digital high-speed output unit, 32 x transistor outputs, NPN, 0.5 A, 24VDC, MIL40 connector (not included)
CJ1W-OD261 | 270500 | 177401 | Digital output unit, 64 x transistor outputs, NPN, 0.5 A, 12 to 24 VDC, 2 x FCN40 connectors (not included)
CJ1W-OD262 | 239200 | 136029 | Digital output unit, 64 x transistor outputs, PNP, 0.3 A, 24 VDC, 2 x MIL40 connectors (not included)
CJ1W-OD263 | 271500 | 177402 | Digital output unit, 64 x transistor outputs, NPN, 0.3 A, 24 VDC, 2 x MIL40 connectors (not included)
CJ1W-PA202 | 71050 | 136004 | Power supply unit, 100-240 VAC, output capacity: 14 W
CJ1W-PA205C | 132000 | 183314 | Power supply unit, 100-240 VAC, output capacity: 25 W, with maintenance forecast monitor
CJ1W-PA205R | 113000 | 386939 | Power supply unit, 100-240 VAC, output capacity: 25 W, with RUN output
CJ1W-PD022 | 49610 | 315604 | Power supply unit, 24 VDC, output capacity: 19.6 W
CJ1W-PD025 | 123500 | 136016 | Power supply unit, 24 VDC, output capacity: 25 W
CJ1W-PDC15 | 320300 | 183665 | Isolated analog input unit, 2 x inputs 4 to 20 mA, 0 to 20 mA, 1 to 5 V, 0 to 5 V, -5 to 5 V, 0 to 10 V, -10 to 10 V, 0 to 1.25 V, -1.25 to 1.25 V, resolution 1:64000, 10 ms conversion time, screw terminal
CJ1W-PH41U | 509700 | 247114 | Universal analog input unit, high resolution, 4 x inputs ±100mV up to ±10 V, potentiometer, 0 to 20 mA, 4 to 20 mA, thermocouple (K, J, T, E, L, U, N, R, S, B), Pt100 (3-wire), screw terminal
CJ1W-PNT21 | 416500 | 291927 | PROFINET IO Controller (master) unit for CJ-series, 1 x RJ45 socket
CJ1W-PRM21 | 508800 | 168022 | PROFIBUS DP master unit for CJ-series
CJ1W-PRT21 | 355900 | 136031 | PROFIBUS DP slave unit, up to 100 words in and out, 180 words maximum
CJ1W-PTS51 | 266400 | 168518 | Isolated thermocouple input unit, 4 x inputs type K, J, L, R, S, T, B, resolution 0.1 °C, screw terminal
CJ1W-PTS52 | 266400 | 168519 | Isolated RTD input unit, 4 x inputs (Pt100 (JIS, IEC), JPt100), resolution 0.1 °C, screw terminal
CJ1W-SCU21-V1 | 232700 | 258830 | Serial communication unit, 2x RS-232C ports, Protocol Macro, Host Link, 1:N NT Link, No protocol, Serial Gateway (CompoWay/F, Modbus-RTU, Modbus-ASCII, Host Link), Modbus RTU Slave
CJ1W-SCU22 | 232700 | 323397 | Serial high-speed communication unit, 2x RS-232C ports, Protocol Macro, Host Link, 1:N NT Link, No protocol, Serial Gateway (CompoWay/F, MODBUS-RTU, MODBUS-ASCII, Host Link), MODBUS RTU Slave, up to 230 kbps
CJ1W-SCU31-V1 | 291700 | 258835 | Serial communication unit, 2x RS422/485 ports, Protocol Macro, Host Link, 1:N NT Link, No protocol, Serial Gateway (CompoWay/F, Modbus-RTU, Modbus-ASCII, Host Link), Modbus RTU Slave
CJ1W-SCU32 | 291700 | 323398 | Serial high-speed communication unit, 2x RS-422/485 ports, Protocol Macro, Host Link, 1:N NT Link, No protocol, Serial Gateway (CompoWay/F, MODBUS-RTU, MODBUS-ASCII, Host Link), MODBUS RTU Slave, up to 230 kbps
CJ1W-SCU41-V1 | 276600 | 258831 | Serial communication unit, 1x RS-232C port + 1x RS422/485 port, Protocol Macro, Host Link, 1:N NT Link, No protocol, Serial Gateway (CompoWay/F, Modbus-RTU, Modbus-ASCII, Host Link), Modbus RTU Slave
CJ1W-SCU42 | 276600 | 323399 | Serial high-speed communication unit, 1x RS-232C port + 1x RS-422/485 port, Protocol Macro, Host Link, 1:N NT Link, No protocol, Serial Gateway (CompoWay/F, MODBUS-RTU, MODBUS-ASCII, Host Link), MODBUS RTU Slave, up to 230 kbps
CJ1W-SP001 | 140700 | 136005 | Spacer Unit
CJ1W-SPU01-V2 | 1098200 | 239898 | CJ1 high-speed data collecting unit to PLC/PC environment
CJ1W-SRM21 | 146000 | 258837 | CompoBus/S master unit for CJ-series
CJ1W-TB101 | 49870 | 169437 | Controller Link 3-pole terminal block, 5 pcs.
CJ1W-TC001 | 301600 | 135989 | Temperature control unit, R/S/K/J/T/L/B thermocouple inputs, transistor (NPN) output, 4 loops
CJ1W-TC002 | 301600 | 142660 | Temperature control unit, R/S/K/J/T/L/B thermocouple inputs, transistor (PNP) output, 4 loops
CJ1W-TC003 | 279300 | 135990 | Temperature control unit, R/S/K/J/T/L/B thermocouple inputs, transistor (NPN) output, 2 loops, heater burnout detection function
CJ1W-TC004 | 279300 | 155601 | Temperature control unit, R/S/K/J/T/L/B thermocouple inputs, transistor (PNP) output, 2 loops, heater burnout detection function
CJ1W-TC101 | 291600 | 151404 | Temperature control unit, Pt100 RTD inputs, transistor (NPN) output, 4 loops
CJ1W-TC102 | 291600 | 143742 | Temperature control unit, Pt100 RTD inputs, transistor (PNP) output, 4 loops
CJ1W-TC103 | 279300 | 135991 | Temperature control unit, Pt100 RTD inputs, transistor (NPN) output, 2 loops, heater burnout detection function
CJ1W-TC104 | 279300 | 135992 | Temperature control unit, Pt100 RTD inputs, transistor (PNP) output, 2 loops, heater burnout detection function
CJ1W-TER01 | 42100 | 136072 | End plate for CJ1 CPU rack or expansion rack. Only required as spare part.
CJ1W-TS561 | 233400 | 168013 | Thermocouple input unit, 6 x inputs type J, K, resolution 0.1 °C, screw terminal
CJ1W-TS561(SL) | 233400 | 180447 | Thermocouple input unit, 6 x inputs type J, K, resolution 0.1 °C, screwless clamp terminal
CJ1W-TS562 | 221000 | 168014 | RTD input unit, 6 x inputs Pt100, Pt1000, 3-wire, resolution 0.1 °C, screw terminal
CJ1W-TS562(SL) | 221000 | 172733 | RTD input unit, 6 x inputs Pt100, Pt1000, 3-wire, resolution 0.1 °C, screwless clamp terminal
CJ1W-V600C11 | 665600 | 108924 | ID Sensor Unit, single-head, compatible with V600 RFID series
CJ1W-V600C12 | 909800 | 148904 | ID Sensor Unit, double-head, compatible with V600 RFID series
CJ1W-V680C11 | 477200 | 244991 | V680 RFID Sensor unit, one channel, for CJ-series PLCs
CJ1W-V680C12 | 676000 | 244992 | V680 RFID Sensor unit, two channel, for CJ-series PLCs
CJ2H-CPU64 | 972600 | 268696 | CPU, 50K steps program, 32K words data memory, 32K words x 4 banks EM, 2560 I/O max, RS-232C serial port, USB programming port, 3 expansion racks max.
CJ2H-CPU64-EIP | 1196900 | 249799 | CPU with built-in EtherNet/IP port, 50K steps program, 32K words data memory, 32K words x 4 banks EM, 2560 I/O max, RS-232C serial port, USB programming port, 3 expansion racks max.
CJ2H-CPU65 | 1161100 | 268697 | CPU, 100K steps program, 32K words data memory, 32K words x 4 banks EM, 2560 I/O max, RS-232C serial port, USB programming port, 3 expansion racks max.
CJ2H-CPU65-EIP | 1398400 | 249800 | CPU with built-in EtherNet/IP port, 100K steps program, 32K words data memory, 32K words x 4 banks EM, 2560 I/O max, RS-232C serial port, USB programming port, 3 expansion racks max.
CJ2H-CPU66 | 1574000 | 268698 | CPU, 150K steps program, 32K words data memory, 32K words x 10 banks EM, 2560 I/O max, RS-232C serial port, USB programming port, 3 expansion racks max.
CJ2H-CPU66-EIP | 1853800 | 249801 | CPU with built-in EtherNet/IP port, 150K steps program, 32K words data memory, 32K words x 10 banks EM, 2560 I/O max, RS-232C serial port, USB programming port, 3 expansion racks max.
CJ2H-CPU67 | 1954400 | 268699 | CPU, 250K steps program, 32K words data memory, 32K words x 15 banks EM, 2560 I/O max, RS-232C serial port, USB programming port, 3 expansion racks max.
CJ2H-CPU67-EIP | 2254200 | 249802 | CPU with built-in EtherNet/IP port, 250K steps program, 32K words data memory, 32K words x 15 banks EM, 2560 I/O max, RS-232C serial port, USB programming port, 3 expansion racks max.
CJ2H-CPU68 | 2546000 | 268700 | CPU, 400K steps program, 32K words data memory, 32K words x 25 banks EM, 2560 I/O max, RS-232C serial port, USB programming port, 3 expansion racks max.
CJ2H-CPU68-EIP | 2870200 | 249803 | CPU with built-in EtherNet/IP port, 400K steps program, 32K words data memory, 32K words x 25 banks EM, 2560 I/O max, RS-232C serial port, USB programming port, 3 expansion racks max.
CJ2M-CPU11 | 219400 | 392391 | CPU, 5K steps program, 32K words data memory, 32K words x 1 bank EM, 2560 I/O max, RS-232C serial port, USB programming port, 3 expansion racks max.
CJ2M-CPU12 | 297500 | 392392 | CPU, 10K steps program, 32K words data memory, 32K words x 1 bank EM, 2560 I/O max, RS-232C serial port, USB programming port, 3 expansion racks max.
CJ2M-CPU13 | 390200 | 392393 | CPU, 20K steps program, 32K words data memory, 32K words x 1 bank EM, 2560 I/O max, RS-232C serial port, USB programming port, 3 expansion racks max.
CJ2M-CPU14 | 484300 | 392394 | CPU, 30K steps program, 32K words data memory, 32K words x 4 banks EM, 2560 I/O max, RS-232C serial port, USB programming port, 3 expansion racks max.
CJ2M-CPU15 | 593300 | 392395 | CPU, 60K steps program, 32K words data memory, 32K words x 4 banks EM, 2560 I/O max, RS-232C serial port, USB programming port, 3 expansion racks max.
CJ2M-CPU31 | 397100 | 392396 | CPU with built-in EtherNet/IP port, 5K steps program, 32K words data memory, 32K words x 1 bank EM, 2560 I/O max, option port for RS-232C/485, USB programming port, 3 expansion racks max.
CJ2M-CPU32 | 474600 | 392397 | CPU with built-in EtherNet/IP port, 10K steps program, 32K words data memory, 32K words x 1 bank EM, 2560 I/O max, option port for RS-232C/485, USB programming port, 3 expansion racks max.
CJ2M-CPU33 | 567300 | 392398 | CPU with built-in EtherNet/IP port, 20K steps program, 32K words data memory, 32K words x 1 bank EM, 2560 I/O max, option port for RS-232C/485, USB programming port, 3 expansion racks max.
CJ2M-CPU34 | 662600 | 392399 | CPU with built-in EtherNet/IP port, 30K steps program, 32K words data memory, 32K words x 4 banks EM, 2560 I/O max, option port for RS-232C/485, USB programming port, 3 expansion racks max.
CJ2M-CPU35 | 771700 | 392400 | CPU with built-in EtherNet/IP port, 60K steps program, 32K words data memory, 32K words x 4 banks EM, 2560 I/O max, option port for RS-232C/485, USB programming port, 3 expansion racks max.
CJ2M-MD211 | 92050 | 341746 | Pulse I/O Module for CJ2M, NPN with 10 inputs (four interrupt/quickresponse and two high-speed counter inputs) and 6 outputs (two pulse and two PWM outputs)
CJ2M-MD212 | 92050 | 341747 | Pulse I/O Module for CJ2M, PNP with 10 inputs (four interrupt/quickresponse and two high-speed counter inputs) and 6 outputs (two pulse and two PWM outputs)
CJ-OD507-18P-5 | 44290 | 210956 | Set of 5 screw terminal blocks (18-points) for CJ1 I/O units
CJ-WM01-18P-5 | 62100 | 172166 | Set of 5 screwless clamp terminal blocks (18-points) for CJ1 I/O units
CK3E-1210 | 1719600 | 700996 | Programmable Multi-Axis Controller µPower PMAC, 8 axes
CK3E-1310 | 2257100 | 700995 | Programmable Multi-Axis Controller µPower PMAC, 16 axes
CK3E-1410 | 3010900 | 700994 | Programmable Multi-Axis Controller µPower PMAC, 32 axes
CK3M-CPU100 | 974500 | 682495 | CK3M CPU, 1 GB RAM, 1 GB Flash, No ECAT, Up to two axis interface units can be connected
CK3M-CPU101 | 939600 | 684965 | CK3M CPU, 1 GB RAM, 1 GB Flash, No EtherCAT. Up to two axis interface units can be connected. Expansion units can be connected.
CK3M-CPU111 | 1625200 | 684964 | CK3M CPU, 1 GB RAM, 1 GB Flash, 4 EtherCAT axes. Up to two axis interface units can be connected. Expansion units can be connected.
CK3M-CPU121 | 2194300 | 684963 | CK3M CPU, 1 GB RAM, 1 GB Flash, 8 EtherCAT axes. Up to two axis interface units can be connected. Expansion units can be connected.
CK3W-AD2100 | 580800 | 689322 | CK3W Analog IN, 4 points, +/-10 V, 16 bit (full scale)
CK3W-AD3100 | 714900 | 689321 | CK3W Analog IN, 8 points, +/-10 V, 16 bit (full scale)
CK3W-AX1111N | 907400 | 682496 | CK3W 4 Axis Interface Unit, CH1/CH2: Digital quadrature, DA(Filtered PWM), CH3/CH4: Digital quadrature, DA(Filtered PWM), NPN
CK3W-AX1313N | 1249600 | 689316 | CK3W 4 Axis Interface Unit, Digital encoder, DirectPWM, NPN
CK3W-AX1313P | 1249600 | 689317 | CK3W 4 Axis Interface Unit, Digital encoder, DirectPWM, PNP
CK3W-AX1414N | 874900 | 684961 | CK3W 4 Axis Interface Unit, DA output (Filtered PWM), Pulse + direction or phase difference, Pulse encoder / Serial encoder, NPN Output type
CK3W-AX1414P | 891000 | 684959 | CK3W 4 Axis Interface Unit, DA output (Filtered PWM), Pulse + direction or phase difference, Pulse encoder / Serial encoder, PNP Output type
CK3W-AX1515N | 1043300 | 684960 | CK3W 4 Axis Interface Unit, DA output (True DAC), Pulse + direction or phase difference, Pulse encoder / Serial encoder, NPN Output type
CK3W-AX1515P | 1055300 | 684958 | CK3W 4 Axis Interface Unit, DA output (True DAC), Pulse + direction or phase difference, Pulse encoder / Serial encoder, PNP Output type
CK3W-AX2323N | 1665700 | 689313 | CK3W 4 Axis Interface Unit, Sinusoidal encoder, DirectPWM, NPN
CK3W-AX2323P | 1665700 | 689318 | CK3W 4 Axis Interface Unit, Sinusoidal encoder, DirectPWM, PNP
CK3W-CAA03A | 209400 | 684966 | CK3W Dedicated cable for amplifier connection (3.0 m)
CK3W-CAAD009A | 231000 | 689327 | CK3W DirectPWM Cable (0.9 m)
CK3W-CAAD018A | 227600 | 689326 | CK3W DirectPWM Cable (1.8 m)
CK3W-CAAD036A | 301600 | 689325 | CK3W DirectPWM Cable (3.6 m)
CK3W-CAEA03A | 197800 | 689328 | CK3W Sinusoidal Encoder Cable (3.0 m)
CK3W-CAEAW03A | 266000 | 689329 | CK3W Sinusoidal Encoder+Serial or UVW Cable (3.0 m)
CK3W-CAED03A | 135600 | 684967 | CK3W Dedicated cable for Digital Quadrature Encoder (3.0 m)
CK3W-CAES03A | 117400 | 684969 | CK3W Dedicated cable for Serial Encoder (3.0 m)
CK3W-CAEW03A | 243800 | 684968 | CK3W Dedicated cable for "Digital Quadrature Encoder + UVW Signal" or "Digital Quadrature Encoder + Serial Encoder" (3.0 m)
CK3W-CAX003A | 323900 | 689330 | CK3W Expansion Cable (0.3 m)
CK3W-ECS300 | 553200 | 702634 | Encoder Input Unit for CK3M, Serial encoder 4 channels, BiSS-C, Endat2.2, and R88M-1Lx/-1Mx Motor built-in encoder
CK3W-EXM01 | 179600 | 689323 | CK3W Expansion Master Unit
CK3W-EXS02 | 179600 | 689324 | CK3W Expansion Slave Unit
CK3W-GC1100 | 631900 | 702630 | Laser Interface Unit for CK3M, XY2-100 Protocol, Laser PWM output
CK3W-GC1200 | 2763900 | 702631 | Laser Interface Unit for CK3M, XY2-100 Protocol, Laser PWM output and TCR Output
CK3W-GC2100 | 631900 | 702632 | Laser Interface Unit for CK3M, SL2-100 Protocol, Laser PWM output
CK3W-GC2200 | 2763900 | 702633 | Laser Interface Unit for CK3M, SL2-100 Protocol, Laser PWM output and TCR Output
CK3W-MD7110 | 446900 | 689319 | CK3W Digital IO, IN/OUT:16/16, NPN
CK3W-MD7120 | 446900 | 689320 | CK3W Digital IO, IN/OUT:16/16, PNP
CK3W-PD028 | 149500 | 682492 | CK3W Power Supply Unit for CK3M-CPU1[]0, 5 VDC / 24 VDC, max current 8 A (5 VDC)
CK3W-PD048 | 144200 | 684962 | CK3W Power Supply Unit for CK3M-CPU1[]1, 5 VDC / 24 VDC, max current 8 A (5 VDC)
CK3W-TER11 | 94150 | 684957 | CK3W End Cover (One End Cover is already provided with the CK3M-CPU1[]1 CPU Unit. Order CK3W-TER11 only for additional ones)
CLA12S-24A-CD-30 | 401100 | 700831 | Patlite LED bar illumination, 1200 mm x 30 mm, white (daylight 6800 K), 3 m cable, IP69K
CLA3S-24A-CD-30 | 127900 | 699188 | LED bar illumination, 300mm x 30mm, white (daylight 6800K), 3 m cable, IP69K
CLK2C-24AG-CD+FL005 | 213500 | 689602 | Led light Bar, 24 VDC, Illumination Area 200 mm. M12, Aluminum & Glass, Color Daylight
CM10-AP10S-M-D-G1(R1) | 26670 | 702750 | Encoder Connector Kit L-shaped Plug, RoHS-2
CM10Y-AP2S-M-D-G1 | 20980 | 394387 | Brake connector (m) for SGMSV (1.00-5.00kW), L-shaped Plug
C-M12-4P-10M | 22780 | 708172 | Straight M12 cable, 4 contacts, 10 m
C-M12-4P-2M | 12010 | 688861 | M12 male, 4 pins cable, 2 m
C-M12-4P-5M | 13900 | 693812 | Straight M12 cable, 4 contacts, 5 m
C-M12-4P-T-10M | 62050 | 669211 | M12 female T-POWER 4 pins cable
C-M12-4P-T-2M | 19500 | 688185 | M12 male T-POWER 4 pins cable, 2 m
C-M12-4P-T-5M | 39910 | 681424 | M12 male T-POWER 4 pins cable, 5 m
C-M12-5P-10M | 28080 | 686977 | Cable, Straight M12, 5 pin, 10 m
C-M12-5P-2M | 20430 | 684516 | Straight M12 Cable, 5 Contacts, 2 m
C-M12-5P-5M | 25720 | 685454 | Cable, Straight M12, 5 pin, 5 m
C-M12-8P-10M | 98800 | 707386 | M12 cable, straight connector, 8 poles, 10 m
C-M12-8P-3M | 24850 | 684517 | Straight M12 Cable, 8 Contacts, 3 m
C-M12-8P-5M | 35910 | 698574 | Straight M12 Cable, 8 Contacts, 5 m
C-M12-C-4P-10M | 29860 | 708718 | M12 cable, 4 poles, 90 degree connector, 10 m
C-M12-C-4P-5M | 13900 | 693878 | Power Cable, bended, M12, 4 contacts, 5 m
C-M12-C-4P-T-2M | 22510 | 688953 | High power cable, right-angle M12 connectors, 4 contacts, 2 m
C-M12-C-4P-T-5M | 24850 | 684626 | High power cable, Right-angle M12 connectors, 4 contacts, 5 m
C-M12-C-5P-10M | 31060 | 702216 | Cable, 90° bended, M12, 5 contacts, 10 m
C-M12-C-5P-5M | 19020 | 693850 | Cable, 90° bend, M12, 5 pin, 5 m
C-M8-3P-10M | 19550 | 701358 | Cable, straight M8 connector, 3 pin, 10 m
C-M8-3P-2M | 13330 | 685423 | Cable, straight M8 connector, 3 pin, 2 m
C-M8-3P-5M | 11140 | 329828 | Cable, straight M8 connector, 3 pin, 5 m
C-M8-C-3P-10M | 38770 | 708717 | M8 cable, 3 pole, 90 degree connector, 10 m
CMBACK-2020-525-M1 | 703800 | 699290 | Collimated LED Backlight, active area 200x200 mm, green, 24 VDC, M12 connector
CMBACK-2020-630 | 677000 | 668084 | LED backlight, 200mm x 200mm, Red, 24VDC, M12 connector
CMBACK-2020-WHI-M1 | 686400 | 690309 | Collimated LED Backlight, active area 200x200 mm, white, 24 VDC, M12 connector
CMBACK-3020-WHI-M1 | 855600 | 685457 | LED Back Illuminator, collimated, active area 300 x 200 mm, white, 24 VDC, M12 connector, position 1
CMBACK-3030-630-M1 | 1152200 | 695386 | Collimated LED Backlight, active area 300x300 mm, red, 24 VDC, M12 connector
CMBACK-4020-850-M1 | 1119600 | 685004 | Collimated LED Backlight, active area 400x200 mm, IR 850 nm, 24 VDC, M12 connector
CMBACK-4020-WHI-M1 | 1029200 | 690308 | Collimated LED Backlight, active area 400x200 mm, white, 24 VDC, M12 connector
CMBACK-O-2020-850-M1 | 742600 | 690812 | Collimated LED Backlight, active area 200 x 200 mm, IR 850 nm, 24 VDC, M12 connector, overdrive
CMBACK-O-4020-850-M1 | 1132200 | 685089 | Collimated LED Backlight, active area 400x200 mm, IR 850 nm, 24 VDC, M12 connector, overdrive
CMHO016 | 91000 | 693999 | Clamping mechanics for TCxx016 lenses and LTCLHP016-X illuminators
CMHO023 | 88950 | 700836 | Clamping mechanics for TC2300y, TC23012, TC4M00y-x, LTCLHP023-x
CMHO024 | 95450 | 680692 | Clamping mechanics for TCxx024 lenses and LTCLHP024-X illuminators
CMHO036 | 186700 | 679767 | Clamping mechanics for TCxx036 lenses and LTCLHP036-X illuminators
CMHO056 | 216500 | 688672 | Clamping mechanics for TCxx056 lenses and LTCLHP056-X illuminators
CMHO064 | 225700 | 690471 | Clamping mechanics for TCxx064 lenses and LTCLHP064-X illuminators
CMHO080 | 314600 | 681050 | Clamping mechanics for TCxx080 lenses and LTCLHP080-X illuminators
CMHO096 | 314600 | 684773 | Clamping mechanics for TCxx048 lenses and LTCLHP048-X illuminators
CMHO120 | 373200 | 695048 | Clamping mechanics for TCxx120 lenses and LTCLHP120-X illuminators
CMHOPCCD | 104000 | 688722 | Clamping Mechanic for PCCD Lens
CMPT016024 | 184700 | 680691 | Mounting Plate for CMHO024
CMPTCR080 | 351100 | 684916 | Mounting Plate TCCR080
CMTH080 | 349000 | 699289 | Clamping mechanics with fine adjustment, for TCxx080 lenses and LTCLHP080-X illuminators
CMWF064 | 124100 | 702483 | Protective window clamp for TC series
CMWF080 | 160500 | 708139 | Holder for WI series, clamping diameter 116 mm
CN-4024-2-EIPT | 590600 | 694032 | LED Light controller, EtherNet/IP interface, 2 channels, max 40 W per channel, max 40 W total, 24 VDC
COE-023-C-POE-060-IR-C | 420500 | 703071 | Area scan camera IMX249, CMOS, global shutter, 1920 x 1200, 2.3 MP, 5.86 pix, 1/1.2", color, 41 fps, GigE, POE, C - mount, infrared cut filter
COE-6P-OPEN1-030 | 34250 | 703070 | Cable for area scan camera, 6-pin/open end cable, 3 m
CP080-MO1-5-111/R88M-G75030H | 285500 | 672927 | Wittenstein gearbox, model CP080-MO1, ratio 5, option code -111, for motor R88M-G75030*
CP1E-E10DR-A | 77850 | 333280 | PLC, 100-240 VAC supply, 6 x 24 VDC inputs, 4 x relay outputs 2 A, 2K steps program + 2K words data memory
CP1E-E10DR-D | 77850 | 333283 | PLC, 24 VDC supply, 6 x 24 VDC inputs, 4 x relay outputs 2 A, 2K steps program + 2K words data memory
CP1E-E10DT1-A | 77850 | 333282 | PLC, 100-240 VAC supply, 6 x 24 VDC inputs, 4 x PNP outputs 0.3 A, 2K steps program + 2K words data memory
CP1E-E10DT1-D | 77850 | 333285 | PLC, 24 VDC supply, 6 x 24 VDC inputs, 4 x PNP outputs 0.3 A, 2K steps program + 2K words data memory
CP1E-E10DT-A | 77850 | 333281 | PLC, 100-240 VAC supply, 6 x 24 VDC inputs, 4 x NPN outputs 0.3 A, 2K steps program + 2K word data memory
CP1E-E10DT-D | 77850 | 333284 | PLC, 24 VDC supply, 6 x 24 VDC inputs, 4 x NPN outputs 0.3 A, 2K steps program + 2K words data memory
CP1E-E30DR-A | 153300 | 279803 | PLC, 100-240 VAC supply, 18 x 24 VDC inputs, 12 x relay outputs 2 A, 2K steps program + 2K words data memory
CP1E-E30SDR-A | 142500 | 377330 | PLC, 100-240 VAC supply, 18 x 24 VDC inputs, 12 x relay outputs 2 A, 2K steps program + 2K words data memory
CP1E-E40DR-A | 186700 | 279804 | PLC, 100-240 VAC supply, 24 x 24 VDC inputs, 16 x relay outputs 2 A, 2K steps program + 2K words data memory
CP1E-N14DR-A | 110400 | 333287 | PLC, 100-240 VAC supply, 8 x 24 VDC inputs, 6 x relay outputs 2 A, 8K steps program + 8K wordsdata memory, RS-232C port
CP1E-N14DT1-D | 110400 | 333292 | PLC, 24 VDC supply, 8 x 24 VDC inputs, 6 x PNP outputs 0.3 A, 8K steps program + 8K words data memory, RS-232C port
CP1E-N14DT-D | 110400 | 333291 | PLC, 24 VDC supply, 8 x 24 VDC inputs, 6 x NPN outputs 0.3 A, 8K steps program + 8K words data memory, RS-232C port
CP1E-N20DR-A | 146600 | 279799 | PLC, 100-240 VAC supply, 12 x 24 VDC inputs, 8 x relay outputs 2 A, 8K steps program + 8K words data memory, RS-232C port
CP1E-N20DR-D | 146600 | 298943 | PLC, 24 VDC supply, 12 x 24 VDC inputs, 8 x relay outputs 2 A, 8K steps program + 8K words data memory, RS-232C port
CP1E-N20DT1-D | 146600 | 298937 | PLC, 24 VDC supply, 12 x 24 VDC inputs, 8 x PNP outputs 0.3 A, 8K steps program + 8K words data memory, RS-232C port
CP1E-N20DT-D | 146600 | 298944 | PLC, 24 VDC supply, 12 x 24 VDC inputs, 8 x NPN outputs 0.3 A, 8K steps program + 8K words data memory, RS-232C port
CP1E-N30DR-A | 193100 | 279800 | PLC, 100-240 VAC supply, 18 x 24 VDC inputs, 12 x relay outputs 2 A, 8K steps program + 8K words data memory, RS-232C port
CP1E-N30DR-D | 193100 | 298945 | PLC, 24 VDC supply, 18 x 24 VDC inputs, 12 x relay outputs 2 A, 8K steps program + 8K words data memory, RS-232C port
CP1E-N30DT1-D | 193100 | 298938 | PLC, 24 VDC supply, 18 x 24 VDC inputs, 12 x PNP outputs 0.3 A, 8K steps program + 8K words data memory, RS-232C port
CP1E-N30S1DR-A | 179500 | 377333 | PLC, 100-240 VAC supply, 18 x 24 VDC inputs, 12 x relay outputs 2 A, 8K steps program + 8K words data memory, RS-232C and RS-485 (half-duplex) port
CP1E-N30S1DT1-D | 179500 | 377335 | PLC, 24 VDC supply, 18 x 24 VDC inputs, 12 x PNP outputs 0.3 A, 8K steps program + 8K words data memory, RS-232C and RS-485 (half-duplex) port
CP1E-N30S1DT-D | 179500 | 377334 | PLC, 24 VDC supply, 18 x 24 VDC inputs, 12 x NPN outputs 0.3 A, 8K steps program + 8K words data memory, RS-232C and RS-485 (half-duplex) port
CP1E-N40DR-A | 219900 | 279801 | PLC, 100-240 VAC supply, 24 x 24 VDC inputs, 16 x relay outputs 2 A, 8K steps program + 8K words data memory, RS-232C port
CP1E-N40DR-D | 219900 | 298947 | PLC, 24 VDC supply, 24 x 24 VDC inputs, 16 x relay outputs 2 A, 8K steps program + 8K words data memory, RS-232C port
CP1E-N40DT1-A | 219900 | 298936 | PLC, 100-240 VAC supply, 24 x 24 VDC inputs, 16 x PNP outputs 0.3 A, 8K steps program + 8K words data memory, RS-232C port
CP1E-N40DT1-D | 219900 | 298939 | PLC, 24 VDC supply, 24 x 24 VDC inputs, 16 x PNP outputs 0.3 A, 8K steps program + 8K words data memory, RS-232C port
CP1E-N40S1DT1-D | 204700 | 377337 | PLC, 24 VDC supply, 24 x 24 VDC inputs, 16 x PNP outputs 0.3 A, 8K steps program + 8K words data memory, RS-232C and RS-485 (half-duplex) port
CP1E-N60DR-A | 311600 | 333293 | PLC, 100-240 VAC supply, 36 x 24 VDC inputs, 24 x relay outputs 2 A, 8K steps program + 8K words data memory, RS-232C port
CP1E-N60DR-D | 311600 | 333296 | PLC, 24 VDC supply, 36 x 24 VDC inputs, 24 x relay outputs 2 A, 8K steps program + 8K words data memory, RS-232C port
CP1E-N60DT1-D | 311600 | 333298 | PLC, 24 VDC supply, 36 x 24 VDC inputs, 24 x PNP outputs 0.3 A, 8K steps program + 8K words data memory, RS-232C port
CP1E-N60S1DR-A | 287500 | 377338 | PLC, 100-240 VAC supply, 36 x 24 VDC inputs, 24 x relay outputs 2 A, 8K steps program + 8K words data memory, RS-232C and RS-485 (half-duplex) port
CP1E-N60S1DT1-D | 289800 | 377340 | PLC, 24 VDC supply, 36 x 24 VDC inputs, 24 x PNP outputs 0.3 A, 8K steps program + 8K words data memory, RS-232C and RS-485 (half-duplex) port
CP1E-NA20DR-A | 318400 | 328738 | PLC, 100-240 VAC supply, 12 x 24 VDC inputs, 8 x relay outputs 2 A, 2 x analog inputs, 1 x analog output, resolution 1/6000, 8K steps program + 8K words data memory, RS-232C port
CP1E-NA20DT1-D | 318400 | 328740 | PLC, 24 VDC supply, 12 x 24 VDC inputs, 8 x PNP outputs 0.3 A, 2 x analog inputs, 1 x analog output, resolution 1/6000, 8K steps program + 8K words data memory, RS-232C port
CP1E-NA20DT-D | 318400 | 328739 | PLC, 24 VDC supply, 12 x 24 VDC inputs, 8 x NPN outputs 0.3 A, 2 x analog inputs, 1 x analog output, resolution 1/6000, 8K steps program + 8K words data memory, RS-232C port
CP1H-X40DR-A | 482300 | 209400 | PLC, 100-240 VAC supply, 24 x 24 VDC inputs, 16 x relay outputs 2 A, 1 x analog input, 20K steps program + 32K words data memory
CP1H-X40DT1-D | 450400 | 209402 | PLC, 24 VDC supply, 24 x 24 VDC inputs, 16 x PNP outputs 0.3 A, 1 x analog input, 20K steps program + 32K words data memory
CP1H-X40DT-D | 450400 | 209401 | PLC, 24 VDC supply, 24 x 24 VDC inputs, 16 x NPN outputs 0.3 A, 1 x analog input, 20K steps program + 32K words data memory
CP1H-XA40DR-A | 723400 | 209397 | PLC, 100-240 VAC supply, 24 x 24 VDC inputs, 16 x relay outputs 2 A, 4 x analog inputs, 2 x analog outputs, 20K steps program + 32K words data memory
CP1H-XA40DT1-D | 691100 | 209399 | PLC, 24 VDC supply, 24 x 24 VDC inputs, 16 x PNP outputs 0.3 A, 4 x analog inputs, 2 x analog outputs, 20K steps program + 32K words data memory
CP1H-XA40DT-D | 691100 | 209398 | PLC, 24 VDC supply, 24 x 24 VDC inputs, 16 x NPN outputs 0.3 A, 4 x analog inputs, 2 x analog outputs, 20K steps program + 32K words data memory
CP1H-Y20DT-D | 545200 | 227443 | PLC, 24 VDC supply, 12 x 24 VDC inputs, 8 x NPN outputs 0.3 A, 2 x line driver in, 1 x analog input, 2 x line driver NPN out, 2 x analog outputs, 20K steps program + 32K words data memory
CP1L-EL20DR-D | 195700 | 667993 | PLC, 24 VDC supply, 12 x 24 VDC inputs, 8 x relay outputs 2 A, 2 x analog inputs, 5K steps program + 10K words data memory, 1 x Ethernet port
CP1L-EL20DT1-D | 195700 | 667994 | PLC, 24 VDC supply, 12 x 24 VDC inputs, 8 x PNP outputs 0.3 A, 2 x analog inputs, 5K steps program + 10K words data memory, 1 x Ethernet port
CP1L-EL20DT-D | 195700 | 667986 | PLC, 24 VDC supply, 12 x 24 VDC inputs, 8 x NPN outputs 0.3 A, 2 x analog inputs, 5K steps program + 10K words data memory, 1 x Ethernet port
CP1L-EM30DR-D | 254300 | 667992 | PLC, 24 VDC supply, 18 x 24 VDC inputs, 12 x relay outputs 2 A, 2 x analog inputs, 10K steps program + 32K words data memory, 1 x Ethernet port
CP1L-EM30DT1-D | 254300 | 667990 | PLC, 24 VDC supply, 18 x 24 VDC inputs, 12 x PNP outputs 0.3 A, 2 x analog inputs, 10K steps program + 32K words data memory, 1 x Ethernet port
CP1L-EM30DT-D | 254300 | 667988 | PLC, 24 VDC supply, 18 x 24 VDC inputs, 12 x NPN outputs 0.3 A, 2 x analog inputs, 10K steps program + 32K words data memory, 1 x Ethernet port
CP1L-EM40DR-D | 313600 | 667987 | PLC, 24 VDC supply, 24 x 24 VDC inputs, 16 x relay outputs 2 A, 2 x analog inputs, 10K steps program + 32K words data memory, 1 x Ethernet port
CP1L-EM40DT1-D | 310600 | 667991 | PLC, 24 VDC supply, 24 x 24 VDC inputs, 16 x PNP outputs 0.3 A, 2 x analog inputs, 10K steps program + 32K words data memory, 1 x Ethernet port
CP1L-EM40DT-D | 313600 | 667989 | PLC, 24 VDC supply, 24 x 24 VDC inputs, 16 x NPN outputs 0.3 A, 2 x analog inputs, 10K steps program + 32K words data memory, 1 x Ethernet port
CP1L-J14DR-A | 93750 | 668664 | PLC, 100-240 VAC supply, 8 x 24 VDC inputs, 6 x relay outputs 2 A, 1K steps program + 10K words data memory
CP1L-J14DR-D | 93750 | 668687 | PLC, 24 VDC supply, 8 x 24 VDC inputs, 6 x relay outputs 2 A, 1K steps program + 10K words data memory
CP1L-J14DT1-D | 93750 | 668677 | PLC, 24 VDC supply, 8 x 24 VDC inputs, 6 x PNP outputs 0.3 A, 1K steps program + 10K words data memory
CP1L-J20DR-A | 115500 | 668667 | PLC, 100-240 VAC supply, 12 x 24 VDC inputs, 8 x relay outputs 2 A, 1K steps program + 10K words data memory
CP1L-J20DR-D | 115500 | 668691 | PLC, 24 VDC supply, 12 x 24 VDC inputs, 8 x relay outputs 2 A, 1K steps program + 10K words data memory
CP1L-J20DT1-D | 115500 | 668693 | PLC, 24 VDC supply, 12 x 24 VDC inputs, 8 x PNP outputs 0.3 A, 1K steps program + 10K words data memory
CP1L-L10DR-A | 120700 | 668681 | PLC, 100-240 VAC supply, 6 x 24 VDC inputs, 4 x relay outputs 2 A, 5K steps program + 10K words data memory
CP1L-L10DR-D | 120700 | 668679 | PLC, 24 VDC supply, 6 x 24 VDC inputs, 4 x relay outputs 2 A, 5K steps program + 10K words data memory
CP1L-L10DT1-D | 120700 | 668671 | PLC, 24 VDC supply, 6 x 24 VDC inputs, 4 x PNP outputs 0.3 A, 5K steps program + 10K words data memory
CP1L-L10DT-A | 120700 | 668682 | PLC, 100-240 VAC supply, 6 x 24 VDC inputs, 4 x NPN outputs 0.3 A, 5K steps program + 10K words data memory
CP1L-L10DT-D | 120700 | 668680 | PLC, 24 VDC supply, 6 x 24 VDC inputs, 4 x NPN outputs 0.3 A, 5K steps program + 10K words data memory
CP1L-L14DR-A | 137400 | 668670 | PLC, 100-240 VAC supply, 8 x 24 VDC inputs, 6 x relay outputs 2 A, 5K steps program + 10K words data memory
CP1L-L14DR-D | 137400 | 668663 | PLC, 24 VDC supply, 8 x 24 VDC inputs, 6 x relay outputs 2 A, 5K steps program + 10K words data memory
CP1L-L14DT1-D | 137400 | 668660 | PLC, 24 VDC supply, 8 x 24 VDC inputs, 6 x PNP outputs 0.3 A, 5K steps program + 10K words data memory
CP1L-L14DT-A | 137400 | 668684 | PLC, 100-240 VAC supply, 8 x 24 VDC inputs, 6 x NPN outputs 0.3 A, 5K steps program +10K words data memory
CP1L-L14DT-D | 139400 | 668666 | PLC, 24 VDC supply, 8 x 24 VDC inputs, 6 x NPN outputs 0.3 A, 5K steps program + 10K words data memory
CP1L-L20DR-A | 186000 | 668673 | PLC, 100-240 VAC supply, 12 x 24 VDC inputs, 8 x relay outputs 2 A, 5K steps program + 10K words data memory
CP1L-L20DR-D | 186000 | 668692 | PLC, 24 VDC supply, 12 x 24 VDC inputs, 8 x relay outputs 2 A, 5K steps program + 10K words data memory
CP1L-L20DT1-D | 186000 | 668690 | PLC, 24 VDC supply, 12 x 24 VDC inputs, 8 x PNP outputs 0.3 A, 5K steps program + 10K words data memory
CP1L-L20DT-A | 186000 | 668675 | PLC, 100-240 VAC supply, 12 x 24 VDC inputs, 8 x NPN outputs 0.3 A, 5K steps program + 10K words data memory
CP1L-L20DT-D | 186000 | 668694 | PLC, 24 VDC supply, 12 x 24 VDC inputs, 8 x NPN outputs 0.3 A, 5K steps program + 10K words data memory
CP1L-M30DR-A | 232300 | 668695 | PLC, 100-240 VAC supply, 18 x 24 VDC inputs, 12 x relay outputs 2 A, 10K steps program + 32K words data memory
CP1L-M30DR-D | 232300 | 668668 | PLC, 24 VDC supply, 18 x 24 VDC inputs, 12 x relay outputs 2 A, 10K steps program + 32K words data memory
CP1L-M30DT1-D | 232300 | 668688 | PLC, 24 VDC supply, 18 x 24 VDC inputs, 12 x PNP outputs 0.3 A, 10K steps program + 32K words data memory
CP1L-M30DT-A | 232300 | 668683 | PLC, 100-240 VAC supply, 18 x 24 VDC inputs, 12 x NPN outputs 0.3 A, 10K steps program + 32K words data memory
CP1L-M30DT-D | 232300 | 668662 | PLC, 24 VDC supply, 18 x 24 VDC inputs, 12 x NPN outputs 0.3 A, 10K steps program + 32K words data memory
CP1L-M40DR-A | 265700 | 668686 | PLC, 100-240 VAC supply, 24 x 24 VDC inputs, 16 x relay outputs 2 A, 10K steps program + 32K words data memory
CP1L-M40DR-D | 265700 | 668689 | PLC, 24 VDC supply, 24 x 24 VDC inputs, 16 x relay outputs 2 A, 10K steps program + 32K words data memory
CP1L-M40DT1-D | 265700 | 668678 | PLC, 24 VDC supply, 24 x 24 VDC inputs, 16 x PNP outputs 0.3 A, 10K steps program + 32K words data memory
CP1L-M40DT-A | 265700 | 668685 | PLC, 100-240 VAC supply, 24 x 24 VDC inputs, 16 x PNP outputs 0.3 A, 10K steps program + 32K words data memory
CP1L-M40DT-D | 265700 | 668674 | PLC, 24 VDC supply, 24 x 24 VDC inputs, 16 x NPN outputs 0.3 A, 10K steps program + 32K words data memory
CP1L-M60DR-A | 299300 | 668661 | PLC, 100-240 VAC supply, 36 x 24 VDC inputs, 24 x relay outputs 2 A, 10K steps program + 32K words data memory
CP1L-M60DR-D | 299300 | 668676 | PLC, 24 VDC supply, 36 x 24 VDC inputs, 24 x relay outputs 2 A, 10K steps program + 32K words data memory
CP1L-M60DT1-D | 299300 | 668665 | PLC, 24 VDC supply, 36 x 24 VDC inputs, 24 x PNP outputs 0.3 A, 10K steps program + 32K words data memory
CP1L-M60DT-A | 299300 | 668669 | PLC, 100-240 VAC, 36x 24 VDC inputs, 24 x NPN outputs 0.3 A, 10 K steps program + 32K words data memory
CP1L-M60DT-D | 299300 | 668672 | PLC, 24 VDC supply, 36 x 24 VDC inputs, 24 x NPN outputs 0.3 A, 10K steps program + 32K words data memory
CP1W-16ER | 93950 | 670917 | I/O expansion unit, 16 x relay outputs 2 A
CP1W-16ET | 86250 | 670913 | I/O expansion unit, 16 x NPN outputs 0.3 A
CP1W-16ET1 | 86250 | 670918 | I/O expansion unit, 16 x PNP outputs 0.3 A
CP1W-20EDR1 | 90150 | 670923 | I/O expansion unit, 12 x 24 VDC inputs, 8 x relay outputs 2 A
CP1W-20EDT | 90150 | 670912 | I/O expansion unit, 12 x 24 VDC inputs, 8 x NPN outputs 0.3 A
CP1W-20EDT1 | 90150 | 670919 | I/O expansion unit, 12 x 24 VDC inputs, 8 x PNP outputs 0.3 A
CP1W-32ER | 150700 | 670914 | I/O expansion unit, 32 x relay outputs 2 A
CP1W-32ET | 150700 | 670920 | I/O expansion unit, 32 x NPN outputs 0.3 A
CP1W-32ET1 | 150700 | 670910 | I/O expansion unit, 32 x PNP outputs 0.3 A
CP1W-40EDR | 163100 | 670909 | I/O expansion unit, 24 x 24 VDC inputs, 16 x relay outputs 2 A
CP1W-40EDT | 163100 | 670915 | I/O expansion unit, 24 x 24 VDC inputs, 16 x NPN outputs 0.3 A
CP1W-40EDT1 | 163100 | 670921 | I/O expansion unit, 24 x 24 VDC inputs, 16 x PNP outputs 0.3 A
CP1W-8ED | 62600 | 670916 | I/O expansion unit, 8 x 24 VDC inputs
CP1W-8ER | 62600 | 670922 | I/O expansion unit, 8 x relay outputs 2 A
CP1W-8ET | 75350 | 670911 | I/O expansion unit, 8 x NPN outputs 0.3 A
CP1W-8ET1 | 70150 | 670924 | I/O expansion unit, 8 x PNP outputs 0.3 A
CP1W-AD041 | 163100 | 671145 | I/O expansion unit, 4 x analog inputs 1 to 5 V, 0 to 5 V, 0 to 10 V, -10 to 10 V, 0 to 20 mA, 4 to 20 mA, resolution 1:6000
CP1W-AD042 | 86000 | 671144 | I/O expansion unit, 4 x analog inputs 0 to 5 V, 1 to 5 V, 0 to 10 V, -10 to 10 V, 0 to 20 mA, 4 to 20 mA
CP1W-ADB21 | 53300 | 364430 | I/O option board (only CP1L-EL/EM port 1 or 2), 2 x analog inputs 0 to 10 V, resolution 1/4000 or 0 to 20 mA, resolution 1:2000
CP1W-BAT01 | 7955 | 678518 | Battery for the CP1 PLC
CP1W-CIF01 | 23580 | 672569 | CP1 RS-232C (15 m max.) serial communication option board
CP1W-CIF11 | 23580 | 672570 | CP1 RS422/485 (50 m max.) serial communication option board
CP1W-CIF12-V1 | 48230 | 688375 | CP1 RS422/485 (isolated 500 m max.) serial communication option board
CP1W-CIF41 | 130000 | 673349 | CP1 Ethernet communications option, 1 x RJ45 socket
CP1W-CN221 | 3312 | 676856 | USB Programming cable, A-type male to B-type male, 1.8 m
CP1W-CN811 | 32890 | 209406 | I/O expansion cable for CP1-series, 80 cm
CP1W-DA021 | 142000 | 671147 | I/O expansion unit, 2 x analog outputs 0 to 5 V, 1 to 5 V, 0 to 10 V, -10 to 10 V, 0 to 20 mA, 4 to 20 mA, resolution 1:6000
CP1W-DA041 | 181800 | 671148 | I/O expansion unit, 4 x analog outputs 0 to 5 V, 1 to 5 V, 0 to 10 V, -10 to 10 V, 0 to 20 mA, 4 to 20 mA, resolution 1:6000
CP1W-DA042 | 102900 | 671146 | I/O expansion unit, 4 x analog outputs 1 to 5 V, 0 to 10 V, -10 to 10 V, 0 to 20 mA, 4 to 20 mA
CP1W-DAB21V | 53300 | 364431 | I/O option board (only CP1L-EL/EM port 1 or 2), 2 x analog outputs 0 to 10 V, resolution 1:4000
CP1W-DAM01 | 53800 | 247844 | LCD option board to CP1L and CP1H
CP1W-EIP61 | 93900 | 365009 | CP1 EtherNet/IP communications option, for datalink function only, 1 x RJ45 socket
CP1W-EXT01 | 42500 | 209407 | CP1H CPU to CJ1W unit adapter, includes CJ endplate
CP1W-MAB221 | 93350 | 364429 | I/O option board (only CP1L-EL/EM port 1 or 2), 2 x analog inputs 0 to 10 V, resolution 1:4000 or 0 to 20 mA, resolution 1:2000, 2 x analog outputs 0 to 10 V, resolution 1:4000
CP1W-MAD11 | 185400 | 671149 | I/O expansion unit, 2 x analog inputs 0 to 20 mA, 4 to 20 mA, 0 to 5 V, 1 to 5 V, 0 to 10 V, -10 to 10 V, 1 x analog output 0 to 20 mA, 4 to 20 mA, 1 to 5 V, 0 to 10 V, -10 to 10 V, resolution 1:6000
CP1W-MAD42 | 126400 | 671151 | I/O expansion unit, 4 x analog inputs and 2 x analog outputs
CP1W-MAD44 | 143700 | 671150 | I/O expansion unit, 4 x analog inputs and 4 x analog outputs
CP1W-ME05M | 26180 | 209405 | CP1 memory cassette (for upload/download of user program)
CP1W-MODTCP61 | 90650 | 365010 | CP1 Modbus TCP communications option, Master or Slave, 1 x RJ45 socket
CP1W-SRT21 | 89400 | 250196 | CP1 CompoBus/S I/O data link unit
CP1W-SWB06 | 22710 | 239599 | Input simulation switch board
CP1W-TS001 | 147800 | 673348 | I/O expansion unit, 2 x thermocouple inputs type J, K
CP1W-TS002 | 187700 | 673347 | I/O expansion unit, 4 x thermocouple inputs type J, K
CP1W-TS003 | 109600 | 674253 | I/O expansion unit, 4 x thermocouple inputs type J, K or 2 x type J, K and 2 x analog inputs
CP1W-TS004 | 148800 | 401523 | I/O expansion unit, 12 x thermocouple inputs type J, K
CP1W-TS101 | 147800 | 672572 | I/O expansion unit, 2 x RTD inputs Pt100
CP1W-TS102 | 187700 | 672573 | I/O expansion unit, 4 x RTD inputs Pt100
CP2E-E14DR-A | 99300 | 689939 | CP2E series compact PLC - Essential Type; 8 DI, 6DO; Relay output; Power supply 220 VAC; 4 kStep Program memory
CP2E-E20DR-A | 106500 | 689940 | CP2E series compact PLC - Essential Type; 12 DI, 8DO; Relay output; Power supply 220 VAC; 4 kStep Program memory
CP2E-E30DR-A | 145100 | 689941 | CP2E series compact PLC - Essential Type; 18 DI, 12DO; Relay output; Power supply 220 VAC; 4 kStep Program memory
CP2E-E40DR-A | 167300 | 689942 | CP2E series compact PLC - Essential Type; 24 DI, 16 DO; Relay output; Power supply 220 VAC; 4 kStep Program memory
CP2E-E60DR-A | 201900 | 689943 | CP2E series compact PLC - Essential Type; 36 DI, 24DO; Relay output; Power supply 220 VAC; 4 kStep Program memory
CP2E-N14DR-A | 145100 | 689981 | CP2E series compact PLC - Network type; 8 DI, 6DO; Relay output; Power supply 220 VAC; 10 kStep Program memory
CP2E-N14DR-D | 145100 | 689976 | CP2E series compact PLC - Network type; 8 DI, 6DO; Relay output; Power supply 24 VDC; 10 kStep Program memory
CP2E-N14DT1-D | 145100 | 689925 | CP2E series compact PLC - Network type; 8 DI, 6DO; PNP output; Power supply 24 VDC; 10 kStep Program memory
CP2E-N14DT-A | 145100 | 689971 | CP2E series compact PLC - Network type; 8 DI, 6DO; NPN output; Power supply 220 VAC; 10 kStep Program memory
CP2E-N14DT-D | 145100 | 689920 | CP2E series compact PLC - Network type; 8 DI, 6DO; NPN output; Power supply 24 VDC; 10 kStep Program memory
CP2E-N20DR-A | 167300 | 689980 | CP2E series compact PLC - Network type; 12 DI, 8DO; Relay output; Power supply 220 VAC; 10 kStep Program memory
CP2E-N20DR-D | 167300 | 689975 | CP2E series compact PLC - Network type; 12 DI, 8DO; Relay output; Power supply 24 VDC; 10 kStep Program memory
CP2E-N20DT1-D | 167300 | 689926 | CP2E series compact PLC - Network type; 12 DI, 8DO; PNP output; Power supply 24 VDC; 10 kStep Program memory
CP2E-N20DT-A | 167300 | 689970 | CP2E series compact PLC - Network type; 12 DI, 8DO; NPN output; Power supply 220 VAC; 10 kStep Program memory
CP2E-N20DT-D | 167300 | 689921 | CP2E series compact PLC - Network type; 12 DI, 8DO; NPN output; Power supply 24 VDC; 10 kStep Program memory
CP2E-N30DR-A | 201900 | 689979 | CP2E series compact PLC - Network type; 18 DI, 12DO; Relay output; Power supply 220 VAC; 10 kStep Program memory
CP2E-N30DR-D | 201900 | 689974 | CP2E series compact PLC - Network type; 18 DI, 12DO; Relay output; Power supply 24 VDC; 10 kStep Program memory
CP2E-N30DT1-D | 201900 | 689927 | CP2E series compact PLC - Network type; 18 DI, 12DO; PNP output; Power supply 24 VDC; 10 kStep Program memory
CP2E-N30DT-A | 201900 | 689917 | CP2E series compact PLC - Network type; 18 DI, 12DO; NPN output; Power supply 220 VAC; 10 kStep Program memory
CP2E-N30DT-D | 201900 | 689922 | CP2E series compact PLC - Network type; 18 DI, 12DO; NPN output; Power supply 24 VDC; 10 kStep Program memory
CP2E-N40DR-A | 251200 | 689978 | CP2E series compact PLC - Network type; 24 DI, 16 DO; Relay output; Power supply 220 VAC; 10 kStep Program memory
CP2E-N40DR-D | 251200 | 689973 | CP2E series compact PLC - Network type; 24 DI, 16 DO; Relay output; Power supply 24 VDC; 10 kStep Program memory
CP2E-N40DT1-D | 251200 | 689928 | CP2E series compact PLC - Network type; 24 DI, 16 DO; PNP output; Power supply 24 VDC; 10 kStep Program memory
CP2E-N40DT-A | 251200 | 689919 | CP2E series compact PLC - Network type; 24 DI, 16 DO; NPN output; Power supply 220 VAC; 10 kStep Program memory
CP2E-N40DT-D | 251200 | 689923 | CP2E series compact PLC - Network type; 24 DI, 16 DO; NPN output; Power supply 24 VDC; 10 kStep Program memory
CP2E-N60DR-A | 318900 | 689977 | CP2E series compact PLC - Network type; 36 DI, 24DO; Relay output; Power supply 220 VAC; 10 kStep Program memory
CP2E-N60DR-D | 318900 | 689972 | CP2E series compact PLC - Network type; 36 DI, 24DO; Relay output; Power supply 24 VDC; 10 kStep Program memory
CP2E-N60DT1-D | 318900 | 689929 | CP2E series compact PLC - Network type; 36 DI, 24DO; PNP output; Power supply 24 VDC; 10 kStep Program memory
CP2E-N60DT-A | 318900 | 689918 | CP2E series compact PLC - Network type; 36 DI, 24DO; NPN output; Power supply 220 VAC; 10 kStep Program memory
CP2E-N60DT-D | 318900 | 689924 | CP2E series compact PLC - Network type; 36 DI, 24DO; NPN output; Power supply 24 VDC; 10 kStep Program memory
CP2E-S30DR-A | 167300 | 689930 | CP2E series compact PLC - Standard Type; 18 DI, 12DO; Relay output; Power supply 220 VAC; 8 kStep Program memory
CP2E-S30DT1-D | 167300 | 689936 | CP2E series compact PLC - Standard Type; 18 DI, 12DO; PNP output; Power supply 24 VDC; 8 kStep Program memory
CP2E-S30DT-D | 167300 | 689933 | CP2E series compact PLC - Standard Type; 18 DI, 12DO; NPN output; Power supply 24 VDC; 8 kStep Program memory
CP2E-S40DR-A | 201900 | 689931 | CP2E series compact PLC - Standard Type; 24 DI, 16 DO; Relay output; Power supply 220 VAC; 8 kStep Program memory
CP2E-S40DT1-D | 201900 | 689937 | CP2E series compact PLC - Standard Type; 24 DI, 16 DO; PNP output; Power supply 24 VDC; 8 kStep Program memory
CP2E-S40DT-D | 201900 | 689934 | CP2E series compact PLC - Standard Type; 24 DI, 16 DO; NPN output; Power supply 24 VDC; 8 kStep Program memory
CP2E-S60DR-A | 251200 | 689932 | CP2E series compact PLC - Standard Type; 36 DI, 24DO; Relay output; Power supply 220 VAC; 8 kStep Program memory
CP2E-S60DT1-D | 251200 | 689938 | CP2E series compact PLC - Standard Type; 36 DI, 24DO; PNP output; Power supply 24 VDC; 8 kStep Program memory
CP2E-S60DT-D | 251200 | 689935 | CP2E series compact PLC - Standard Type; 36 DI, 24DO; NPN output; Power supply 24 VDC; 8 kStep Program memory
CP2W-BAT02 | 1991 | 689916 | CP2-series Battery - Optional
CP2W-CIFD1 | 34770 | 689944 | CP2-series Serial Option board 2 x RS-232 ports
CP2W-CIFD2 | 34770 | 689945 | CP2-series Serial Option board 1 x RS-232, 1 x RS-485 ports
CP2W-CIFD3 | 34770 | 689946 | CP2-series Serial Option board 2 x RS-485 ports
CPM2A-BAT01 | 36710 | 659247 | Battery for CPM2A/CQM1H/CJ1G/CJ1H PLCs
CPM2B-ATT01 | 37170 | 135978
CPM2C-10C1DR-D | 237900 | 297700 | CPU, 24 VDC supply, 6x 24 VDC inputs, 4x relay outputs 2 A, RTC
CPM2C-10C1DT1C-D | 227500 | 297698 | CPU, 24 VDC supply, 6x 24 VDC inputs, 4x transistor outputs, PNP 0.3A, RTC
CPM2C-10C1DT1M-D | 227500 | 297711 | CPU, 24 VDC supply, 6x 24 VDC inputs, 4x transistor outputs PNP 0.3 A, RTC, MIL connector
CPM2C-10C1DTC-D | 227500 | 297697 | PLC, 24 VDC supply, 6x 24 VDC inputs, 4x transistor outputs, NPN 0.3A, RTC
CPM2C-10C1DTM-D | 227500 | 297710 | CPU, 24 VDC supply, 6x 24 VDC inputs, 4x transistor outputs NPN 0.3 A, RTC, MIL connector
CPM2C-10CDR-D | 198300 | 297727 | CPU, 24 VDC supply, 6x 24 VDC inputs, 4x relay outputs 2 A
CPM2C-10CDT1C-D | 198300 | 297695 | CPU, 24 VDC supply, 6x 24 VDC inputs, 4x transistor outputs, PNP 0.3A
CPM2C-10CDT1M-D | 198300 | 297709 | CPU, 24 VDC supply, 6x 24 VDC inputs, 4x transistor outputs PNP 0.3 A, MIL connector
CPM2C-10CDTC-D | 198300 | 297725 | PLC, 24 VDC supply, 6x 24 VDC inputs, 4x transistor outputs, NPN 0.3A
CPM2C-10CDTM-D | 198300 | 297744 | PLC, 24 VDC supply, 6x 24 VDC inputs, 4x transistor outputs, NPN 0.3A, MIL connector
CPM2C-10EDR | 119000 | 297730 | Expansion unit, 6x 24 VDC inputs, 4x relay outputs 2 A
CPM2C-16EDC | 99150 | 297732 | Expansion unit, 16x 24 VDC inputs, FCN connector (not included)
CPM2C-16EDM | 102900 | 297747 | Expansion unit, 16x 24 VDC inputs, MIL connector (not included)
CPM2C-16ET1C | 119000 | 297736 | Expansion unit, 16x transistor outputs PNP 0.3 A, FCN connector (not included)
CPM2C-16ET1M | 104500 | 297719 | Expansion unit, 16x transistor outputs PNP 0.3 A, MIL connector (not included)
CPM2C-16ETC | 125100 | 297735 | Expansion unit, 16x transistor outputs NPN 0.3 A, FCN connector (not included)
CPM2C-16ETM | 104500 | 297748 | Expansion unit, 16x transistor outputs NPN 0.3 A, MIL connector (not included)
CPM2C-20C1DR-D | 306600 | 297704 | CPU, 24 VDC supply, 12x 24 VDC inputs, 8x relay outputs 2 A, RTC
CPM2C-20C1DT1C-D | 306600 | 297699 | CPU, 24 VDC supply, 12x 24 VDC inputs, 8x transistor outputs, PNP 0.3A, RTC
CPM2C-20C1DT1M-D | 296900 | 297714 | CPU, 24 VDC supply, 12x 24 VDC inputs, 8x transistor outputs PNP 0.3 A, MIL connector, RTC
CPM2C-20C1DTC-D | 296900 | 297728 | PLC, 24 VDC supply, 12x 24 VDC inputs, 8x transistor outputs, NPN 0.3A, RTC
CPM2C-20C1DTM-D | 296900 | 297713 | CPU, 24 VDC supply, 12x 24 VDC inputs, 8x transistor outputs NPN 0.3 A, MIL connector, RTC
CPM2C-20CDR-D | 257400 | 297738 | CPU, 24 VDC supply, 12x 24 VDC inputs, 8x relay outputs 2 A
CPM2C-20CDT1C-D | 247500 | 297696 | CPU, 24 VDC supply, 12x 24 VDC inputs, 8x transistor outputs, PNP 0.3A
CPM2C-20CDT1M-D | 257400 | 297712 | CPU, 24 VDC supply, 12x 24 VDC inputs, 8x transistor outputs PNP 0.3 A, MIL connector
CPM2C-20CDTC-D | 257400 | 297726 | CPU, 24 VDC supply, 12x 24 VDC inputs, 8x transistor outputs, NPN 0.3A
CPM2C-20CDTM-D | 257400 | 297745 | PLC, 24 VDC supply,12x 24 VDC inputs, 8x transistor outputs, NPN 0.3A, MIL connectors
CPM2C-20EDR | 158400 | 297741 | Expansion unit, 12x 24 VDC inputs, 8x relay outputs 2 A
CPM2C-24EDT1C | 152500 | 297701 | Expansion unit, 16x 24 VDC inputs, 8x transistor outputs PNP 0.3 A, FCN connectors (not included)
CPM2C-24EDT1M | 156500 | 297716 | Expansion unit, 16x 24 VDC inputs, 8x transistor outputs PNP 0.3 A, MIL connectors (not included)
CPM2C-24EDTC | 156500 | 297729 | Expansion unit, 16x 24 VDC inputs, 8x transistor outputs NPN 0.3 A, FCN connectors (not included)
CPM2C-24EDTM | 156500 | 297715 | Expansion unit, 16x 24 VDC inputs, 8x transistor outputs NPN 0.3 A, MIL connectors (not included)
CPM2C-32CDT1C-D | 326600 | 297705 | CPU, 24 VDC supply, 16x 24 VDC inputs, 16x transistor outputs, PNP 0.3A
CPM2C-32CDT1M-D | 326600 | 297706 | CPU, 24 VDC supply, 16x 24 VDC inputs, 16x transistor outputs PNP 0.3 A, MIL connector
CPM2C-32CDTC-D | 326600 | 297739 | CPU, 24 VDC supply, 16x 24 VDC inputs, 16x transistor outputs, NPN 0.3A
CPM2C-32CDTM-D | 326600 | 297740 | PLC, 24 VDC supply, 16x 24 VDC inputs, 16x transistor outputs, NPN 0.3A, MIL connector
CPM2C-32EDT1C | 188000 | 297707 | Expansion unit, 16x 24 VDC inputs, 16x transistor outputs PNP 0.3 A, FCN connectors (not included)
CPM2C-32EDT1M | 188000 | 297708 | Expansion unit, 16x 24 VDC inputs, 16x transistor outputs PNP 0.3 A, MIL connectors (not included)
CPM2C-32EDTC | 196700 | 297742 | Expansion unit, 16x 24 VDC inputs, 16x transistor outputs NPN 0.3 A, FCN connectors (not included)
CPM2C-32EDTM | 196700 | 297743 | Expansion unit, 16x 24 VDC inputs, 16x transistor outputs NPN 0.3 A, MIL connectors (not included)
CPM2C-8EDC | 75900 | 297731 | Expansion unit, 8x 24 VDC inputs, FCN connector (not included)
CPM2C-8EDM | 75900 | 297746 | Expansion unit, 8x 24 VDC inputs, MIL connectors (not included)
CPM2C-8ER | 119000 | 297733 | Expansion unit, 8x relay outputs
CPM2C-8ET1C | 93150 | 297702 | Expansion unit, 8x transistor outputs PNP 0.3 A, FCN connector (not included)
CPM2C-8ET1M | 98350 | 297718 | Expansion unit, 8x transistor outputs PNP 0.3 A, MIL connector (not included)
CPM2C-8ETC | 96050 | 297734 | Expansion unit, 8x transistor outputs NPN 0.3 A, FCN connector (not included)
CPM2C-8ETM | 98350 | 297717 | Expansion unit, 8x transistor outputs NPN 0.3 A, MIL connector (not included)
CPM2C-BAT01 | 29110 | 157651 | Battery for CPM2C PLCs
CPM2C-CIF01-V1 | 71200 | 297749 | RS-232C adaptor unit, converts peripheral port to RS-232C and peripheral port, DIN rail mounting, 0.2m cable
CPM2C-CIF11 | 119000 | 297703 | RS422 adaptor unit, converts peripheral port to RS422 and RS-232C port, DIN rail mounting, 0.2m cable
CPM2C-CIF21 | 139800 | 297720 | RS485 adaptor unit, converts peripheral port into RS422/485 port and a RS232C port, DIN rail mounting, 0.2m cable
CPM2C-CN111 | 65150 | 224547 | Adapter cable, 0.1 m, converts peripheral port into RS-232C port and a peripheral port
CPM2C-MAD11 | 336400 | 297737 | Analog I/O unit, 2x 0-20 mA, 4-20 mA, 0-5 V, 1-5 V, 0-10 V, -10-10 V inputs, 1x 0-20 mA, 4-20 mA, 1-5 V, 0-10 V, -10-10 V outputs
CPM2C-PA201 | 61300 | 135898 | Power supply unit, 100/240 VAC input, 24 VDC/600 mA output
CPM2C-TS001 | 218000 | 297750 | Temperature sensor unit, 2 x thermocouple inputs type J, K
CPM2C-TS101 | 237900 | 297721 | Temperature sensor unit, 2x Pt100 inputs
CPMC-MPE720 | 804900 | 224071
CQM1H-CIF12 | 122500 | 250267 | RS-422 adapter unit for CQM1H, converts peripheral port to RS-422, DIN rail mounting, 0.2 m cable (use with CQM1H-CPU lot no. 1461N or later)
CRS1-RPT01 | 84350 | 226092 | CompoNet IP20 Repeater unit
CRT1-AD04 | 204600 | 226107 | CompoNet analog input unit, 4 x inputs, 1-5 V, 0-5 V, 0-10 V, -10-10 V, 0-20 mA, 4-20 mA, resolution 1:6000, screw terminals
CRT1-ATT03 | 839 | 352286 | Mounting bracket for CRT1B compact bit slaves
CRT1B-ID02S | 51950 | 226095 | CompoNet bit slave unit, 2 x 24 VDC inputs, NPN, e-CON connectors (not included)
CRT1B-ID04SL-1-300 | 96250 | 352301 | CompoNet bit slave unit, 4 x transistor inputs, PNP, 24 VDC, screwless connector
CRT1B-MD02JS | 32350 | 695575 | CompoNet bit slave unit, 1 x input, 1 x transistor output, NPN, 0.1 A / output, compact connectors
CRT1B-MD04JS | 34340 | 695576 | CompoNet bit slave unit, 2 x inputs, 2 x transistor output, NPN, 0.1 A / output, compact connectors
CRT1B-MD04JS-1 | 70950 | 695312 | CompoNet bit slave unit, 2 x inputs, 2 x transistor output, PNP, 0.1A/output, compact connectors
CRT1B-MD04SL-1-300 | 96250 | 352303 | CompoNet bit slave unit, 2 x transistor in- and 2 outputs, PNP, 24 VDC, screwless connector
CRT1B-OD02S | 51950 | 226096 | CompoNet bit slave unit, 2 x transistor outputs, NPN, 0.2 A, 24 VDC, e-CON connectors (not included)
CRT1-DA02 | 204600 | 226108 | CompoNet analog output unit, 2 x inputs, 1-5 V, 0-5 V, 0-10 V, -10-10 V, resolution 1:6000, screw terminals
CRT1-ID08 | 84750 | 248767 | CompoNet input unit, 8 x 24 VDC inputs, NPN, screw terminals
CRT1-ID08-1 | 82750 | 248768 | CompoNet input unit, 8 x 24 VDC inputs, PNP, screw terminals
CRT1-ID08SL | 123000 | 248777 | CompoNet input unit, 8 x 24 VDC inputs, NPN, screwless terminals
CRT1-ID08SL-1 | 123000 | 248778 | CompoNet input unit, 8 x 24 VDC inputs, PNP, screwless terminals
CRT1-ID08TA | 123000 | 248773 | CompoNet input unit, 8 x 24 VDC inputs, NPN, 3-tier screw terminals
CRT1-ID08TA-1 | 123000 | 248774 | CompoNet input unit, 8 x 24 VDC inputs, PNP, 3-tier screw terminals
CRT1-ID08TAH | 150300 | 248785 | CompoNet input unit, High Functionality, 8 x 24 VDC inputs, NPN, 3-tier screw terminals
CRT1-ID08TAH-1 | 150300 | 248786 | CompoNet input unit, High Functionality, 8 x 24 VDC inputs, PNP, 3-tier screw terminals
CRT1-ID16 | 123800 | 226103 | CompoNet input unit, 16 x 24 VDC inputs, NPN, screw terminals
CRT1-ID16-1 | 112700 | 226104 | CompoNet input unit, 16 x 24 VDC inputs, PNP, screw terminals
CRT1-ID16SL | 188700 | 242327 | CompoNet input unit, 16 x 24 VDC inputs, NPN, screwless terminals
CRT1-ID16SL-1 | 178800 | 242328 | CompoNet input unit, 16 x 24 VDC inputs, PNP, screwless terminals
CRT1-ID16TA | 156900 | 237466 | CompoNet input unit, 16 x 24 VDC inputs, NPN, 3-tier screw terminals
CRT1-ID16TA-1 | 152600 | 237467 | CompoNet input unit, 16 x 24 VDC inputs, PNP, 3-tier screw terminals
CRT1-ID16TAH | 184700 | 248789 | CompoNet input unit, High Functionality, 16 x 24 VDC inputs, NPN, 3-tier screw terminals
CRT1-ID16TAH-1 | 184700 | 248790 | CompoNet input unit, High Functionality, 16 x 24 VDC inputs, PNP, 3-tier screw terminals
CRT1-MD16 | 95600 | 248771 | CompoNet I/O unit, 8 x 24 VDC inputs NPN & 8 x transistor outputs NPN 0.5 A, screw terminals
CRT1-MD16-1 | 99050 | 248772 | CompoNet I/O unit, 8 x 24 VDC inputs PNP & 8 x transistor outputs PNP 0.5 A, screw terminals
CRT1-MD16SL | 147700 | 248781 | CompoNet I/O unit, 8 x 24 VDC inputs NPN & 8 x transistor outputs NPN 0.5 A, screwless terminals
CRT1-MD16SL-1 | 147700 | 248782 | CompoNet I/O unit, 8 x 24 VDC inputs PNP & 8 x transistor outputs NPN 0.5 A, screwless terminals
CRT1-MD16TA | 156900 | 237470 | CompoNet I/O unit, 8 x 24 VDC inputs NPN & 8 x transistor outputs NPN 0.5 A, 3-tier screw terminals
CRT1-MD16TA-1 | 156900 | 237471 | CompoNet I/O unit, 8 x 24 VDC inputs PNP & 8 x transistor outputs PNP 0.5 A, 3-tier screw terminals
CRT1-MD16TAH | 198100 | 248793 | CompoNet I/O unit, High Functionality, 8 x 24 VDC inputs NPN & 8 x transistor outputs NPN 0.5 A, 3-tier screw terminals
CRT1-MD16TAH-1 | 198100 | 248794 | CompoNet I/O unit, High Functionality, 8 x 24 VDC inputs PNP & 8 x transistor outputs PNP 0.5 A, 3-tier screw terminals
CRT1-OD08 | 84750 | 248769 | CompoNet output unit, 8 x transistor outputs, NPN, 0.5 A, 24 VDC, screw terminals
CRT1-OD08-1 | 83950 | 248770 | CompoNet output unit, 8 x transistor outputs, PNP, 0.5 A, 24 VDC, screw terminals
CRT1-OD08SL | 123000 | 248779 | CompoNet output unit, 8 x transistor outputs, NPN, 0.5 A, 24 VDC, screwless terminals
CRT1-OD08SL-1 | 123000 | 248780 | CompoNet output unit, 8 x transistor outputs, PNP, 0.5 A, 24 VDC, screwless terminals
CRT1-OD08TA | 123000 | 248775 | CompoNet output unit, 8 x transistor outputs, NPN, 0.5 A, 24 VDC, 3-tier screw terminals
CRT1-OD08TA-1 | 123000 | 248776 | CompoNet output unit, 8 x transistor outputs, PNP, 0.5 A, 24 VDC, 3-tier screw terminals
CRT1-OD08TAH | 153200 | 248787 | CompoNet output unit, High Functionality, 8 x transistor outputs, NPN, 0.5 A, 24 VDC, 3-tier screw terminals
CRT1-OD08TAH-1 | 153200 | 248788 | CompoNet output unit, High Functionality, 8 x transistor outputs, PNP, 0.5 A, 24 VDC, 3-tier screw terminals
CRT1-OD16 | 123800 | 226105 | CompoNet output unit, 16 x transistor outputs, NPN, 0.5 A, 24 VDC, screw terminals
CRT1-OD16-1 | 112700 | 226106 | CompoNet output unit, 16 x transistor outputs, PNP, 0.5 A, 24 VDC, screw terminals
CRT1-OD16SL | 186900 | 242329 | CompoNet output unit, 16 x transistor outputs, NPN, 0.5 A, 24 VDC, screwless terminals
CRT1-OD16SL-1 | 186900 | 242330 | CompoNet output unit, 16 x transistor outputs, PNP, 0.5 A, 24 VDC, screwless terminals
CRT1-OD16TA | 156900 | 237468 | CompoNet output unit, 16 x transistor outputs, NPN, 0.5 A, 24 VDC, 3-tier screw terminals
CRT1-OD16TA-1 | 156900 | 237469 | CompoNet output unit, 16 x transistor outputs, PNP, 0.5 A, 24 VDC, 3-tier screw terminals
CRT1-OD16TAH | 184700 | 248791 | CompoNet output unit, High Functionality, 16 x transistor outputs, NPN, 0.5 A, 24 VDC, 3-tier screw terminals
CRT1-OD16TAH-1 | 184700 | 248792 | CompoNet output unit, High Functionality, 16 x transistor outputs, PNP, 0.5 A, 24 VDC, 3-tier screw terminals
CRT1-ROF08 | 126200 | 248784 | CompoNet output unit, 8 x SSR Outputs, screw terminals
CRT1-ROF16 | 272900 | 242331 | CompoNet output unit, 16 x SSR Outputs, screw terminals
CRT1-ROS08 | 116200 | 248783 | CompoNet output unit, 8 x relay outputs 2 A, screw terminals
CRT1-ROS16 | 202600 | 237472 | CompoNet output unit, 16 x relay outputs 2 A, screw terminals
CRT1-TS04P | 205900 | 256107 | CompoNet analog input unit, 4 x thermocouple inputs, screw terminals
CRT1-TS04T | 205900 | 256106 | CompoNet analog input unit, 4 x Pt100 Input, screw terminals
CRT1-VID16ML | 123000 | 248757 | CompoNet input unit, 16 x 24 VDC inputs, NPN, vertical model, MIL Connector (not included)
CRT1-VID16ML-1 | 123000 | 248758 | CompoNet input unit, 16 x 24 VDC inputs, PNP, vertical model, MIL Connector (not included)
CRT1-VID32ML | 191200 | 248761 | CompoNet input unit, 32 x 24 VDC inputs, NPN, vertical model, MIL Connector (not included)
CRT1-VID32ML-1 | 191200 | 248762 | CompoNet input unit, 32 x 24 VDC inputs, PNP, vertical model, MIL Connector (not included)
CRT1-VMD32ML | 205900 | 248765 | CompoNet I/O unit, 16 x 24 VDC inputs & 16 x transistor outputs NPN, vertical model, MIL Connector (not included)
CRT1-VMD32ML-1 | 205900 | 248766 | CompoNet I/O unit, 16 x 24 VDC inputs & 16 x transistor outputs PNP, vertical model, MIL Connector (not included)
CRT1-VOD16ML | 123000 | 248759 | CompoNet output unit, 16 x transistor outputs, NPN, 0.5 A, 24 VDC, vertical model, MIL Connector (not included)
CRT1-VOD16ML-1 | 123000 | 248760 | CompoNet output unit, 16 x transistor outputs, PNP, 0.5 A, 24 VDC, vertical model, MIL Connector (not included)
CRT1-VOD32ML | 203500 | 248763 | CompoNet output unit, 32 x transistor outputs, NPN, 0.5 A, 24 VDC, vertical model, MIL Connector (not included)
CRT1-VOD32ML-1 | 203500 | 248764 | CompoNet output unit, 32 x transistor outputs, PNP, 0.5 A, 24 VDC, vertical model, MIL Connector (not included)
CU-LNSP2-100-GL | 842800 | 702934 | Coaxial unit for LNSP2 lighting systems
CV0205C | 24430 | 702813 | Lens for USB board level cameras, focal length 2.5 mm. F#2.0, max chip size 1/3``, 5 Mpix
CV500-CN122 | 248800 | 249325 | I/O connecting cable, 1m, for use with CV500-IC201/II201 or CS1W-IC102/II102
CV500-CN132 | 340400 | 323715 | Automation, Control Systems, CV, CV500-CN132
CV500-CN222 | 285800 | 323716 | Automation, Control Systems, CV, CV500-CN222
CV500-CN224 | 190200 | 323717 | Automation, Control Systems, CV, CV500-CN224
CV500-CN232 | 588300 | 323730 | Automation, Control Systems, CV, CV500-CN232
CV500-CN312 | 218200 | 323719 | Automation, Control Systems, CV, CV500-CN312
CV500-CN322 | 254700 | 323728 | Automation, Control Systems, CV, CV500-CN322
CV500-CN332 | 831200 | 323720 | Automation, Control Systems, CV, CV500-CN332
CV500-CN424 | 196500 | 323722 | Automation, Control Systems, CV, CV500-CN424
CV500-CN432 | 1027100 | 323731 | Automation, Control Systems, CV, CV500-CN432
CV500-CN522 | 279300 | 323729 | Automation, Control Systems, CV, CV500-CN522
CV500-CN532 | 1227700 | 323723 | I/O connecting cable, 50m, for use with CV500-IC201/II201 or CS1W-IC102/II102
CV500-CN612 | 225600 | 323725 | Automation, Control Systems, CV, CV500-CN612
CV500-CN624 | 220500 | 323727 | Automation, Control Systems, CV, CV500-CN624
CV500-COV01 | 2085 | 144164 | Back plane Connector CPU
CV500-TER01 | 160500 | 152913 | Termination resistance unit for expansion I/O, 2x resistance units are provided with the CV500-IC101/201 I/O control unit
CV-LDL2-41X16 | 10470 | 684050 | Cover for LDL2-41X16
CV-LDL2-74X30 | 10470 | 364960
CWA3S-24-CD | 34110 | 395516 | Working light bar, LED 350 lumen , white, length 300 mm, 24 VDC 1 m cable
CWA6S-24-CD | 59100 | 395517 | Working light bar, LED 700 lumen , white, length 600 mm, 24 VDC 1 m cable
CWA9S-24-CD | 83550 | 395518 | Working light bar, LED 1050 lumen, white, length 900 mm, 24 VDC 1 m cable
CWF3S-24-CD | 59400 | 692918 | LED bar illumination, 300 mm x 30 mm, white (daylight 5700K), 3 m cable, IP20
CX-COMPOLET-EV1-01L | 352300 | 342189 | 1 License Software with components to create programs for com. between PC's and PLC's. Developm. environment: Visual Studio, .NET2003/2005/2008/2010/2013. Developm. languages: VB., .NET, Visual C#. This packaged is bundled with SYSMAC Gateway
CX-COMPOLET-EV1-05L | 1251400 | 342190 | 5 License Software with components to create programs for com. between PC's and PLC's. Developm. environment: Visual Studio, .NET2003/2005/2008/2010/2013. Developm. languages: VB., .NET, Visual C#. This packaged is bundled with SYSMAC Gateway
CX-COMPOLET-EV1-10L | 2183800 | 342191 | 10 License Software with components to create programs for com. between PC's and PLC's. Developm. environment: Visual Studio, .NET2003/2005/2008/2010/2013. Developm. languages: VB., .NET, Visual C#. This packaged is bundled with SYSMAC Gateway
CX-COMPOLET-EV1-XXL | 6842900 | 342192 | Unlimited site License Software with components to create programs for com. between PC's and PLC's. Developm. environment: Visual Studio, .NET2003/2005/2008/2010/2013. Developm. languages: VB., .NET, Visual C#. This packaged is bundled with SYSMAC Gatewa
CX-DRIVE 2.9 | 60700 | 379897 | CX-Drive configuration software for inverters and servos
CX-LITE-EV2 | 207600 | 249713 | CX-Server Lite software package, (single licence) supports serial, Ethernet, controller Link communications, for Windows2000/XP/Vista/Windows 7 (32bit)/Windows Server 2003 and 2008 (32 bit), CD-ROM
CX-LITE-EV2-XX | 2169900 | 249715 | CX-Server Lite software package, (annual runtime site Licence)supports serial, Ethernet, controller Link communications, for Windows2000/XP/Vista/Windows 7 (32bit)/Windows Server 2003 and 2008 (32 bit), CD-ROM
CXONE-AL01-EV4 | 714500 | 324682 | Single-user licence for CX-One V4.x software, for Windows 2000/XP/Vista/Windows 7/8/10 (32 and 64 bit), (requires CDs or DVD, CXOne-CD-EV4, or CXOne-DVD-EV4)
CXONE-AL01-EV4-UP | 228200 | 324688 | Single-user licence upgrade for CX-One V4.x, requires CDs or DVD with software (CXOne-CD-EV4, or CXOne-DVD-EV4)
CXONE-AL03-EV4 | 1533600 | 324683 | 3-user licence only, for CX-One V4.x software, for Windows 2000/XP/Vista/Windows 7/8/10 (32 and 64 bit), (requires CDs or DVD, CXOne-CD-EV4, or CXOne-DVD-EV4)
CXONE-AL03-EV4-UP | 443700 | 324689 | 3-user licence only, upgrade version, for CX-One V4.x software, for Windows 2000/XP/Vista/Windows 7 (32 bit only), (requires CDs or DVD, CXOne-CD-EV4, or CXOne-DVD-EV4)
CXONE-AL10-EV4 | 3066800 | 324684 | 10-user licence only, for CX-One V4.x software, for Windows 2000/XP/Vista/Windows 7/8/10 (32 and 64 bit), (requires CDs or DVD, CXOne-CD-EV4, or CXOne-DVD-EV4)
CXONE-AL10-EV4-UP | 1006900 | 324690 | 10-user licence only, upgrade version, for CX-One V4.x software, for Windows 2000/XP/Vista/Windows 7 (32 bit only), (requires CDs or DVD, CXOne-CD-EV4, or CXOne-DVD-EV4)
CXONE-AL30-EV4 | 6995600 | 324685 | 30-user licence only, for CX-One V4.x software, for Windows 2000/XP/Vista/Windows 7/8/10 (32 and 64 bit), (requires CDs or DVD, CXOne-CD-EV4, or CXOne-DVD-EV4)
CXONE-AL30-EV4-UP | 2084800 | 324691 | 30-user licence only, upgrade version, for CX-One V4.x software, for Windows 2000/XP/Vista/Windows 7 (32 bit only), (requires CDs or DVD, CXOne-CD-EV4, or CXOne-DVD-EV4)
CXONE-AL50-EV4 | 10612700 | 324686 | 50-user licence only, for CX-One V4.x software, for Windows 2000/XP/Vista/Windows 7/8/10 (32 and 64 bit), (requires CDs or DVD, CXOne-CD-EV4, or CXOne-DVD-EV4)
CXONE-AL50-EV4-UP | 3073900 | 324692 | 50-user licence only, upgrade version, for CX-One V4.x software, for Windows 2000/XP/Vista/Windows 7 (32 bit only), (requires CDs or DVD, CXOne-CD-EV4, or CXOne-DVD-EV4)
CXONE-ALXXD-V4-ED | 703900 | 659568 | Cx-One Educational Edition site license
CXONE-ALXX-EV4 | 15331800 | 324687 | Site licence only, for CX-One V4.x software, for Windows 2000/XP/Vista/Windows 7/8/10 (32 and 64 bit), (requires CDs or DVD, CXOne-CD-EV4, or CXOne-DVD-EV4)
CXONE-ALXX-EV4-UP | 5742800 | 324693 | Site licence only, upgrade version, for CX-One V4.x software, for Windows 2000/XP/Vista/Windows 7 (32 bit only), (requires CDs or DVD, CXOne-CD-EV4, or CXOne-DVD-EV4)
CXONE-DVD-EV4 | 19250 | 324695 | CX-One V4.x software, for Windows 2000/XP/Vista/Windows 7/8/10 (32 and 64 bit), supplied on 1x DVD, (requires licence number CXOne-Alxx-EV4-(xx))
CXONE-DVD-TRIAL | 6435 | 337312 | Free trial version of CX-One
CXONE-LT01-EV4 | 153700 | 313838 | CX-One Lite v4.x software, for Windows 2000/XP/Vista, single-user licence only, (requires CDs, CXOne-LTCD-EV4), limited to program the CPx PLC platform
CXONE-LTCD-EV4 | 19250 | 313839 | CX-One Lite v4.x software, for Windows 2000/XP/Vista, supplied on 2xCDs, (requires licence number CXOne-LT01-EV4), limited to program the CPx PLC platform
CX-OPC1.2(Server1.7.5.10) | 926500 | 176965
CX-OPC-EV2 | 476800 | 249714 | CX-Server OPC software(Single Licence), for Windows2000/XP/Vista/Windows 7 (32bit)/Windows Server 2003 and 2008 (32 bit), single-user licence, CD-Rom
CX-SUPERVISOR-DEV-SUB-01L | 145000 | 707404 | CX-Supervisor V4 Developer package (1 License Soft Activation annual subscription)
CX-SUPERVISOR-RUN-ME-01L-V4 | 396700 | 707403 | CX-Supervisor V4 Machine Edition Runtime (1 License Soft Activation)
CX-SUPERVISOR-RUN-ME-V4 | 392500 | 695998 | CX-Supervisor V4 Machine Edition Runtime package (with USB dongle)
CX-SUPERVISOR-RUN-PLUS-01L-V4 | 646000 | 707402 | CX-Supervisor V4 PLUS Runtime package (1 License Soft Activation)
CX-SUPERVISOR-RUN-PLUS-V4 | 653900 | 695997 | CX-Supervisor V4 PLUS Runtime package (with USB dongle)
CX-SUPERVISOR-TRIAL-V4 | 24850 | 696220 | CX-Supervisor V4 trial version, with 2 hours communication (and other limitations)
CX-SUPERVISOR-UPGR-V3 | 327100 | 313841 | CX-Supervisor V2 to V3.0 developer upgrade
CX-SUPERVISOR-UPGR-V4 | 311300 | 696221 | CX-Supervisor V3 to V4.0 developer upgrade
CX-SUPERVISOR-V4 | 555900 | 695839 | CX-Supervisor Developer package, Requires CX-SUPERVISOR-RUN-ME-V4 or CX-SUPERVISOR-RUN-PLUS-V4 runtime package with USB dongle
CS1D-ATT01 | 51400 | 236900 | Connection Cable Lock Parts
CS1D-ATT02 | 51400 | 236906
CS1D-BC042D | 461600 | 236902 | Duplex CPU & Dual Expansion backplane, 5 I/O slots, use CS1D-PA207R power supplies only
CS1D-BC052 | 510000 | 135744 | Duplex CPU backplane, 5 I/O slots, use CS1D-PA207R power supplies only
CS1D-BC082S | 357800 | 168308 | Duplex CPU backplane, 8 I/O slots, use CS1D-PA207R power supplies only
CS1D-BI082D | 496000 | 236903 | Duplex CPU & Dual Expansion backplane, 8 I/O slots, use CS1D-PA207R power supplies only
CS1D-BI092 | 549200 | 149080 | Duplex expansion backplane, 9 I/O slots, use CS1D-PA207R power supplies only
CS1D-CPU44SA | 1150800 | 686275 | Duplex CPU, 30K steps program / 64K words data memory. FB and ST programming language.
CS1D-CPU65H | 2329000 | 155442 | CPU for duplex system, 60K steps program, 128K words data memory, 7 duplex expansion racks max, hot standby CPUs, hot swap I/O
CS1D-CPU65P | 4093400 | 105727 | CS1D-CPU65H plus CS1D-LCB05D Loop Control Board
CS1D-CPU67H | 4312500 | 135745 | CPU for duplex system, 250K steps program, 448K words data memory, 7 duplex expansion racks max, hot standby CPUs, hot swap I/O
CS1D-CPU67HA | 4473100 | 686277 | CPU for duplex system, 250K steps program, 448K words data memory, 7 duplex expansion racks max, hot standby CPUs, hot swap I/O. Support FB and ST programming language
CS1D-CPU67P | 6365100 | 135746 | Duplex CPU, 250K steps program / 448K words data memory
CS1D-CPU67SA | 4235100 | 686276 | Duplex CPU, 250K steps program / 448K words data memory. FB and ST programming language.
CS1D-CPU68HA | 4914800 | 686278 | CPU for duplex system, 400K steps program, 800K words data memory, 7 duplex expansion racks max, hot standby CPUs, hot swap I/O
CS1D-DPL01 | 604400 | 152430 | Duplex unit
CS1D-DPL02D | 616200 | 236901 | DPL unit for Duplex CPU & Dual Expansion system
CS1D-ETN21D | 829400 | 168048 | CS1D Ethernet unit, 1 x RJ45 socket, supports dual-redundant use
CS1D-IC102D | 234400 | 236904 | Duplex I/O Control unit for Duplex CPU & Dual Expansion system
CS1D-II102D | 260800 | 236905 | I/O Interface unit for Duplex CPU & Dual Expansion system
CS1D-PA207R | 314100 | 135743 | Power supply unit for duplex system, 100-120/200-240 VAC high power, RUN output, CS1 duplex backplanes only
CS1D-PD024 | 314100 | 168047 | Power supply unit for duplex system, 24 VDC, CS1 duplex/simplex backplanes only
CS1D-PD025 | 485300 | 197965 | Power supply unit for duplex system, 24 VDC, 40W, 1.3-5.3A
CS1D-SP001 | 14700 | 168309 | Spacer unit for unused power supply slot spaces (same shape as PA207R)
CS1D-SP002 | 14700 | 168310 | Spacer unit for unused power supply slot spaces (same shape as PA024)
CS1G-CPU42H | 577500 | 135641 | CPU, 10K steps program, 64K words data memory, 2 expansion racks max.
CS1G-CPU43H | 640300 | 147099 | CPU, 20K steps program, 64K words data memory, 2 expansion racks max.
CS1G-CPU44H | 819700 | 135642 | CPU, 30K steps program, 64K words data memory, 3 expansion racks max.
CS1G-CPU45H | 1131300 | 153562 | CPU, 60K steps program, 128K words data memory, 7 expansion racks max.
CS1H-CPU63H | 979100 | 135643 | CPU, 20K steps program, 32K words data memory, 7 expansion racks max.
CS1H-CPU64H | 1237900 | 153563 | CPU, 30K steps program, 64K words data memory, 7 expansion racks max.
CS1H-CPU65H | 1503200 | 135644 | CPU, 60K steps program, 128K words data memory, 7 expansion racks max.
CS1H-CPU66H | 2054800 | 144821 | CPU, 120K steps program, 256K words data memory, 7 expansion racks max.
CS1H-CPU67H | 3120900 | 135645 | CPU, 250K steps program, 448K words data memory, 7 expansion racks max.
CS1PC-EIC01 | 168200 | 224351 | CS1 Board PLC Expansion I/O option, PCI, connects to CS1 or C200H expansion I/O racks, use with CS1W-CN**3 or CS1W-CN**3 cable
CS1PC-PCI01H-DRM | 1385300 | 224352 | CS1 Board PLC, PCI, 60K steps program / 128K words data memory, 7 expansion racks max, DeviceNet master
CS1W-AD041-V1 | 383800 | 143686 | Analog input unit, 4 x inputs 1 to 5 V, 0 to 5 V, 0 to 10 V, -10 to 10 V, 4 to 20 mA, resolution 1:4000 / 8000
CS1W-AD081-V1 | 506100 | 135647 | Analog input unit, 8 x inputs 1 to 5 V, 0 to 5 V, 0 to 10 V, -10 to 10 V, 4 to 20 mA, resolution 1:4000 / 8000
CS1W-AD161 | 729700 | 181856 | Analog input unit, 16 x inputs 1 to 5 V, 0 to 5 V, 0 to 10 V, -10 to 10 V, 4 to 20 mA, resolution 1:4000 / 8000
CS1W-AT031 | 91450 | 231796 | Terminal conversion block
CS1W-AT032 | 91450 | 231797 | Terminal conversion block
CS1W-AT033 | 91450 | 231798
CS1W-AT061 | 91450 | 231799
CS1W-AT131 | 164700 | 231802
CS1W-AT132 | 164700 | 231803
CS1W-AT133 | 164700 | 231800 | Terminal conversion block
CS1W-AT134 | 317000 | 231801
CS1W-BAT01 | 28330 | 668348 | Battery for CS1 PLCs
CS1W-BC022 | 88550 | 104483 | CPU backplane, CS1 I/O units only, 2 I/O slots
CS1W-BC023 | 90250 | 135556 | CPU backplane with C200H I/O BUS, 2 I/O slots
CS1W-BC032 | 91650 | 135564 | CPU backplane, CS1 I/O units only, 3 I/O slots
CS1W-BC033 | 93900 | 135557 | CPU backplane with C200H I/O BUS, 3 I/O slots
CS1W-BC052 | 94850 | 151291 | CPU backplane, CS1 I/O units only, 5 I/O slots
CS1W-BC053 | 97150 | 135558 | CPU backplane with C200H I/O BUS, 5 I/O slots
CS1W-BC082 | 137800 | 145864 | CPU backplane, CS1 I/O units only, 8 I/O slots
CS1W-BC083 | 143000 | 135559 | CPU backplane with C200H I/O BUS, 8 I/O slots
CS1W-BC102 | 190000 | 142525 | CPU backplane, CS1 I/O units only, 10 I/O slots
CS1W-BC103 | 193600 | 156857 | CPU backplane with C200H I/O BUS, 10 I/O slots
CS1W-BI032 | 107100 | 135567 | CS1 expansion backplane, CS1 I/O units only, 3 I/O slots
CS1W-BI033 | 113900 | 135560 | CS1 expansion backplane with C200H I/O BUS, 3 I/O slots
CS1W-BI052 | 118700 | 158069 | CS1 expansion backplane, CS1 I/O units only, 5 I/O slots
CS1W-BI053 | 125200 | 135561 | Expansion backplane with C200H I/O BUS, 5 I/O slots
CS1W-BI082 | 172100 | 135566 | CS1 expansion backplane, CS1 I/O units only, 8 I/O slots
CS1W-BI083 | 185600 | 135562 | Expansion backplane with C200H I/O BUS, 8 I/O slots
CS1W-BI102 | 213300 | 135565 | CS1 expansion backplane, CS1 I/O units only, 10 I/O slots
CS1W-BI103 | 232700 | 135563 | Expansion backplane with C200H I/O BUS, 10 I/O slots
CS1W-CE561 | 15020 | 153114 | PLC component
CS1W-CE562 | 27570 | 135687 | PLC component
CS1W-CE563 | 28340 | 142227 | PLC component
CS1W-CIF31 | 102900 | 103601 | Cable, PC USB to RS-232C converter cable, for Windows 98/ME/2000/XP, drivers included on CD-ROM, an Omron programming cable is also required
CS1W-CLK13 | 791900 | 296517 | Controller Link unit, optical fiber, 2 x HPCF connector
CS1W-CLK23 | 411400 | 296520 | Controller Link unit for CS-series, 2-wire twisted pair, screw connectors
CS1W-CLK53 | 1190600 | 296521 | Controller Link unit, optical fiber, graded index, 4 x ST connector
CS1W-CN114 | 44120 | 224561 | Communication adapter, CQM1-PRO01 to CS1/CQM1H/CPM2C, 0.1 m
CS1W-CN118 | 40060 | 224559 | Communication adapter, CS1/CQM1H/CPM2C peripheral port to 9-pin receptacle (use with XW2Z-***S-CV), 0.1 m
CS1W-CN131 | 160500 | 224541 | CS1-C200H backplane connecting cable, 10 m
CS1W-CN131-B2 | 192600 | 148808 | CS1-C200H backplane connecting cable, 12 m
CS1W-CN133 | 160500 | 224537 | I/O expansion rack connecting cable for NJ/CJ/CS-series, 10 m
CS1W-CN133-B2 | 191100 | 224538 | CS1/CJ/NJ connecting cable, 12 m
CS1W-CN221 | 74500 | 224555 | CS1-C200H backplane connecting cable, 2 m
CS1W-CN223 | 75750 | 224550 | I/O expansion rack connecting cable for NJ/CJ/CS-series, 2 m
CS1W-CN224 | 42820 | 224468 | CS1/CJ1 connecting cable
CS1W-CN225 | 45790 | 224542 | Cable, for connecting CS1/CQM1H/CPM2C peripheral port to PC 9-pin RS-232C port
CS1W-CN226 | 51700 | 224557 | Communication cable, CS1/CQM1H/CPM2C/CJ1 peripheral port to PC 9-pin RS-232C port, 2 m
CS1W-CN227 | 53050 | 224556 | 6 m cable for fit
CS1W-CN311 | 53600 | 224553 | CS1-C200H backplane connecting cable, 30 cm
CS1W-CN313 | 45190 | 224548 | I/O expansion rack connecting cable for NJ/CJ/CS-series, 30 cm
CS1W-CN321 | 87650 | 224539 | CS1-C200H backplane connecting cable, 3 m
CS1W-CN323 | 87650 | 224551 | I/O expansion rack connecting cable for NJ/CJ/CS-series, 3 m
CS1W-CN521 | 101700 | 224540 | CS1-C200H backplane connecting cable, 5 m
CS1W-CN523 | 101700 | 224552 | I/O expansion rack connecting cable for NJ/CJ/CS-series, 5 m
CS1W-CN624 | 78150 | 224560 | Cable, 6 m, for connecting C200H-PRO027 to CS1/CQM1H/CPM2C
CS1W-CN625 | 74450 | 224543 | Cable, 6 m, for connecting CS1/CQM1H/CPM2C peripheral port to PC(Japan)
CS1W-CN626 | 74450 | 224558 | Communication cable, CS1/CQM1H/CPM2C peripheral port to PC 9-pin RS-232C port, 6 m
CS1W-CN627 | 87550 | 224544 | 6 m fit
CS1W-CN711 | 50850 | 224554 | CS1-C200H backplane connecting cable, 70 cm
CS1W-CN713 | 50850 | 224549 | I/O expansion rack connecting cable for NJ/CJ/CS-series, 70 cm
CS1W-CORT21 | 427200 | 270792 | User-defined CAN interface unit
CS1W-CRM21 | 229900 | 296522 | CompoNet master unit for CS-series
CS1W-CT021 | 397200 | 135576 | High speed counter unit, 2 encoder inputs, 500 kHz, open collector (5/12/24 VDC) & line driver inputs, 4 integrated outputs
CS1W-CT041 | 590600 | 153791 | High speed counter unit, 4 encoder inputs, 500 kHz, open collector (5/12/24 VDC) & line driver inputs, 4 integrated outputs
CS1W-CTS21 | 432100 | 135577 | Position input unit, SSI absolute encoder 2 channels, 9 to 31 bit, Gray/Binary/Taunenbaum/Raw coding, 4x digital inputs, 4x digital outputs NPN and PNP
CS1W-DA041 | 428200 | 135612 | Analog output unit, 4 x outputs 4 to 20 mA, 1 to 5 V, 0 to 5 V, 0 to 10 V, -10 to 10 V, resolution 12 bit, screw terminals
CS1W-DA08-C | 557300 | 144480 | Analog output unit, 8 x outputs 4 to 20 mA, resolution 12 bit, screw terminals
CS1W-DA08-V | 561300 | 142228 | Analog output unit, 8 x outputs 1 to 5 V, 0 to 5 V, 0 to 10 V, -10 to 10 V, resolution 12 bit, screw terminals
CS1W-DRM21-V1 | 410000 | 296523 | DeviceNet master/slave unit for CS-series
CS1W-EIP21 | 631700 | 296519 | EtherNet/IP unit for CS-series, 100Base-TX, 1 x RJ45 socket, supports CIP, FINS/UDP and FINS/TCP
CS1W-ETN21 | 784600 | 296515 | Ethernet unit for CS-series, 100Base-TX and 10 Base-T, 1 x RJ45 socket, TCP/IP & UDP/IP socket services, FTP, SMTP, FINS
CS1W-HCA12-V1 | 754200 | 184209 | Customizable Counter Unit, 1 Pulse Input / Analog I/O
CS1W-HCA22-V1 | 724500 | 184211 | Customizable Counter Unit, 2 Pulse Inputs / Analog Output
CS1W-HCP22-V1 | 663000 | 184210 | Customizable Counter Unit, 2 Pulse Inputs / 2 Pulse Outputs
CS1W-IA111 | 143700 | 135638 | Digital input unit, 16 x 100-120 VAC inputs
CS1W-IA211 | 125200 | 142668 | Digital input unit, 16 x 200-240 VAC inputs
CS1W-IC102 | 486500 | 135633 | Expansion I/O control unit, to connect CS1 CPU Rack to Long-Distance Expansion Racks (50m max.)
CS1W-ID211 | 111200 | 182912 | Digital input unit, 16 x 24 VDC inputs, NPN/PNP
CS1W-ID231 | 208100 | 182913 | Digital input unit, 32 x 24 VDC inputs, NPN/PNP
CS1W-ID261 | 356200 | 182914 | Digital input unit, 64 x 24 VDC inputs, NPN/PNP
CS1W-ID291 | 469900 | 182915 | Digital input unit, 96 x 24 VDC inputs, NPN/PNP
CS1W-IDP01 | 233600 | 135628 | Digital input unit 16 x 24 VDC, with pulse catch
CS1W-II102 | 339500 | 135634 | Expansion I/O interface unit, to connect Long-Distance Expansion Racks (CS1W-BIxx2) to CS1 CPU Rack (50m max.)
CS1W-INT01 | 257900 | 148198 | Digital interrupt input unit, 16 x 24 VDC inputs, NPN/PNP
CS1W-KS001 | 10530 | 135674 | Key sheet to make CQM1H-PRO01 suitable for CS1 PLC
CS1W-KS001-E | 10530 | 135675 | CS1 English keyboard sheet for C200H-PRO27/CQM1-PRO01
CS1W-LCB01 | 1101100 | 135568 | CS1 loop control option board, 50 control blocks max.
CS1W-LCB05 | 1811600 | 135571 | CS1 loop control option board, 300 control blocks max.
CS1W-LCB05-GTC | 2268800 | 228796 | CS1 loop control option board, 300 control blocks max., with Gradient Temperature Control (GTC)
CS1W-MAD44 | 630700 | 135688 | Analog I/O unit, 4 x inputs 4 to 20 mA, 1 to 5 V, 0 to 5 V, 0 to 10 V, -10 to 10 V, 4 x outputs 1 to 5 V, 0 to 5 V, 0 to 10 V, -10 to +10 V, resolution 12 bit, screw terminals
CS1W-MC221-V1 | 1132700 | 171093 | Motion control unit, 2 axis
CS1W-MC421-V1 | 1388000 | 171092 | 4 axis motion control unit
CS1W-MD261 | 394800 | 182916 | Digital I/O unit, 32 x 24 VDC inputs NPN/PNP, 32 x transistor outputs NPN 0.3 A 12-24 VDC
CS1W-MD262 | 442100 | 106154 | Digital I/O unit, 32 x 24 VDC inputs NPN/PNP, 32 x transistor outputs PNP, 0.3 A, 12-24 VDC
CS1W-MD291 | 509800 | 182917 | Digital I/O unit, 48 x 24 VDC inputs, 48 x transistor outputs, NPN, 0.1 A, 12-24 VDC
CS1W-MD292 | 530200 | 135686 | Digital I/O unit, 48 x 24 VDC inputs, 48 x transistor outputs, PNP, 0.1 A, 12-24 VDC
CS1W-NC113 | 341200 | 106116 | Position control unit, 1 axis, NPN open collector pulse string output, 500 KHz
CS1W-NC133 | 341200 | 106117 | Position control unit, 1 axis, line-driver pulse string output, 500kHz
CS1W-NC213 | 502600 | 154840 | Position control unit, 2 axes, NPN open collector pulse string output, 500 KHz
CS1W-NC233 | 502600 | 135631 | Position control unit, 2 axes, line-driver pulse string output, 500kHz
CS1W-NC271 | 427900 | 255291 | Position control unit, 2 axes,over MECHATROLINK-II
CS1W-NC413 | 645100 | 149304 | Position control unit, 4 axes, NPN open collector pulse string output, 500 KHz
CS1W-NC433 | 670300 | 104603 | Position control unit, 4 axes, line-driver pulse string output, 500kHz
CS1W-NC471 | 590100 | 255292 | Position control unit, 4 axes, over MECHATROLINK-II
CS1W-NCF71 | 870800 | 229314 | Position control unit, 16 axes, over MECHATROLINK-II
CS1W-OA201 | 129000 | 153661 | Digital output unit, 8 x triac outputs, 1.2 A, 250 VAC
CS1W-OA211 | 214500 | 135639 | Digital output unit, 16 x triac outputs, 0.5 A, 250 VAC
CS1W-OC201 | 95000 | 154793 | Digital output unit, 8 x relay outputs, 2 A, 24 VDC/250 VAC, independent commons
CS1W-OC211 | 147300 | 182918 | Digital output unit, 16 x relay outputs, 2 A, 24 VDC/250 VAC, 2 commons
CS1W-OD211 | 123700 | 182919 | Digital output unit, 16 x transistor outputs, NPN, 0.5 A, 12-24 VDC
CS1W-OD212 | 199000 | 182910 | Digital output unit, 16 x transistor outputs, PNP with short circuit protection, 0.5 A, 24 VDC
CS1W-OD231 | 218200 | 182920 | Digital output unit, 32 x transistor outputs, NPN, 0.5 A, 12-24 VDC
CS1W-OD232 | 325700 | 182911 | Digital output unit, 32 x transistor outputs, PNP with short circuit protection, 0.5 A, 24 VDC
CS1W-OD261 | 424800 | 182921 | Digital output unit, 64 x transistor outputs, NPN, 0.3 A, 12-24 VDC
CS1W-OD262 | 442100 | 135626 | Digital output unit, 64 x transistor outputs, PNP with short circuit protection, 0.3 A, 24 VDC
CS1W-OD291 | 533800 | 182922 | Digital output unit, 96 x transistor outputs, NPN, 0.1 A, 12-24VDC
CS1W-OD292 | 533800 | 149760 | Digital output unit, 96 x transistor outputs, PNP, 0.1 A, 12-24 VDC
CS1W-PDC11 | 614100 | 135574 | Isolated DC analog input unit, 4 x inputs 4 to 20 mA, 0 to 20 mA, 0 to 10 V, -10 to 10 V, 0 to 5 V, -5 to 5 V, 1 to 5 V, 0 to 1.25 V, -1.25 to 1.25 V, resolution 1:64000
CS1W-PDC55 | 672300 | 172049 | Isolated DC analog input unit, 8 x inputs 4 to 20 mA, 0 to 10 V, 0 to 5 V, 1 to 5 V, resolution 1:16000
CS1W-PMV01 | 635100 | 135606 | Isolated analog output unit, 4 x outputs 4 to 20mA, 1 to 5 V, resolution 1:4,000
CS1W-PMV02 | 635100 | 144761 | Isolated analog output unit, 4 x inputs -10 to 10 V, -1 to 1 V at resolution 1:16000, 0 to 10 V, 0 to 1 V, -5 to +5 V at resolution 1:8000, 0 to 5 V at resolution 1:4000
CS1W-PNT21 | 464000 | 343249 | PROFINET IO Controller (master) unit for CS-series, 1 x RJ45 socket
CS1W-PPS01 | 635100 | 135607 | Isolated pulse input unit, 4 x inputs (voltage input, no-voltage semiconductor input, contact input), 20 kHz input frequency (20 Hz for contact input)
CS1W-PRM21 | 632700 | 168023 | PROFIBUS DP master unit for CS-series
CS1W-PTR02 | 631900 | 135609 | Power transducer input unit, 8 x inputs -100 to 100 mV, 0 to 100m V, resolution 1:4096
CS1W-PTS03 | 635100 | 135608 | Isolated RTD input unit (Ni508.4 Ohm), 4 x inputs, resolution 1:4096
CS1W-PTS11 | 621900 | 135573 | Isolated thermocouple input unit, 4 x inputs type K, J, L, R, S, T, B, U, C (WRe5-26), P (PLII), -100 to +100 mV, resolution 1:64000
CS1W-PTS12 | 620900 | 105743 | Isolated RTD input unit, 4 x inputs Pt100 (JIS, IEC), JPt100, Pt50, Ni508.4, resolution 1:64000
CS1W-PTS51 | 448100 | 168520 | Isolated thermocouple input unit, 4 x inputs type K, J, L, R, S, T, B, resolution 0.1°C
CS1W-PTS52 | 448000 | 168521 | Isolated RTD input unit, 4 x inputs Pt100 (JIS, IEC), JPt100, resolution 0.1°C
CS1W-PTS55 | 672300 | 172047 | Isolated thermocouple input unit, 8 x inputs type K, J, L, R, S, T, B, resolution 0.1°C
CS1W-PTS56 | 645100 | 172048 | Isolated RTD input unit, 8 x inputs Pt100 (JIS, IEC), JPt100, resolution 0.1°C
CS1W-PTW01 | 595300 | 135605 | Isolated 2-wire transmitter input unit, 4 x inputs 4-20 mA, 1-5 V, resolution 1:4096
CS1W-RPT01 | 213900 | 163034 | controller link repeater, coax
CS1W-RPT02 | 430400 | 163571 | controller link repeater, 200µ
CS1W-RPT03 | 545200 | 163570 | controller link repeater
CS1W-SCB21-V1 | 200200 | 296510 | Serial communications board, 2 x RS-232C ports, supports protocol macro backup from memory card
CS1W-SCB41-V1 | 249700 | 296511 | Serial communications board, 1 x RS-232C port, 1 x RS422/485 port, supports protocol macro backup from memory card
CS1W-SCU21-V1 | 410700 | 296512 | Serial communications unit, 2 x RS-232C ports, Protocol Macro, Host Link, 1:N NT Link, No protocol, Serial Gateway (CompoWay/F, Modbus-RTU, Modbus-ASCII, Host Link), Modbus RTU Slave
CS1W-SCU31-V1 | 418900 | 296518 | Serial communication unit, 2x RS-422/485 ports, Protocol Macro, Host Link, 1:N NT Link, No protocol, Serial Gateway (CompoWay/F, Modbus-RTU, Modbus-ASCII, Host Link), Modbus RTU Slave
CS1W-SLK11 | 1006800 | 296509 | non-RoHS10 spareparts - Sysmac Link unit
CS1W-SLK21 | 994200 | 296508 | non-RoHS10 spareparts - Sysmac Link unit, coaxial cable
CS1W-SP001 | 8385 | 168049 | Space unit for vacant I/O slots on CS1 backplane
CS1W-SPU01-V2 | 1883700 | 239899 | CS1 High-speed Data Storage and Processing unit, 1 x 10/100Base-TX port, CF Card slot
CS1W-SPU02-V2 | 1978900 | 239900 | CS1 High-speed Data Storage and Processing unit, 2 x 10/100Base-TX port, CF Card slot
CS1W-V600C11 | 665200 | 108922 | ID Sensor Unit, single-head, compatible with V600 RFID series
CS1W-V600C12 | 950700 | 108923 | ID Sensor Unit, double-head, compatible with V600 RFID series
CS1W-V680C11 | 538200 | 244993 | 13.56 MHz ID controller, single head, for CS1 PLCs
CS1W-V680C12 | 857000 | 244994 | 13.56 MHz ID controller, double head, for CS1 PLCs
CSBACK-1505-WHI | 483100 | 708146 | Small collimated backlight, active area 153 x 51 mm, white LED, 24 VDC
CS-C-R | 7935 | 681136 | C-Mount-Adapter to use CS-Mount Camera with C-Mount Optics
D1KIT40005AAAAB | 1331400 | 669403 | Converter D1000, 400 V, 5.0 kW, IP20, incl. Input Reactor, Harmonic Filter, EMC Filter
D1KIT40010AAAAB | 1571800 | 669401 | Converter D1000, 400 V, 10 kW, IP20, incl. Input Reactor, Harmonic Filter, EMC Filter
D1KIT40020AAAAB | 2115200 | 669400 | Converter D1000, 400 V, 20 kW, IP20, incl. Input Reactor, Harmonic Filter, EMC Filter
D1KIT40030AAAAB | 3029000 | 669394 | Converter D1000, 400 V, 30 kW, IP20, incl. Input Reactor, Harmonic Filter, EMC Filter
D1KIT40040AAAAB | 3367500 | 669399 | Converter D1000, 400 V, 40 kW, IP20, incl. Input Reactor, Harmonic Filter, EMC Filter
D1KIT40060AAAAB | 5191400 | 669395 | Converter D1000, 400 V, 60 kW, IP20, incl. Input Reactor, Harmonic Filter, EMC Filter
D1KIT40100AAAAB | 6317700 | 669404 | Converter D1000, 400 V, 100 kW, IP20, incl. Input Reactor, Harmonic Filter, EMC Filter
D1KIT40130AAAAB | 8405100 | 669397 | Converter D1000, 400 V, 130 kW, IP20, incl. Input Reactor, Harmonic Filter, EMC Filter
D1KIT40185AAAAB | 11450500 | 669398 | Converter D1000, 400 V, 185 kW, IP20, incl. Input Reactor, Harmonic Filter, EMC Filter
D1KIT40270AAAAB | 19820500 | 669402 | Converter D1000, 400 V, 270 kW, IP20, incl. Input Reactor, Harmonic Filter, EMC Filter
D1KIT40370AAAAB | 24789200 | 669396 | Converter D1000, 400 V, 370 kW, IP20, incl. Input Reactor, Harmonic Filter, EMC Filter
D2D-1101 | 2775 | 239740 | Miniature Basic Switch, Standard-Type, SPDB-NO, Panel Mount Type
D2D-1101 | 2775 | 404047 | Miniature Basic Switch, Standard-Type, SPDB-NO, Panel Mount Type
D2F-01 | 347.9 | 135440 | Ultra subminiature basic switch, pin plunger, 0.1A, PCB terminal
D2F-01FL | 526.5 | 148685 | Miniature Basic Switch, Hinge Lever, Micro Load, Low Force-Type, OF:0.74N, PCB Terminal / Straight Terminal
D2F-01L | 466.1 | 135442 | Ultra subminiature basic switch, hinge lever, 0.1A, PCB terminal
D2F-01L3 | 595.5 | 135420 | Miniature Basic Switch, Simulated Roller Lever(R1.3), Micro Load, OF:1.47N, PCB Terminal / Straight Terminal
D2F-01LD | 641.5 | 135388
D2F-FL | 466.1 | 105605 | Miniature Basic Switch, Hinge Lever, Low Force-Type, OF:0.74N, PCB Terminal / Straight Terminal
D2HW-A221D | 666.5 | 135410 | Sealed Micro Switch, Long Hinge Lever, SPDT, Without Posts, Straight Terminal
D2HW-A231D | 666.5 | 154843 | Sealed Micro Switch, Simulated Roller Lever, SPDT, Without Posts, Straight Terminal
D2HW-BL201DL | 633 | 135411 | Sealed Micro Switch, Pin Plunger, SPDT, With Posts On Left, Angled Terminal
D2HW-BR201DR | 626 | 149275 | Sealed Micro Switch, Pin Plunger, SPDT, With Posts On Right, Angled Terminal
D2HW-BR261H | 666.5 | 135327 | Sealed Micro Switch, Leaf Lever, SPDT, With Posts On Right, Solder Terminal
D2HW-C201H | 707.5 | 395766 | Sealed Micro Switch, Pin Plunger, SPDT, M3-Screw Mounting, Solder Terminal
D2HW-C202MRS | 1748 | 163783
D2JW-01K21 | 4308 | 154924 | Sealed ultra subminiature basic switch
D2JW-01K31-MD | 3647 | 106232 | Sealed Micro Switch, Simulated Roller Lever, SPDT, Molded Lead Wires
D2MC-5E | 2787 | 147185 | Miniature Basic Switch, Clockwise, 5 A at 250 VAC, OTg:0.5mN·m
D2MQ-4L-1 | 416.8 | 135249 | Miniature Basic Switch, Hinge Lever, Ag-P, Straight Terminal, 0.5A 30 VDC
D2MV-01-1C2 | 1290 | 135261 | Miniature Basic Switch, Pin Plunger, SPDT, 0.1 A at 30 VDC, OF:0.25N, Solder Terminal
D2MV-01L2-1C3 | 1411 | 148686 | Miniature Basic Switch, Hinge Roller Lever, SPDT, 0.1 A at 30 VDC, OF:0.29N, Solder Terminal
D2MV-01L22-1C3 | 1544 | 135185 | Miniature Basic Switch, Short Hinge Roller Lever, SPDT, 0.1 A at 30 VDC, OF:0.10N, Solder Terminal
D2MV-1-1C1 | 1256 | 135263 | Miniature basic switch
D2MV-1L22-1C2 | 1432 | 135186 | Miniature basic switch
D2S-5D | 625 | 135135 | Miniature Basic Switch, Pin Plunger, 5 A AT 125 VAC, OF:1.47N, Self-Clinching PCB Terminal
D2SW-01L1M-0 | 2953 | 135161
D2SW-3L1M | 2125 | 135143 | Sealed subminiature basic switch
D2SW-3L2H | 1410 | 135147 | Sealed subminiature basic switch
D2SW-3L2M | 2078 | 135144 | Sealed subminiature basic switch, hinge roller lever, moulded lead wires
D2SW-P01L3M | 12290 | 418993 | Sealed Miniature Basic Switch, Simulated Roller Lever, 0.1 A at 30 VDC, SPDT, Molded Leaf Wires
D2VW-01-1MS-117 | 4725 | 135119
D2VW-01L2A-1 | 2968 | 224943 | Sealed miniature basic switch
D2VW-5-1M | 5845 | 424177 | Sealed miniature basic switch, 5 A 250VAC, SPDT, Pin Pluger, moulded lead wires
D2VW-5L1B-1M | 4714 | 424169 | Sealed miniature basic switch, long hinge lever, 5 A, SPDT, molded leads wire
D2VW-5L1B-1M-20(A) | 3265 | 135106 | Sealed miniature basic switch, long hinge lever, 5 A, SPDT, molded leads wire
D2VW-5L1B-1M-26 | 3728 | 135104
D2VW-5L2-1 | 2247 | 231457 | Sealed Micro Switch, Hinge Roller Lever, 5 A at 250 VAC, SPDT, Solder Terminal
D2VW-5L2-1M | 4825 | 424171 | Sealed miniature basic switch, hinge roller lever, 0.1 A, moulded lead wires
D2VW-5L2A-1M | 5845 | 424129 | Sealed miniature basic switch, short hinge roller lever, 0.1 A, moulded lead wires
D2VW-5L2A-1M-0 | 3776 | 224817
D2VW-5L3-1M | 4131 | 424170 | Sealed miniature basic switch, simulated roller lever, 5 A, SPDT
D3V-161-1A5 | 607 | 134965
D3V-161-1C5 | 537 | 150195 | Miniature basic switch
D3V-16-1A5 | 554 | 135071
D3V-16-1C5 | 646.5 | 135069 | Miniature basic switch, pin plunger, 16 A, SPDT, quick connect terminals
D3V-162-1C5 | 748.5 | 153540 | Miniature basic switch, hinge lever, 16 A, SPDT, quick connect terminals
D3V-163-1C5 | 387.9 | 134970
D3V-165-1C25 | 729.5 | 142543
D3V-165-1C5 | 464.1 | 134973 | Miniature basic switch, short hinge roller lever, 16 A, SPDT, quick connect terminals
D3V-165M-1C5 | 599 | 134944
D40A-1C015-F | 48560 | 355125 | Non-contact door switches, 1 aux output, Pigtail with M12 connector 4-pole
D40A-1C2 | 47730 | 353674 | Non-contact door switches, 1 aux output, 2m cable
D40A-1C5 | 65800 | 353675 | Non-contact door switches, 1 aux output, 5m cable
D40ML-CBL-M12-10M | 31840 | 670948 | Quick Disconnect Cable, 8-pin M12 to Flying Leads, PVC Jacket, 10 Meter Length
D40ML-CBL-M12-5M | 26720 | 670947 | Quick Disconnect Cable, 8-pin M12 to Flying Leads, PVC Jacket, 5 Meter Length
D40ML-M1-B-10M | 271100 | 669724 | RFID Magnetic Locking Safety Switch, Die-cast Metal, 1500N, Basic Actuator Code, 10m Cable
D40ML-M1-B-5M | 263000 | 669734 | RFID Magnetic Locking Safety Switch, Die-cast Metal, 1500N, Basic Actuator Code, 5m Cable
D40ML-M1-B-ACT | 54200 | 669726 | RFID Magnetic Locking Safety Switch Replacement Actuator, Die-cast Metal (M1), Basic Code
D40ML-M1-B-M12 | 274800 | 669730 | RFID Magnetic Locking Safety Switch, Die-cast Metal, 1500N, Basic Actuator Code, Pigtail w/M12 Connector
D40ML-M1-U-10M | 271100 | 669727 | RFID Magnetic Locking Safety Switch, Die-cast Metal, 1500N, Unique Actuator Code, 10m Cable
D40ML-M1-U-5M | 263000 | 669720 | RFID Magnetic Locking Safety Switch, Die-cast Metal, 1500N, Unique Actuator Code, 5m Cable
D40ML-M1-U-M12 | 274800 | 669707 | RFID Magnetic Locking Safety Switch, Die-cast Metal, 1500N, Unique Actuator Code, Pigtail w/M12 Connector
D40ML-M2-B-10M | 224000 | 669737 | RFID Magnetic Locking Safety Switch, Die-cast Metal, 900N, Basic Actuator Code, 10m Cable
D40ML-M2-B-5M | 215600 | 669736 | RFID Magnetic Locking Safety Switch, Die-cast Metal, 900N, Basic Actuator Code, 5m Cable
D40ML-M2-B-ACT | 44700 | 669729 | RFID Magnetic Locking Safety Switch Replacement Actuator, Die-cast Metal (M2), Basic Code
D40ML-M2-B-M12 | 227400 | 669710 | RFID Magnetic Locking Safety Switch, Die-cast Metal, 900N, Basic Actuator Code, Pigtail w/M12 Connector
D40ML-M2-U-10M | 224000 | 669704 | RFID Magnetic Locking Safety Switch, Die-cast Metal, 900N, Unique Actuator Code, 10m Cable
D40ML-M2-U-5M | 215600 | 669733 | RFID Magnetic Locking Safety Switch, Die-cast Metal, 900N, Unique Actuator Code, 5m Cable
D40ML-M2-U-M12 | 227400 | 669719 | RFID Magnetic Locking Safety Switch, Die-cast Metal, 900N, Unique Actuator Code, Pigtail w/M12 Connector
D40ML-P1-B-10M | 257600 | 669700 | RFID Magnetic Locking Safety Switch, Plastic, 1500N, Basic Actuator Code, 10m Cable
D40ML-P1-B-5M | 249400 | 669738 | RFID Magnetic Locking Safety Switch, Plastic, 1500N, Basic Actuator Code, 5m Cable
D40ML-P1-B-ACT | 43360 | 669706 | RFID Magnetic Locking Safety Switch Replacement Actuator, Plastic (P1), Basic Code
D40ML-P1-B-M12 | 261300 | 669702 | RFID Magnetic Locking Safety Switch, Plastic, 1500N, Basic Actuator Code, Pigtail w/M12 Connector
D40ML-P1-U-10M | 257600 | 669697 | RFID Magnetic Locking Safety Switch, Plastic, 1500N, Unique Actuator Code, 10m Cable
D40ML-P1-U-5M | 249400 | 669728 | RFID Magnetic Locking Safety Switch, Plastic, 1500N, Unique Actuator Code, 5m Cable
D40ML-P1-U-M12 | 261300 | 669712 | RFID Magnetic Locking Safety Switch, Plastic, 1500N, Unique Actuator Code, Pigtail w/M12 Connector
D40ML-P2-B-10M | 210200 | 669725 | RFID Magnetic Locking Safety Switch, Plastic, 900N, Basic Actuator Code, 10m Cable
D40ML-P2-B-5M | 202200 | 669735 | RFID Magnetic Locking Safety Switch, Plastic, 900N, Basic Actuator Code, 5m Cable
D40ML-P2-B-5M-PR | 204700 | 679684 | RFID Magnetic Locking Safety Switch, Plastic, 900 N, Basic Actuator Code, 5 m Cable, reset procedure
D40ML-P2-B-ACT | 37920 | 669701 | RFID Magnetic Locking Safety Switch Replacement Actuator, Plastic (P2), Basic Code
D40ML-P2-B-M12 | 213500 | 669708 | RFID Magnetic Locking Safety Switch, Plastic, 900N, Basic Actuator Code, Pigtail w/M12 Connector
D40ML-P2-U-10M | 210200 | 669722 | RFID Magnetic Locking Safety Switch,Plastic, 900N, Unique Actuator Code, 10m Cable
D40ML-P2-U-5M | 202200 | 669714 | RFID Magnetic Locking Safety Switch,Plastic, 900N, Unique Actuator Code, 5m Cable
D40ML-P2-U-5M-PR | 204700 | 679685 | RFID Magnetic Locking Safety Switch,Plastic, 900 N, Unique Actuator Code, 5 m Cable, reset procedure
D40ML-P2-U-M12 | 213500 | 669709 | RFID Magnetic Locking Safety Switch, Plastic, 900N, Unique Actuator Code, Pigtail w/M12 Connector
D40ML-SS1-B-10M | 327900 | 669699 | RFID Magnetic Locking Safety Switch, Stainless Steel, 950N, Basic Actuator Code, 10m Cable
D40ML-SS1-B-5M | 319800 | 669711 | RFID Magnetic Locking Safety Switch, Stainless Steel, 950N, Basic Actuator Code, 5m Cable
D40ML-SS1-B-ACT | 59600 | 669732 | RFID Magnetic Locking Safety Switch Replacement Actuator, Stainless Steel (SS1), Basic Code
D40ML-SS1-B-M12 | 331400 | 669721 | RFID Magnetic Locking Safety Switch, Stainless Steel, 950N, Basic Actuator Code, Pigtail w/M12 Connector
D40ML-SS1-U-10M | 327900 | 669717 | RFID Magnetic Locking Safety Switch, Stainless Steel, 950N, Unique Actuator Code, 10m Cable
D40ML-SS1-U-5M | 319800 | 669705 | RFID Magnetic Locking Safety Switch, Stainless Steel, 950N, Unique Actuator Code, 5m Cable
D40ML-SS1-U-M12 | 331400 | 669703 | RFID Magnetic Locking Safety Switch, Stainless Steel, 950N, Unique Actuator Code, Pigtail w/M12 Connector
D40ML-SS2-B-10M | 276500 | 669698 | RFID Magnetic Locking Safety Switch,Stainless Steel, 600N, Basic Actuator Code, 10m Cable
D40ML-SS2-B-5M | 268200 | 669713 | RFID Magnetic Locking Safety Switch,Stainless Steel, 600N, Basic Actuator Code, 5m Cable
D40ML-SS2-B-ACT | 48760 | 669723 | RFID Magnetic Locking Safety Switch,Replacement Actuator, Stainless Steel (SS2), Basic Code
D40ML-SS2-B-M12 | 279800 | 669731 | RFID Magnetic Locking Safety Switch,Stainless Steel, 600N, Basic Actuator Code, Pigtail w/M12 Connector
D40ML-SS2-U-10M | 276500 | 669718 | RFID Magnetic Locking Safety Switch,Stainless Steel, 600N, Unique Actuator Code, 10m Cable
D40ML-SS2-U-5M | 268200 | 669715 | RFID Magnetic Locking Safety Switch,Stainless Steel, 600N, Unique Actuator Code, 5m Cable
D40ML-SS2-U-M12 | 279800 | 669716 | RFID Magnetic Locking Safety Switch,Stainless Steel, 600N, Unique Actuator Code, Pigtail w/M12 Connector
D40Z-1C2 | 97250 | 356424 | Non-contact door switch, compact sensor, LED indicator, 1NO aux, requires G9SX-NS or G9SP controller for Category 4/PLe, 2 m
D40Z-1C2-S | 84100 | 356439 | Safety non-contact door switch, Cat 4/Ple, 2m cable, switch only
D40Z-1C5 | 102000 | 356425 | Non-contact door switch, compact sensor, LED indicator, 1NO aux, requires G9SX-NS or G9SP controller for Category 4/PLe, 5 m
D40Z-1C5-S | 93800 | 356440 | Safety non-contact door switch, Cat 4/Ple, 5m cable, switch only
D40Z-1C-A | 42060 | 356438 | Safety non-contact door switch, Cat 4/Ple, actuator only
D41D-1CD-N1 | 93350 | 701115 | Non-contact Interlock Switch, RFID High-coded, PNP, Test Pulse, Connector plug M8
D41D-2CD-025N2 | 103300 | 701114 | Non-contact Interlock Switch, RFID High-coded, PNP, Test Pulse, Pigtail with M12 connector 8-pole
D41D-8P5-CFM8-702M | 15890 | 701299 | Female cable connector for D41D, straight, screw type M8, 8 poles, PUR, cable length 2 m
D41D-8P5-CFM8-705M | 20880 | 701298 | Female cable connector for D41D, straight, screw type M8, 8 poles, PUR, cable length 5 m
D41D-8P5-CFM8-710M | 29440 | 701297 | Female cable connector for D41D, straight, screw type M8, 8 poles, PUR, cable length 10 m
D41D-A1 | 11640 | 701127 | Actuator for D41D, actuation from side, 2 x M4 screw, 39 x 29.5 x 18 mm
D41D-A2 | 11640 | 701152 | Actuator for D41D, frontal actuation, 2 x M5 screw, 60 x 16 x 6.8 mm
D41D-A3 | 11640 | 701151 | Actuator for D41D, frontal actuation, 1 x M3 screw, 23 x 9 x 7 mm
D41D-MS | 10620 | 701150 | Mounting Kit for D41D, 2 mounting plates and 4 ferrule plugs
D41D-SK | 3538 | 701126 | Sealing Kit for D41D, 4 flat plugs and 4 plugs with rim for high screw head
D41G-1YDA-N2 | 356000 | 701145 | Guard locking Switch, RFID High-coded, Solenoid monitoring, Power to unlock, PNP, Test Pulse, Connector plug M12, 8-pole
D41G-1YDA-T1 | 309600 | 701146 | Guard locking Switch, RFID High-coded, Solenoid monitoring, Power to unlock, PNP, Test Pulse, Screw connection
D41G-2YDA-N2 | 346700 | 701143 | Guard locking Switch, RFID High-coded, Solenoid monitoring, Power to unlock, PNP, Test Pulse, Connector plug M12, 8-pole, re-teaching enabled
D41G-2YDA-T1 | 300900 | 701144 | Guard locking Switch, RFID High-coded, Solenoid monitoring, Power to unlock, PNP, Test Pulse, Screw connection, re-teaching enabled
D41G-2YDG-N2 | 346700 | 701142 | Guard locking Switch, RFID High-coded, Solenoid monitoring, Power to lock, PNP, Test Pulse, Connector plug M12, 8-pole, re-teaching enabled
D41G-2YDG-T1 | 300900 | 701116 | Guard locking Switch, RFID High-coded, Solenoid monitoring, Power to lock, PNP, Test Pulse, Screw connection, re-teaching enabled
D41G-2ZDA-T1 | 300900 | 701149 | Guard locking Switch, RFID High-coded, Actuator monitoring, Power to unlock, PNP, Test Pulse, Screw connection
D41G-2ZDG-N2 | 346700 | 701147 | Guard locking Switch, RFID High-coded, Actuator monitoring, Power to lock, PNP, Test Pulse, Connector plug M12, 8-pole
D41G-2ZDG-T1 | 300900 | 701148 | Guard locking Switch, RFID High-coded, Actuator monitoring, Power to lock, PNP, Test Pulse, Screw connection
D41G-A1L | 72850 | 701141 | Actuator for D41G, compact, left-hand side, without emergency exit
D41G-A1L-E0 | 100600 | 701140 | Actuator for D41G, compact, left-hand side, with emergency exit
D41G-A1R | 72850 | 701139 | Actuator for D41G, compact, right-hand side, without emergency exit
D41G-A1R-E0 | 100600 | 701138 | Actuator for D41G, compact, right-hand side, with emergency exit
D41G-A2L | 111400 | 701120 | Actuator for D41G, with door handle, left-hand side, without emergency exit
D41G-A2L-E1 | 166500 | 701121 | Actuator for D41G, with door handle, left-hand side, with emergency exit
D41G-A2L-E1T | 199400 | 701122 | Actuator for D41G, with door handle, left-hand side, with emergency exit, with lockout tag
D41G-A2R | 111400 | 701123 | Actuator for D41G, with door handle, right-hand side, without emergency exit
D41G-A2R-E1 | 166500 | 701124 | Actuator for D41G, with door handle, right-hand side, with emergency exit
D41G-A2R-E1T | 199400 | 701125 | Actuator for D41G, with door handle, left-hand side, with emergency exit, with lockout tag
D41L-1YDA-N2 | 288200 | 701132 | Hygienic Guard locking Switch, RFID High-coded, Solenoid monitoring, Power to unlock, PNP, Test Pulse, Connector plug M12, 8-pole
D41L-1YDG-N2 | 288200 | 701131 | Hygienic Guard locking Switch, RFID High-coded, Solenoid monitoring, Power to lock, PNP, Test Pulse, Connector plug M12, 8-pole
D41L-1ZDA-N2 | 288200 | 701137 | Hygienic Guard locking Switch, RFID High-coded, Actuator monitoring, Power to unlock, PNP, Test Pulse, Connector plug M12, 8-pole
D41L-1ZDG-N2 | 288200 | 701136 | Hygienic Guard locking Switch, RFID High-coded, Actuator monitoring, Power to lock, PNP, Test Pulse, Connector plug M12, 8-pole
D41L-2YDAE-N2 | 322300 | 701128 | Hygienic Guard locking Switch, RFID High-coded, Solenoid monitoring, Power to lock, PNP, Test Pulse, Connector plug M12, 8-pole, re-teaching enabled, Emergency exit
D41L-2YDA-N2 | 279600 | 701130 | Hygienic Guard locking Switch, RFID High-coded, Solenoid monitoring, Power to unlock, PNP, Test Pulse, Connector plug M12, 8-pole, re-teaching enabled
D41L-2YDG-N2 | 279600 | 701129 | Hygienic Guard locking Switch, RFID High-coded, Solenoid monitoring, Power to lock, PNP, Test Pulse, Connector plug M12, 8-pole, re-teaching enabled
D41L-2ZDA-N2 | 279600 | 701135 | Hygienic Guard locking Switch, RFID High-coded, Actuator monitoring, Power to unlock, PNP, Test Pulse, Connector plug M12, 8-pole, re-teaching enabled
D41L-2ZDGE-N2 | 322300 | 701133 | Hygienic Guard locking Switch, RFID High-coded, Actuator monitoring, Power to lock, PNP, Test Pulse, Connector plug M12, 8-pole, re-teaching enabled, Emergency exit
D41L-2ZDG-N2 | 279600 | 701134 | Hygienic Guard locking Switch, RFID High-coded, Actuator monitoring, Power to lock, PNP, Test Pulse, Connector plug M12, 8-pole, re-teaching enabled
D41L-8P5-CFM12-905M | 27330 | 701296 | Female cable connector for D41L, straight, screw type M12, 8 poles, PUR, cable length 5 m
D41L-8P5-CFM12-910M | 41000 | 701295 | Female cable connector for D41L, straight, screw type M12, 8 poles, PUR, cable length 10 m
D41L-A1 | 38940 | 701119 | Actuator for D41L, straight, 127 x 35 x 46 mm
D41L-MP | 9615 | 701118 | Mounting plate for D41L, Plastic, 101 x 40 x 18.5 mm
D41L-MS | 11140 | 701117 | Mounting Kit for D41L, 1 x Aluminium protective plate, 2x Aluminium threaded head Ø 20 mm with M6 thread, 2x Rubber discs
D4A-0001N | 27400 | 146870 | Limit switch replacement head, standard roller lever type
D4A-0002N | 29570 | 225024 | Limit switch replacement head for D4A, roller lever, high sensitive
D4A-0003N | 23550 | 225025 | Limit switch replacement head for D4A, roller lever, low torque
D4A-0005N | 27490 | 230729 | Limit switch replacement head for D4A, roller lever, maintained
D4A-0006N | 31300 | 225026 | Limit switch replacement head for D4A, side plunger
D4A-0007-HN | 36190 | 225027 | Limit switch replacement head for D4A, side plunger, horizontal roller
D4A-0007-VN | 36190 | 225031 | Limit switch replacement head for D4A, side plunger, vertical roller
D4A-0008N | 49170 | 134882 | Limit switch replacement head for D4A, side plunger, adjustable
D4A-0009N | 29570 | 225028 | Limit switch replacement head for D4A, top plunger
D4A-0010N | 33450 | 183170 | Limit switch replacement head, roller plunger
D4A-0011N | 31660 | 225029 | Limit switch replacement head for D4A, top plunger, adjustable
D4A-0012N | 38380 | 134883 | Limit switch replacement head, flexible rod spring wire
D4A-0014N | 31070 | 183019 | Limit switch replacement head, flexible plastic rod
D4A-0015N | 29570 | 225030 | Limit switch replacement head for D4A, flexible rod, coil spring
D4A-0016N | 25500 | 183171 | Limit switch replacement head, flexible rod coil spring
D4A-0017N | 36430 | 134788 | Limit switch replacement head for D4A, roller lever, sequential operation
D4A-0018N | 33150 | 134789 | Limit switch replacement head for D4A, roller lever, central neutral operation
D4A-0100N | 19350 | 134879 | Limit switch replacement switch box, SPDT double-break
D4A-0300N | 25090 | 134878
D4A-0500N | 33120 | 134880 | Limit switch replacement switch box, DPDT double-break
D4A-0700N | 33720 | 144732
D4A-0900N | 29040 | 134881 | Limit switch replacement switch box, DPDT double-break, central neutreal operation
D4A-0C00N | 38190 | 230728
D4A-0P00N | 43920 | 158013
D4A-1000N | 13730 | 146871 | Limit switch replacement receptacle, SPDT double-break
D4A-1101N | 55850 | 142473 | Limit switch, double-pole, double-break, without indicator, standard roller lever
D4A-1109N | 62650 | 134793
D4A-1110N | 69650 | 134794 | Limit switch, double-pole, double-break, without indicator, top roller plunger
D4A-1111N | 66650 | 149066 | Limit switch, double-pole, double-break, without indicator, top plunger, adjustable
D4A-1112N | 72550 | 134795 | Limit switch, double-pole, double-break, without indicator, flexible rod, spring wire
D4A-1115N | 64050 | 134796 | Limit switch, double-pole, double-break, without indicator, flexible rod, cat whisker
D4A-1116N | 59600 | 134797 | Limit switch, double-pole, double-break, without indicator, flexible rod, coil spring
D4A-2000N | 25930 | 134809
D4A-2501N | 82350 | 105809 | Limit switch, four-pole, double-break, without indicator, roller lever
D4A-2918N | 89200 | 134828 | Limit switch, four-pole, double-break, centre neutral, without indicator, roller lever
D4A-3000N | 13850 | 147955
D4A-3101N | 60100 | 134829 | Limit switch, double-pole, double-break, without indicator, standard roller lever
D4A-3101N-GM | 46650 | 237674
D4A-3105N-GM | 63300 | 237675
D4A-3110N-GM | 84050 | 237676 | General Motors Special
D4A-3E01N-GM | 49520 | 237677
D4A-3E05N-GM | 63300 | 237678
D4A-3E10N-GM | 81050 | 237679
D4A-4000N | 33100 | 155418
D4A-4501N | 90200 | 134835 | Limit switch, four-pole, double-break, without indicator, top lever, standard
D4A-4502N | 86200 | 191251 | Limit switch, four-pole, double-break, without indicator, top lever, high sensitivity
D4A-4918N | 76950 | 147956 | Limit switch, four-pole, double-break, centre neutral, without indicator, roller lever
D4A-5000N | 10450 | 134741
D4A-5101N | 39730 | 134742 | Limit switch, double-pole, double-break, without indicator, standard roller lever
D4A-5109N | 49800 | 134744 | Limit switch, SPDT, double-break, without indicator, M20 conduit, standard top plunger
D4A-6918N | 73550 | 134749
D4A-A00 | 11610 | 134865 | Replacement lever, roller lever type
D4A-A10 | 11610 | 134866 | Replacement lever, roller lever type
D4A-A20 | 9140 | 134867 | Lever, Roller Lever
D4A-A30 | 11610 | 134868 | Replacement lever, roller lever type
D4A-B06 | 11610 | 158012 | Lever, Roller Lever
D4A-C00 | 13230 | 103625 | Replacement lever, adjustable roller lever type
D4A-D00 | 7615 | 105807 | Replacement lever, adjustable rod lever type
D4A-E10 | 10670 | 134869 | Lever, Fork Lever Lock
D4A-E20 | 13500 | 134870 | Replacement lever, fork lever lock type
D4A-E30 | 10150 | 134871 | Lever, Fork Lever Lock
D4A-F00 | 14320 | 134872 | Replacement lever, nylon loop lever
D4B-2111N | 12560 | 134568 | Limit switch, roller lever 17.5mm dia, SPDB NO/NC, snap action, 10 A
D4B-2115N | 21840 | 104521 | Limit switch, roller lever, SPDB NO/NC, snap action, 10 A, G1/2 conduit
D4B-2116N | 15360 | 134571 | Limit switch, adjustable roller lever, SPDB NO/NC, snap action, 10 A
D4B-2170N | 14450 | 134572 | Limit switch, roller plunger, DPDB 2-NC, slow action, 10 A
D4B-2171N | 14540 | 149173 | Limit switch, roller plunger, SPDB NO/NC, snap action, 10 A
D4B-2171N-KGM | 51000 | 239525 | Limit switch, roller plunger, SPDB NO/NC, snap action, 10 A (special)
D4B-2511N | 23700 | 134690 | Limit switch, roller lever 17.5 mm dia, SPDB NO/NC, slow action, 10 A
D4B-2515N | 26130 | 134689 | Limit switch, stainless steel roller lever, 1NC/1NO, slow action, 10 A, G1/2 conduit
D4B-2571N | 17010 | 315062 | Safety Limit switch, top roller plunger, 1NC/1NO (slow-action), G1/2 conduit
D4B-2A11N | 25790 | 134688 | Limit switch, roller lever, DPDB 2-NC, slow action, 10 A
D4B-2A15N | 36570 | 172192 | Limit switch, stainless steel roller lever, DPDB 2-NC, slow action, 10 A, G1/2 conduit
D4B-2A71N | 24850 | 224504 | Safety Limit switch, G1/2 conduit, DPDB 2-NC (slow-action), top roller plunger
D4B-4111N | 17570 | 373424 | Safety Limit switch, D4B, M20, 1NC/1NO (snap-action), roller lever (resin)
D4B-4113N | 24710 | 251100 | Limit switch, SPDB NO/NC, snap action, 10 A
D4B-4114N | 29190 | 372114 | Limit switch, rubber roller lever, SPDB NO/NC, snap action, 10 A, M20 conduit
D4B-4115N | 18870 | 370630 | Limit switch, roller lever, SPDB NO/NC, snap action, 10 A, M20 conduit
D4B-4116N | 17390 | 373425 | Limit switch, adjustment roller lever, 1NC/1NO (snap-action), M20 conduit
D4B-4117N | 17570 | 373233 | Limit switch, D4B, M20, 1NC/1NO (snap-action), adjustable rod lever
D4B-4170N | 17390 | 373246 | Safety Limit switch, D4B, M20, 1NC/1NO (snap-action), top plunger
D4B-4171N | 17570 | 373234 | Safety Limit switch, D4B, M20, 1NC/1NO (snap-action), top roller plunger
D4B-4511N | 14400 | 134607 | Safety Limit switch, D4B, M20, 1NC/1NO (slow-action), roller lever (resin)
D4B-4515N | 22390 | 373626 | Limit switch, stainless steel roller lever, 1NC/1NO, slow action, 10 A, M20 conduit
D4B-4516N | 16610 | 158135 | Limit switch, D4B, M20, 1NC/1NO (slow-action), adjustable roller lever
D4B-4517N | 20300 | 134612 | Limit switch, D4B, M20, 1NC/1NO (slow-action), adjustable rod lever
D4B-4570N | 15270 | 134608 | Safety Limit switch, D4B, M20, 1NC/1NO (slow-action), top plunger
D4B-4571N | 15870 | 134609 | Safety Limit switch, top roller plunger, 1NC/1NO (slow-action), M20 conduit
D4B-4A11N | 19560 | 103702 | Safety Limit switch, D4B, M20, DPDB 2-NC (slow-action), roller lever (resin)
D4B-4A15N | 22390 | 374542 | Limit switch, stainless steel roller lever, DPDB 2-NC, slow action, 10 A, M20 conduit
D4B-4A16N | 18500 | 134610 | Limit switch, D4B, M20, DPDB 2-NC (slow-action), adjustable roller lever
D4B-4A17N | 19540 | 134613 | Limit switch, D4B, M20, DPDB 2-NC (slow-action), adjustable rod lever
D4B-4A70N | 15560 | 153605 | Safety Limit switch, D4B, M20, DPDB 2-NC (slow-action), top plunger
D4B-4A71N | 18300 | 134611 | Safety Limit switch, D4B, M20, DPDB 2-NC (slow-action), top roller plunger
D4BL RELEASE KEY | 6270 | 134697
D4BL-1CRA | 148900 | 134702 | Safety door-lock switch, mechanical lock, 24 VDC, 1NC/1NO+1NC, 10 A
D4BL-1CRA-A | 173900 | 158134 | Safety door-lock switch, mechanical lock, 24 VDC, 1NC/1NO+1NC, 10 A
D4BL-1CRG | 176100 | 152507
D4BL-1CRG-A | 199100 | 154730 | Limit switch
D4BL-1DRA | 155000 | 106037 | Safety door-lock switch, mechanical lock, 24 VDC, 2 NC/1 NO+1 NC, 10 A
D4BL-1DRA-A | 191400 | 134710 | Safety door-lock switch, mechanical lock, 24 VDC, 2 NC/1 NO+1 NC, 10 A
D4BL-1DRG | 220100 | 106038 | Limit switch
D4BL-1DRG-A | 205900 | 134700
D4BL-2CRA | 149800 | 134708 | Safety door-lock switch, mechanical lock, 24 VDC, 1NC+1NC/1NO+1NC, 10 A
D4BL-2CRA-A | 172700 | 142593 | Safety door-lock switch, mechanical lock, 24 VDC, 1NC/1NO+1NC, 10 A
D4BL-2CRG | 191700 | 134725
D4BL-2CRG-A | 199100 | 158133
D4BL-2DRA | 170300 | 134711 | Safety door-lock switch, mechanical lock, 24 VDC, 2NC/1NO+1NC, 10 A
D4BL-2DRG | 155900 | 134724 | Limit switch
D4BL-2DRG-A | 205900 | 134701 | Safety door-lock switch, G1/2, mechanical lock, 24 VDC solenoid, 2 NC+1 NC, LED
D4BL-2GRD-AT | 205700 | 134714 | Limit switch
D4BL-4CRA | 148900 | 134727 | Guard lock Safety door-switch, mechanical lock, 24 VDC, 1NC/1NO + 1NC, M20
D4BL-4CRA-A | 173900 | 134728 | Guard lock Safety door-switch, mechanical lock, 24 VDC, Indicator : Orange, 1NC/1NO + 1NC, M20
D4BL-4DRA | 155000 | 134730
D4BL-4DRA-A | 191400 | 147015 | Safety door-lock switch, mechanical lock, 24 VDC, 2NC + 1NC, 10 A
D4BL-K1 | 3601 | 134705 | Slide operation key for D4BL switch, horizontal mounting
D4BL-K2 | 4277 | 134706 | Slide operation key for D4BL switch, vertical mounting
D4BL-K3 | 11910 | 134707 | Hinge operation key for D4BL switch, vertical mounting (horiz. adjust.)
D4BS-15FS | 21800 | 134578 | Safety-door switch, PG13.5 (1 conduit), 1NC/1NO (slow-action)
D4BS-1AFS | 22700 | 134589 | Safety-door switch, PG13.5 (1 conduit), 2NC (slow-action)
D4BS-25FS | 22300 | 134579 | Safety-door switch, G1/2 (1 conduit), 1NC/1NO (slow-action)
D4BS-2AFS | 25800 | 134590 | Safety-door switch, G1/2 (1 conduit), 2NC (slow-action)
D4BS-2AFS-LDR | 55750 | 172193
D4BS-45FS | 21800 | 147019 | Safety-door switch, M20 (1 conduit), 1NC/1NO (slow-action)
D4BS-4AFS | 22700 | 148098 | Safety-door switch, M20 (1 conduit), 2NC (slow-action)
D4BS-K1 | 2614 | 134587 | Safety-door switch accessory, D4BS, operation key: horizontal mounting
D4BS-K2 | 2851 | 134588 | Safety-door switch accessory, D4BS, operation key: vertical mounting
D4BS-K3 | 9130 | 148097 | Safety-door switch accessory, D4BS, operation key: horizontal mounting
D4C-0001 | 10190 | 134455 | Spare actuator for D4C limit switch, plunger
D4C-0002 | 10190 | 134456 | Spare actuator for D4C limit switch, roller plunger
D4C-0003 | 11200 | 134457 | Spare actuator for D4C limit switch, crossroller plunger
D4C-0020 | 21000 | 134542 | Spare actuator for D4C limit switch, roller lever
D4C-0032 | 10960 | 134543 | Spare actuator for D4C limit switch, sealed roller plunger
D4C-0050 | 15970 | 134544 | Spare actuator for D4C limit switch, coil spring
D4C-1002-DK1EJ10 | 68800 | 134547 | Compact enclosed limit switch
D4C-1201 | 30740 | 134459 | Compact enclosed limit switch, pin plunger, 5 A 250 VAC, 4 A 30 VDC, 3m VCTF oil-resistant cable
D4C-1202 | 20400 | 134460 | Compact enclosed limit switch, roller plunger, 5 A 250 VAC, 4 A 30 VDC, 3m VCTF oil-resistant cable
D4C-1203 | 20400 | 134461 | Compact enclosed limit switch, cross roller plunger, 5 A 250 VAC, 4 A 30 VDC, 3m VCTF oil-resistant cable
D4C-1210 | 28660 | 134462 | Compact enclosed limit switch, bevel plunger, 5 A 250 VAC, 4 A 30 VDC, 3m VCTF oil-resistant cable
D4C-1220 | 31340 | 105810 | Compact enclosed limit switch, roller lever, 5 A 250 VAC, 4 A 30 VDC, 3m VCTF oil-resistant cable
D4C-1220-A1 | 33220 | 234092 | Compact enclosed limit switch
D4C-1224 | 32230 | 147957 | Compact enclosed limit switch, roller lever (high sensitivity), 5 A 250 VAC, 4 A 30 VDC, 3 m VCTF oil-resistant cable
D4C-1227-P | 49630 | 377573 | Compact enclosed limit switch, adjustable roller lever (high sensitivity), 5 A 250 VAC, 4 A 30 VDC, 3m
D4C-1229-P | 42980 | 239439 | Compact enclosed limit switch
D4C-1231 | 28560 | 134463 | Compact enclosed limit switch, sealed pin plunger, 5 A 250 VAC, 4 A 30 VDC, 3m VCTF oil-resistant cable
D4C-1232 | 30430 | 134464 | Compact enclosed limit switch, sealed roller plunger, 5 A 250 VAC, 4 A 30 VDC, 3m VCTF oil-resistant cable
D4C-1233 | 28560 | 134465 | Compact enclosed limit switch, Sealed crossroller plunger, 5 A 250 VAC, 4 A 30 VDC, 3 m VCTF oil-resistant cable
D4C-1241 | 28190 | 134466 | Compact enclosed limit switch, panel mount pin plunger, 5 A 250 VAC, 4 A 30 VDC, 3m VCTF oil-resistant cable
D4C-1242 | 37340 | 134467 | Compact enclosed limit switch, panel mount roller plunger, 5 A 250 VAC, 4 A 30 VDC, 3m VCTF oil-resistant cable
D4C-1243 | 28190 | 134468 | Compact enclosed limit switch, 5 A 250 VAC, 4 A 30 VDC, 3m VCTF oil-resistant cable
D4C-1250 | 28560 | 134469 | Compact enclosed limit switch, plastic rod, 5 A 250 VAC, 4 A 30 VDC, 3 m VCTF oil-resistant cable
D4C-1260 | 32310 | 156712 | Compact enclosed limit switch, centre roller lever plunger, 5 A 250 VAC, 4 A 30 VDC, 3m VCTF oil-resistant cable
D4C-1301 | 29120 | 142478 | Compact enclosed limit switch, pin plunger, 5 A 250 VAC, 4 A 30 VDC, 5 m VCTF oil-resistant cable
D4C-1302 | 32110 | 134470 | Compact enclosed limit switch, roller plunger, 5 A 250 VAC, 4 A 30 VDC, 5 m VCTF oil-resistant cable
D4C-1302-F | 43500 | 209049 | Compact enclosed limit switch
D4C-1303 | 32110 | 155421 | Compact enclosed limit switch
D4C-1310 | 33570 | 134471 | Compact enclosed limit switch, bevel plunger, 5 A 250 VAC, 4 A 30 VDC, 5m VCTF oil-resistant cable
D4C-1320 | 34780 | 156713 | Compact enclosed limit switch, roller lever, 5 A 250 VAC, 4 A 30 VDC, 5m VCTF oil-resistant cable
D4C-1324 | 39320 | 150122 | Compact enclosed limit switch, roller lever (high sensitivity), 5 A 250 VAC, 4 A 30 VDC, 5 m VCTF oil-resistant cable
D4C-1329-P | 41670 | 180382 | Compact enclosed limit switch
D4C-1331 | 33030 | 134472 | Compact enclosed limit switch
D4C-1332 | 35060 | 134473 | Compact enclosed limit switch, sealed roller plunger, 5 A 250 VAC, 4 A 30 VDC, 5m VCTF oil-resistant cable
D4C-1333 | 33030 | 153485 | Compact enclosed limit switch
D4C-1341 | 32840 | 134474 | Compact enclosed limit switch
D4C-1342 | 30010 | 151242 | Compact enclosed limit switch
D4C-1350 | 33400 | 147958 | Compact enclosed limit switch
D4C-1401 | 26540 | 134476 | Compact enclosed limit switch
D4C-1402 | 25860 | 134477 | Compact enclosed limit switch, roller plunger, 5 A 250 VAC, 4 A 30 VDC, 3m VCTF cable
D4C-1410 | 27840 | 134478 | Compact enclosed limit switch
D4C-1431 | 26300 | 134479 | Compact enclosed limit switch
D4C-1432 | 26300 | 134480 | Compact enclosed limit switch, sealed roller plunger, 5 A 250 VAC, 4 A 30 VDC, 3m VCTF cable
D4C-1433 | 29730 | 354654 | Limit switch, Sealed, Compact, Slim-bodied, Pin plunger, VCTF cable
D4C-1441 | 24490 | 134481 | Compact enclosed limit switch
D4C-1442 | 28560 | 134482 | Compact enclosed limit switch, panel mount roller plunger, 5 A 250 VAC, 4 A 30 VDC, 3m VCTF cable
D4C-1443 | 24270 | 354655 | Limit switch, Sealed, Compact, Slim-bodied, Pin plunger, VCTF cable, pre-wire 3 m
D4C-1450 | 27900 | 328970 | Compact enclosed limit switch
D4C-1501 | 27840 | 134483 | Compact enclosed limit switch
D4C-1502 | 29120 | 134484 | Compact enclosed limit switch, roller plunger, 5 A 250 VAC, 4 A 30 VDC, 5 m VCTF cable
D4C-1503 | 30220 | 155422 | Compact enclosed limit switch
D4C-1510 | 33570 | 154612 | Compact enclosed limit switch
D4C-1520 | 36000 | 134485 | Compact enclosed limit switch, roller lever, 5 A 250 VAC, 4 A 30 VDC, 5m VCTF cable
D4C-1531 | 30020 | 134486 | Compact enclosed limit switch
D4C-1533 | 34660 | 147959 | Compact enclosed limit switch
D4C-1541 | 29680 | 155423 | Compact enclosed limit switch
D4C-1933 | 21580 | 227685 | Compact enclosed limit switch
D4C-1G01 1M | 22030 | 152399 | Limit switch
D4C-1G01 5M | 33410 | 289178 | Compact enclosed limit switch
D4C-1G02 | 22030 | 134420 | Compact enclosed limit switch
D4C-1G03 | 22550 | 152400 | Compact enclosed limit switch
D4C-1G20 | 30020 | 134428 | Compact enclosed limit switch
D4C-1G32 | 27230 | 134436 | Compact enclosed limit switch
D4C-2201 | 30230 | 153486 | Compact enclosed limit switch
D4C-2202 | 27440 | 134359 | Compact enclosed limit switch
D4C-2203 | 27440 | 134360 | Compact enclosed limit switch, cross roller plunger, 5 A 125 VAC, 3m VCTF oil-resistant cable
D4C-2210 | 33040 | 154613 | Compact enclosed limit switch
D4C-2220 | 33280 | 134361 | Compact enclosed limit switch
D4C-2231 | 30970 | 134362 | Compact enclosed limit switch
D4C-2232 | 30970 | 134363 | Compact enclosed limit switch
D4C-2301-B | 41510 | 134452 | Compact enclosed limit switch
D4C-2302 | 38700 | 134364 | Compact enclosed limit switch
D4C-2303 | 33040 | 134365 | Compact enclosed limit switch
D4C-2310 | 43920 | 134366 | Compact enclosed limit switch
D4C-2320 | 39540 | 134367 | Compact enclosed limit switch
D4C-2320-P | 41400 | 380085 | Compact enclosed limit switch, Roller lever, Water-resistant, IP67, 5 A 125 VAC, 5 m cable
D4C-2333 | 35980 | 134368 | Compact enclosed limit switch
D4C-2401 | 30230 | 158018 | Compact enclosed limit switch
D4C-2402 | 28900 | 134369 | Compact enclosed limit switch
D4C-2403 | 27440 | 151243 | Compact enclosed limit switch
D4C-2420 | 35960 | 147962 | Compact enclosed limit switch
D4C-2431 | 27980 | 134371 | Compact enclosed limit switch
D4C-2501 | 27400 | 144738 | Compact enclosed limit switch
D4C-2502 | 29970 | 134372 | Compact enclosed limit switch
D4C-2503 | 33040 | 147963 | Compact enclosed limit switch
D4C-2520 | 35900 | 134374 | Compact enclosed limit switch
D4C-3002-DK1EJ03 | 45500 | 134376 | Limit switch
D4C-3002-M1GJ 0.5M | 42000 | 151241 | Limit switch
D4C-3024-DK1EJ03 | 49210 | 134396 | Compact enclosed limit switch
D4C-3024-M1GJ 1.0M | 46500 | 134545 | Limit switch
D4C-3024-M1J 0.5M | 40390 | 134546 | Compact enclosed limit switch
D4C-3032-DK1EJ03 | 54300 | 366575 | Compact enclosed limit switch
D4C-3060-DK1EJ03 | 55350 | 365500 | Compact enclosed limit switch
D4C-3201 | 30230 | 147964 | Compact enclosed limit switch, Pin plunger, 4 A 30 VDC, 3m VCTF oil-resistant cable
D4C-3202 | 27440 | 105813 | Compact enclosed limit switch, roller plunger, 4 A 30 VDC, 3 m VCTF oil-resistant cable
D4C-3203 | 30230 | 155425 | Compact enclosed limit switch, cross roller plunger, 4 A 30 VDC, 3m VCTF oil-resistant cable
D4C-3210 | 34540 | 134377 | Compact enclosed limit switch
D4C-3220 | 34540 | 134378 | Compact enclosed limit switch, Roller lever, 4 A 30 VDC, 3m VCTF oil-resistant cable
D4C-3224 | 33570 | 134379 | Compact enclosed limit switch, roller lever (high sensitivity), 4 A 30 VDC, 3m VCTF oil-resistant cable
D4C-3227-P | 46260 | 246827 | Compact enclosed limit switch
D4C-3231 | 30970 | 134380 | Compact enclosed limit switch, sealed pin plunger, 4 A 30 VDC, 3 m VCTF oil-resistant cable
D4C-3232 | 30970 | 148942 | Compact enclosed limit switch, sealed roller plunger, 4 A 30 VDC, 3 m VCTF oil-resistant cable
D4C-3233 | 30970 | 105814 | Compact enclosed limit switch, Sealed crossroller plunger, 4 A 30 VDC, 3m VCTF oil-resistant cable
D4C-3241 | 27820 | 134381 | Compact enclosed limit switch, 4 A 30 VDC, 3m VCTF oil-resistant cable
D4C-3242 | 30770 | 134382 | Compact enclosed limit switch, 4 A 30 VDC, 3m VCTF oil-resistant cable
D4C-3243 | 27250 | 134383 | Compact enclosed limit switch, 4 A 30 VDC, 3m VCTF oil-resistant cable
D4C-3250 | 24780 | 134384 | Compact enclosed limit switch, plastic rod, 4 A 30 VDC, 3m VCTF oil-resistant cable
D4C-3260 | 39810 | 134385 | Compact enclosed limit switch, centre roller lever plunger, 4 A 30 VDC, 3 m VCTF oil-resistant cable
D4C-3301 | 33040 | 134386 | Compact enclosed limit switch, pin plunger, 4 A 30 VDC, 5 m VCTF oil-resistant cable
D4C-3302 | 34540 | 147965 | Compact enclosed limit switch, roller plunger, 4 A 30 VDC, 5m VCTF oil-resistant cable
D4C-3303 | 33040 | 134387 | Compact enclosed limit switch
D4C-3310 | 37670 | 152403 | Compact enclosed limit switch
D4C-3320 | 37670 | 134388 | Compact enclosed limit switch, roller lever, 4 A 30 VDC, 5m VCTF oil-resistant cable
D4C-3324 | 45890 | 374911 | Compact enclosed limit switch, Roller lever high sensitivity, 4 A 30 VDC, 5m VCTF oil-resistant cable
D4C-3332 | 35440 | 142482 | Compact enclosed limit switch
D4C-3342 | 34900 | 134389 | Compact enclosed limit switch
D4C-3350 | 34180 | 134390 | Compact enclosed limit switch
D4C-3401 | 26400 | 134391 | Compact enclosed limit switch
D4C-3402 | 27440 | 134392 | Compact enclosed limit switch
D4C-3403 | 31150 | 152404 | Compact enclosed limit switch
D4C-3410 | 30590 | 134393 | Compact enclosed limit switch
D4C-3420 | 32080 | 134394 | Compact enclosed limit switch
D4C-3450 | 30970 | 134395 | Compact enclosed limit switch
D4C-3501 | 29970 | 134397 | Compact enclosed limit switch
D4C-3502 | 31340 | 134398 | Compact enclosed limit switch
D4C-3503 | 34540 | 147966 | Compact enclosed limit switch, cross roller plunger, 4 A 30 VDC, 5 m VCTF cable
D4C-3520 | 38600 | 134399 | Compact enclosed limit switch
D4C-3532 | 32300 | 142483 | Compact enclosed limit switch
D4C-3902 | 25210 | 134401 | Compact enclosed limit switch
D4C-3903 | 34900 | 134402 | Compact enclosed limit switch
D4C-4201 | 27980 | 134315 | Compact enclosed limit switch
D4C-4202 | 22410 | 134316 | Compact enclosed limit switch, roller plunger, 0.1 A 125 VAC, 0.1 A 30 VDC, 3m VCTF oil-resistant cable
D4C-4203 | 27980 | 146881 | Compact enclosed limit switch
D4C-4220 | 32430 | 148943 | Compact enclosed limit switch
D4C-4224 | 29370 | 156717 | Compact enclosed limit switch
D4C-4232 | 28760 | 134317 | Compact enclosed limit switch, sealed roller plunger, 0.1 A 125 VAC, 0.1 A 30 VDC, 3 m VCTF oil-resistant cable
D4C-4233 | 25390 | 148944 | Compact enclosed limit switch
D4C-4250 | 27690 | 134318 | Compact enclosed limit switch
D4C-4301 | 30960 | 134319 | Compact enclosed limit switch, pin plunger, 0.1 A 125 VAC, 0.1 A 30 VDC, 5m VCTF oil-resistant cable
D4C-4302 | 32300 | 104456 | Compact enclosed limit switch, roller plunger, 0.1 A 125 VAC, 0.1 A 30 VDC, 5m VCTF oil-resistant cable
D4C-4303 | 30960 | 134320 | Compact enclosed limit switch
D4C-4310 | 32300 | 142484 | Compact enclosed limit switch
D4C-4320 | 34390 | 134321 | Compact enclosed limit switch
D4C-4332 | 33210 | 144739 | Compact enclosed limit switch, sealed roller plunger, 0.1 A 125 VAC, 0.1 A 30 VDC, 5 m VCTF oil-resistant cable
D4C-4401 | 24280 | 143561 | Compact enclosed limit switch
D4C-4402 | 25380 | 134323 | Compact enclosed limit switch
D4C-4403 | 26780 | 144740 | Compact enclosed limit switch
D4C-4420 | 31550 | 103630 | Compact enclosed limit switch
D4C-4424 | 33910 | 134325 | Compact enclosed limit switch, roller lever (high sensitivity), 0.1 A 125 VAC, 0.1 A 30 VDC, 3m VCTF cable
D4C-4501 | 28070 | 134326 | Compact enclosed limit switch
D4C-4502 | 28070 | 134327 | Compact enclosed limit switch
D4C-4520 | 34180 | 103631 | Compact enclosed limit switch
D4C-4532 | 30600 | 145826 | Compact enclosed limit switch, sealed roller plunger, 0.1 A 125 VAC, 0.1 A 30 VDC, 5m VCTF cable
D4C-4533 | 36880 | 152405 | Compact enclosed limit switch
D4C-5201 | 26200 | 158019 | Compact enclosed limit switch
D4C-5202 | 28900 | 134331 | Compact enclosed limit switch
D4C-5203 | 28900 | 134332 | Compact enclosed limit switch
D4C-5220 | 35590 | 134333 | Compact enclosed limit switch
D4C-5232 | 30970 | 153487 | Compact enclosed limit switch
D4C-5302 | 34670 | 152406 | Compact enclosed limit switch
D4C-5303 | 30190 | 134334 | Compact enclosed limit switch
D4C-5320 | 40040 | 134336 | Compact enclosed limit switch
D4C-6201 | 28900 | 134346 | Compact enclosed limit switch
D4C-6202 | 26200 | 134347 | Compact enclosed limit switch
D4C-6203 | 28900 | 134348 | Compact enclosed limit switch
D4C-6210 | 33270 | 134349 | Compact enclosed limit switch
D4C-6220 | 35590 | 134350 | Compact enclosed limit switch
D4C-6224 | 35590 | 103632 | Compact enclosed limit switch, roller lever (high sensitivity), 0.1 A 30 VDC, 3m VCTF oil-resistant cable
D4C-6231 | 32440 | 354623 | Compact enclosed limit switch, Standard Model, Sealed Plunger, VCTF Oil-Resistant Cable, 3m
D4C-6232 | 28900 | 134351 | Compact enclosed limit switch, sealed roller plunger, 0.1 A 30 VDC, 3m VCTF oil-resistant cable
D4C-6233 | 30970 | 144741 | Compact enclosed limit switch
D4C-6242 | 30970 | 134352 | Compact enclosed limit switch
D4C-6301 | 33270 | 134353 | Compact enclosed limit switch
D4C-6302 | 34670 | 105817 | Compact enclosed limit switch
D4C-6303 | 34900 | 134354 | Compact enclosed limit switch
D4C-6310 | 31270 | 134355 | Compact enclosed limit switch
D4C-6320 | 39800 | 156718 | Compact enclosed limit switch
D4C-6401 | 26200 | 146882 | Compact enclosed limit switch
D4C-6402 | 28900 | 152279 | Compact enclosed limit switch
D4C-6403 | 27440 | 134260 | Compact enclosed limit switch
D4C-6420 | 32300 | 134262 | Compact enclosed limit switch
D4C-6432 | 27950 | 134264 | Compact enclosed limit switch
D4C-6502 | 30190 | 134266 | Compact enclosed limit switch
D4CC-1001 | 29040 | 134505 | Compact limit switch, connector type, 1 A 125 VAC, pin plunger
D4CC-1002 | 31080 | 134506 | Compact limit switch, connector type, 1 A 125 VAC, roller plunger
D4CC-1003 | 31080 | 134507 | Compact limit switch, connector type, 1 A 125 VAC, cross roller plunger
D4CC-1024 | 33510 | 155419 | Compact limit switch, connector type, 1 A 125 VAC, high sensitivity roller lever
D4CC-1031 | 33510 | 134508 | Compact limit switch, connector type, 1 A 125 VAC, sealed pin plunger
D4CC-1032 | 34550 | 134509 | Compact limit switch, connector type, 1 A 125 VAC, sealed roller plunger
D4CC-1033 | 34550 | 134510 | Compact limit switch, connector type, 1 A 125 VAC, sealed cross roller plunger
D4CC-1041 | 31080 | 144736 | Compact limit switch, connector type, 1 A 125 VAC,
D4CC-1042 | 45420 | 153481 | Compact limit switch, connector type, 1 A 125 VAC,
D4CC-1043 | 45420 | 134511 | Compact limit switch, connector type, 1 A 125 VAC,
D4CC-1050 | 40070 | 134512 | Compact limit switch, connector type, 1 A 125 VAC, plastic rod
D4CC-1060 | 33510 | 134513 | Compact limit switch, connector type, 1 A 125 VAC, centre roller level
D4CC-2001 | 33510 | 134514 | Compact enclosed limit switch
D4CC-2002 | 35590 | 134515 | Compact enclosed limit switch
D4CC-2003 | 35590 | 134516 | Compact enclosed limit switch
D4CC-2010 | 41030 | 142476 | Compact enclosed limit switch
D4CC-2024 | 36800 | 134517 | Compact enclosed limit switch
D4CC-2031 | 35610 | 134518 | Compact enclosed limit switch
D4CC-2032 | 41100 | 146875 | Compact enclosed limit switch
D4CC-2050 | 44570 | 146876 | Compact enclosed limit switch
D4CC-2060 | 37860 | 134520 | Compact enclosed limit switch
D4CC-3001 | 29050 | 146877 | Compact limit switch, connector type, 1 A 30 VDC, Pin plunger
D4CC-3002 | 31080 | 150121 | Compact limit switch, connector type, 1 A 30 VDC, roller plunger
D4CC-3003 | 31080 | 153482 | Compact limit switch, connector type, 1 A 30 VDC, cross roller plunger
D4CC-3010 | 31990 | 134521 | Compact enclosed limit switch
D4CC-3024 | 33360 | 153483 | Compact limit switch, connector type, 1 A 30 VDC, high sensitivity roller lever
D4CC-3031 | 31990 | 134522 | Compact limit switch, connector type, 1 A 30 VDC, sealed pin plunger
D4CC-3032 | 34550 | 154611 | Compact limit switch, connector type, 1 A 30 VDC, Sealed roller plunger
D4CC-3033 | 34550 | 134523 | Compact limit switch, connector type, 1 A 125 VAC, sealed cross roller plunger
D4CC-3041 | 31080 | 153484 | Compact limit switch, connector type, 1 A 30 VDC,
D4CC-3042 | 41730 | 134524 | Compact limit switch, connector type, 1 A 30 VDC,
D4CC-3050 | 40070 | 134526 | Compact limit switch, connector type, 1 A 125 VAC, plastic rod
D4CC-3060 | 33510 | 134527 | Compact limit switch, connector type, 1 A 30 VDC, centre roller level
D4CC-4001 | 33510 | 134528 | Compact limit switch, connector type, 1 A 30 VDC,
D4CC-4002 | 35590 | 134529 | Compact limit switch, connector type, 1 A 30 VDC, roller plunger
D4CC-4003 | 35590 | 134530 | Compact limit switch, connector type, 1 A 30 VDC,
D4CC-4010 | 36800 | 134531 | Compact enclosed limit switch
D4CC-4024 | 37860 | 134532 | Compact limit switch, connector type, 1 A 30 VDC,
D4CC-4031 | 35590 | 134533 | Compact limit switch, connector type, 1 A 30 VDC,
D4CC-4032 | 44570 | 155420 | Compact limit switch, connector type, 1 A 30 VDC, LED, Sealed roller plunger
D4CC-4033 | 44570 | 134534 | Compact limit switch, connector type, 1 A 30 VDC, LED, Sealed crossroller plunger
D4CC-4041 | 37800 | 134535 | Compact limit switch, connector type, 1 A 30 VDC, LED, Panel mount pin plunger
D4CC-4042 | 49710 | 134536 | Compact limit switch, connector type, 1 A 30 VDC, LED, Panel mount roller plunger
D4CC-4043 | 49710 | 134537 | Compact limit switch, connector type, 1 A 30 VDC, LED, Panel mount crossroller plunger
D4CC-4050 | 44570 | 134538 | Compact limit switch, connector type, 1 A 30 VDC, LED, Plastic rod
D4CC-4060 | 37860 | 134539 | Compact limit switch, connector type, 1 A 30 VDC, centre roller level
D4CC-4102 | 44570 | 134540 | Compact enclosed limit switch
D4CC-4124 | 35590 | 148941 | Compact enclosed limit switch
D4C-P020 | 6600 | 145822 | Compact enclosed limit switch
D4DS-K1 | 1565 | 104525 | Operation key for D4NL/NS; horizontal mounting
D4DS-K2 | 1565 | 134023 | Operation key for D4NL/NS; vertical mounting
D4DS-K3 | 5565 | 150258 | Operation key for D4NL/NS; adjustable mounting (horizontal)
D4DS-K5 | 8835 | 152522 | Operation key for D4NL/NS; adjustable mounting (horizontal/vertical)
D4E-1A00N | 21570 | 104733 | Limit switch, slim sealed, connector type, general purpose, roller plunger
D4E-1A10N | 21930 | 155720 | Limit switch, slim sealed, connector type, general purpose, roller plunger
D4E-1A20N | 25510 | 134060 | Limit switch, slim sealed, screw terminal, general purpose, roller plunger
D4E-1A21N | 36220 | 134061 | Limit switch, slim sealed, screw terminal, general purpose, roller plunger, pre-cabled
D4E-1A23L2N | 61200 | 133994 | Limit switch, slim sealed, Standard sensitivity, IP67, Snap action, Self-reset mechanism, Single-Pole, Double-Throw type, SPDT, Panel mount roller plunger, right hand, buildin LED
D4E-1A24N | 35060 | 400704 | Limit switch, slim sealed, screw terminal, general purpose, roller plunger, Molded terminals with a cable (left-hand)
D4E-1B10N | 24480 | 134063 | Limit switch, slim sealed, connector type, general purpose, cross roller plunger
D4E-1B20N | 25510 | 134064 | Limit switch, slim sealed, screw terminal, general purpose, cross roller plunger
D4E-1B21N | 28730 | 134065 | Limit switch, slim sealed, Standard sensitivity, IP67, Snap action, Self-reset mechanism, Single-Pole, Double-Throw type, SPDT, Panel mount cross roller plunger, VCTF oil-resistant cable 3 cores 3 m
D4E-1C00N | 19320 | 134066 | Limit switch, slim sealed, connector type, general purpose, plunger
D4E-1C10N | 18950 | 134067 | Limit switch, slim sealed, connector type, general purpose, plunger
D4E-1C20N | 17110 | 155721 | Limit switch, slim sealed, screw terminal, general purpose, plunger
D4E-1C21N | 23180 | 133972 | Limit switch, slim sealed, Standard sensitivity, IP67, Snap action, Self-reset mechanism, Single-Pole, Double-Throw type, SPDT, Panel mount plunger, VCTF oil-resistant cable 3 cores 3 m
D4E-1C23N | 41520 | 190992
D4E-1D00N | 33210 | 208292 | Limit switch, slim sealed, connector type, general purpose, sealed roller plunger
D4E-1D10N | 38820 | 133989 | Limit switch, slim sealed, connector type, general purpose, sealed roller plunger
D4E-1D20N | 41850 | 133990 | Limit switch, slim sealed, screw terminal, general purpose, sealed roller plunger
D4E-1E10N | 34000 | 236316 | Limit switch, slim sealed, connector type, general purpose, sealed cross roller plunger
D4E-1E20N | 39450 | 133993 | Limit switch, slim sealed, screw terminal, general purpose, sealed cross roller plunger
D4E-1E21N | 40310 | 366576 | Limit switch, Sealed Cross roller Plunger, Screw Terminals, With a Cable (Right-Hand), 5 A
D4E-1F10N | 32650 | 157118 | Limit switch, slim sealed, connector type, general purpose, sealed plunger
D4E-1F20N | 40330 | 133992 | Limit switch, slim sealed, screw terminal, general purpose, sealed plunger
D4E-1F21N | 33810 | 344953 | Limit switch, slim sealed, Standard sensitivity, IP67, Snap action, Self-reset mechanism, Single-Pole, Double-Throw type, SPDT, Panel mount sealed plunger, VCTF oil-resistant cable 3 cores 3 m
D4E-1G00N | 19190 | 133973 | Limit switch, slim sealed, connector type, general purpose, roller lever
D4E-1G10N | 18110 | 151523 | Limit switch, slim sealed, connector type, general purpose, roller lever
D4E-1G20N | 26930 | 133974 | Limit switch, slim sealed, screw terminal, general purpose, roller lever
D4E-1G21N | 22230 | 104734 | Limit switch, slim sealed, Standard sensitivity, IP67, Snap action, Self-reset mechanism, Single-Pole, Double-Throw type, SPDT, Panel mount roller lever, VCTF oil-resistant cable 3 cores 3 m
D4E-1G21N-M1J | 29130 | 133995
D4E-1G23L2N | 39310 | 154925
D4E-1G24L2N | 39310 | 133991
D4E-1H20N | 16040 | 133976 | Limit switch, slim sealed, screw terminal, general purpose, one way roller lever
D4E-2A20N | 27580 | 133978 | Limit switch, slim sealed, screw terminal, general purpose, roller plunger
D4E-2A21N | 24910 | 133979 | Limit switch, slim sealed, Standard sensitivity, IP67, Snap action, Self-reset mechanism, Single-Pole, Double-Throw type, SPDT, Panel mount roller plunger, VCTF oil-resistant cable 3 cores 3 m
D4E-2B20N | 18120 | 133980 | Limit switch, slim sealed, Standard sensitivity, IP67, Snap action, Self-reset mechanism, Single-Pole, Double-Throw type, SPDT, Panel mount cross roller plunger
D4E-2C10N | 33760 | 133982 | Limit switch, slim sealed, connector type, micro-load, plunger
D4E-2C20N | 34000 | 157117 | Limit switch, slim sealed, Standard sensitivity, IP67, Snap action, Self-reset mechanism, Single-Pole, Double-Throw type, SPDT, Panel mount plunger
D4E-2C21N | 26740 | 133983 | Limit switch, slim sealed, screw terminal with cable (right hand), micro-load, plunger
D4E-2D20N | 32730 | 133996 | Limit switch, slim sealed, screw terminal, micro-load, sealed roller plunger
D4E-2D21N | 36640 | 157119 | Limit switch, slim sealed, screw terminal, micro-load, sealed roller plunger, pre-cabled
D4E-2E20N | 22700 | 133988 | Limit switch, slim sealed, screw terminal, micro-load, sealed croSSRoller plunger
D4E-2E21N | 40910 | 183874 | Limit switch, Sealed Cross roller Plunger, Screw Terminals, With a Cable (Right-Hand), 0.1 A
D4E-2F20N | 32800 | 180689 | Limit switch, slim sealed, Standard sensitivity, IP67, Snap action, Self-reset mechanism, Single-Pole, Double-Throw type, SPDT, Panel mount sealed plunger
D4E-2F21N | 37020 | 180690 | Limit switch, Sealed Plunger, Screw Terminals, With a Cable (Right-Hand), 0.1 A
D4E-2G10N | 32480 | 214974 | Limit switch, slim sealed, Standard sensitivity, IP67, Snap action, Self-reset mechanism, Single-Pole, Double-Throw type, SPDT, Panel mount roller lever
D4E-2G20N | 22870 | 133984 | Limit switch, slim sealed, screw terminal, micro-load, roller lever
D4E-2G21N | 26740 | 133985 | Limit switch, Roller Lever, Screw Terminals, With a Cable (Right-Hand), 0.1 A
D4E-2H20N | 21350 | 397580 | Limit switch, one-way action roller lever, screw terminal type, general-purpose, 5 A 125 VAC
D4E-3A20N | 21700 | 133998 | Limit switch
D4ER-1A21N | 29520 | 674830 | Limit switch, slim sealed, screw terminal, general purpose, roller plunger, right-hand, pre-cabled, oil-resistant
D4ER-1A21N-DTK1EJ | 30830 | 674860 | Limit switch, slim sealed, screw terminal, general purpose, roller plunger, right-hand, 0.3 m pigtail PUR with Junction Connector M12, oil-resistant
D4ER-1A22N | 29520 | 674871 | Limit switch, slim sealed, screw terminal, general purpose, roller plunger, left-hand, pre-cabled, oil-resistant
D4ER-1A22N-DTK1EJ | 30830 | 674868 | Limit switch, slim sealed, screw terminal, general purpose, roller plunger, left-hand, 0.3 m pigtail PUR with Junction Connector M12, oil-resistant
D4ER-1B21N | 29520 | 674872 | Limit switch, slim sealed, screw terminal, general purpose, crossroller plunger, right-hand, pre-cabled, oil-resistant
D4ER-1B21N-DTK1EJ | 30830 | 674832 | Limit switch, slim sealed, screw terminal, general purpose, crossroller plunger, right-hand, 0.3 m pigtail PUR with Junction Connector M12, oil-resistant
D4ER-1B22N | 29520 | 674838 | Limit switch, slim sealed, screw terminal, general purpose, crossroller plunger, left-hand, pre-cabled, oil-resistant
D4ER-1B22N-DTK1EJ | 30830 | 674844 | Limit switch, slim sealed, screw terminal, general purpose, crossroller plunger, left-hand, 0.3 m pigtail PUR with Junction Connector M12, oil-resistant
D4ER-1C21N | 29520 | 674862 | Limit switch, slim sealed, screw terminal, general purpose, plunger, right-hand, pre-cabled, oil-resistant
D4ER-1C21N-DTK1EJ | 30830 | 674837 | Limit switch, slim sealed, screw terminal, general purpose, plunger, right-hand, 0.3 m pigtail PUR with Junction Connector M12, oil-resistant
D4ER-1C22N | 29520 | 674839 | Limit switch, slim sealed, screw terminal, general purpose, plunger, left-hand, pre-cabled, oil-resistant
D4ER-1C22N-DTK1EJ | 30830 | 674841 | Limit switch, slim sealed, screw terminal, general purpose, plunger, left-hand, 0.3 m pigtail PUR with Junction Connector M12, oil-resistant
D4ER-1D21N | 31030 | 674876 | Limit switch, slim sealed, screw terminal, general purpose, sealed roller plunger, right-hand, pre-cabled, oil-resistant
D4ER-1D21N-DTK1EJ | 32360 | 674840 | Limit switch, slim sealed, screw terminal, general purpose, sealed roller plunger, right-hand, 0.3 m pigtail PUR with Junction Connector M12, oil-resistant
D4ER-1D22N | 31030 | 674831 | Limit switch, slim sealed, screw terminal, general purpose, sealed roller plunger, left-hand, pre-cabled, oil-resistant
D4ER-1D22N-DTK1EJ | 32360 | 674836 | Limit switch, slim sealed, screw terminal, general purpose, sealed roller plunger, left-hand, 0.3 m pigtail PUR with Junction Connector M12, oil-resistant
D4ER-1E21N | 31030 | 674829 | Limit switch, slim sealed, screw terminal, general purpose, sealed crossroller plunger, right-hand, pre-cabled, oil-resistant
D4ER-1E21N-DTK1EJ | 32360 | 674875 | Limit switch, slim sealed, screw terminal, general purpose, sealed crossroller plunger, right-hand, 0.3 m pigtail PUR with Junction Connector M12, oil-resistant
D4ER-1E22N | 31030 | 674833 | Limit switch, slim sealed, screw terminal, general purpose, sealed crossroller plunger, left-hand, pre-cabled, oil-resistant
D4ER-1E22N-DTK1EJ | 32360 | 674874 | Limit switch, slim sealed, screw terminal, general purpose, sealed crossroller plunger, left-hand, 0.3 m pigtail PUR with Junction Connector M12, oil-resistant
D4ER-1G21N | 31030 | 674856 | Limit switch, slim sealed, screw terminal, general purpose, roller lever, right-hand, pre-cabled, oil-resistant
D4ER-1G21N-DTK1EJ | 32360 | 674827 | Limit switch, slim sealed, screw terminal, general purpose, roller lever, right-hand, 0.3 m pigtail PUR with Junction Connector M12, oil-resistant
D4ER-1G22N | 31030 | 674861 | Limit switch, slim sealed, screw terminal, general purpose, roller lever, left-hand, pre-cabled, oil-resistant
D4ER-1G22N-DTK1EJ | 32360 | 674865 | Limit switch, slim sealed, screw terminal, general purpose, roller lever, left-hand, 0.3 m pigtail PUR with Junction Connector M12, oil-resistant
D4ER-1L21N | 31030 | 674859 | Limit switch, slim sealed, screw terminal, general purpose, long roller lever, right-hand, pre-cabled, oil-resistant
D4ER-1L21N-DTK1EJ | 32360 | 674850 | Limit switch, slim sealed, screw terminal, general purpose, long roller lever, right-hand, 0.3 m pigtail PUR with Junction Connector M12, oil-resistant
D4ER-1L22N | 31030 | 674842 | Limit switch, slim sealed, screw terminal, general purpose, long roller lever, left-hand, pre-cabled, oil-resistant
D4ER-1L22N-DTK1EJ | 32360 | 674870 | Limit switch, slim sealed, screw terminal, general purpose, long roller lever, left-hand, 0.3 m pigtail PUR with Junction Connector M12, oil-resistant
D4ER-2A21N | 32550 | 674879 | Limit switch, slim sealed, screw terminal, micro load, roller plunger, right-hand, pre-cabled, oil-resistant
D4ER-2A21N-DTK1EJ | 33690 | 674845 | Limit switch, slim sealed, screw terminal, micro load, roller plunger, right-hand, 0.3 m pigtail PUR with Junction Connector M12, oil-resistant
D4ER-2A22N | 32550 | 674869 | Limit switch, slim sealed, screw terminal, micro load, roller plunger, left-hand, pre-cabled, oil-resistant
D4ER-2A22N-DTK1EJ | 33690 | 674863 | Limit switch, slim sealed, screw terminal, micro load, roller plunger, left-hand, 0.3 m pigtail PUR with Junction Connector M12, oil-resistant
D4ER-2B21N | 32550 | 674857 | Limit switch, slim sealed, screw terminal, micro load, crossroller plunger, right-hand, pre-cabled, oil-resistant
D4ER-2B21N-DTK1EJ | 33690 | 674834 | Limit switch, slim sealed, screw terminal, micro load, crossroller plunger, right-hand, 0.3 m pigtail PUR with Junction Connector M12, oil-resistant
D4ER-2B22N | 32550 | 674858 | Limit switch, slim sealed, screw terminal, micro load, crossroller plunger, left-hand, pre-cabled, oil-resistant
D4ER-2B22N-DTK1EJ | 33690 | 674843 | Limit switch, slim sealed, screw terminal, micro load, crossroller plunger, left-hand, 0.3 m pigtail PUR with Junction Connector M12, oil-resistant
D4ER-2C21N | 32550 | 674826 | Limit switch, slim sealed, screw terminal, micro load, plunger, right-hand, pre-cabled, oil-resistant
D4ER-2C21N-DTK1EJ | 33690 | 674852 | Limit switch, slim sealed, screw terminal, micro load, plunger, right-hand, 0.3 m pigtail PUR with Junction Connector M12, oil-resistant
D4ER-2C22N | 32550 | 674848 | Limit switch, slim sealed, screw terminal, micro load, plunger, left-hand, pre-cabled, oil-resistant
D4ER-2C22N-DTK1EJ | 33690 | 674835 | Limit switch, slim sealed, screw terminal, micro load, plunger, left-hand, 0.3 m pigtail PUR with Junction Connector M12, oil-resistant
D4ER-2D21N | 34050 | 674873 | Limit switch, slim sealed, screw terminal, micro load, sealed roller plunger, right-hand, pre-cabled, oil-resistant
D4ER-2D21N-DTK1EJ | 35370 | 674853 | Limit switch, slim sealed, screw terminal, micro load, sealed roller plunger, right-hand, 0.3 m pigtail PUR with Junction Connector M12, oil-resistant
D4ER-2D22N | 34050 | 674825 | Limit switch, slim sealed, screw terminal, micro load, sealed roller plunger, left-hand, pre-cabled, oil-resistant
D4ER-2D22N-DTK1EJ | 35370 | 674824 | Limit switch, slim sealed, screw terminal, micro load, sealed roller plunger, left-hand, 0.3 m pigtail PUR with Junction Connector M12, oil-resistant
D4ER-2E21N | 34050 | 674867 | Limit switch, slim sealed, screw terminal, micro load, sealed crossroller plunger, right-hand, pre-cabled, oil-resistant
D4ER-2E21N-DTK1EJ | 35370 | 674866 | Limit switch, slim sealed, screw terminal, micro load, sealed crossroller plunger, right-hand, 0.3 m pigtail PUR with Junction Connector M12, oil-resistant
D4ER-2E22N | 34050 | 674847 | Limit switch, slim sealed, screw terminal, micro load, sealed crossroller plunger, left-hand, pre-cabled, oil-resistant
D4ER-2E22N-DTK1EJ | 35370 | 674878 | Limit switch, slim sealed, screw terminal, micro load, sealed crossroller plunger, left-hand, 0.3 m pigtail PUR with Junction Connector M12, oil-resistant
D4ER-2G21N | 34050 | 674846 | Limit switch, slim sealed, screw terminal, micro load, roller lever, right-hand, pre-cabled, oil-resistant
D4ER-2G21N-DTK1EJ | 35370 | 674877 | Limit switch, slim sealed, screw terminal, micro load, roller lever, right-hand, 0.3 m pigtail PUR with Junction Connector M12, oil-resistant
D4ER-2G22N | 34050 | 674849 | Limit switch, slim sealed, screw terminal, micro load, roller lever, left-hand, pre-cabled, oil-resistant
D4ER-2G22N-DTK1EJ | 35370 | 674854 | Limit switch, slim sealed, screw terminal, micro load, roller lever, left-hand, 0.3 m pigtail PUR with Junction Connector M12, oil-resistant
D4ER-2L21N | 34050 | 674851 | Limit switch, slim sealed, screw terminal, micro load, long roller lever, right-hand, pre-cabled, oil-resistant
D4ER-2L21N-DTK1EJ | 35370 | 674864 | Limit switch, slim sealed, screw terminal, micro load, long roller lever, right-hand, 0.3 m pigtail PUR with Junction Connector M12, oil-resistant
D4ER-2L22N | 34050 | 674855 | Limit switch, slim sealed, screw terminal, micro load, long roller lever, left-hand, pre-cabled, oil-resistant
D4ER-2L22N-DTK1EJ | 35370 | 674828 | Limit switch, slim sealed, screw terminal, micro load, long roller lever, left-hand, 0.3 m pigtail PUR with Junction Connector M12, oil-resistant
D4F-102-1D | 35280 | 134004 | Small Safety Limit Switch, 1NC/1NO slow-action, roller plunger, 1 m cable, vertical cable exit
D4F-102-1R | 27960 | 150189 | Small Safety Limit Switch, 1NC/1NO slow-action, roller plunger, 1 m cable, horizontal cable exit
D4F-102-3D | 38670 | 134013 | Small Safety Limit Switch, 1NC/1NO slow-action, roller plunger, 3 m cable, vertical cable exit
D4F-102-3R | 31590 | 134008 | Small Safety Limit Switch, 1NC/1NO slow-action, roller plunger, 3 m cable, horizontal cable exit
D4F-102-5D | 45010 | 133924 | Small Safety Limit Switch, 1NC/1NO slow-action, roller plunger, 5 m cable, vertical cable exit
D4F-102-5R | 36930 | 149120 | Small Safety Limit Switch, 1NC/1NO slow-action, roller plunger, 5 m cable, horizontal cable exit
D4F-120-1D | 35280 | 134001 | Small Safety Limit Switch, 1NC/1NO slow-action, roller lever, 1 m cable, vertical cable exit
D4F-120-1R | 29660 | 144788 | Small Safety Limit Switch, 1NC/1NO slow-action, roller lever, 1 m cable, horizontal cable exit
D4F-120-3D | 41040 | 156891 | Small Safety Limit Switch, 1NC/1NO slow-action, roller lever, 3 m cable, vertical cable exit
D4F-120-3R | 34750 | 152463 | Small Safety Limit Switch, 1NC/1NO slow-action, roller lever, 3 m cable, horizontal cable exit
D4F-120-5D | 44040 | 134019 | Small Safety Limit Switch, 1NC/1NO slow-action, roller lever, 5 m cable, vertical cable exit
D4F-120-5R | 38600 | 134016 | Small Safety Limit Switch, 1NC/1NO slow-action, roller lever, 5 m cable, horizontal cable exit
D4F-202-1D | 35280 | 143734 | Small Safety Limit Switch, 2NC slow-action, roller plunger, 1 m cable, vertical cable exit
D4F-202-1R | 27960 | 144789 | Small Safety Limit Switch, 2NC slow-action, roller plunger, 1 m cable, horizontal cable exit
D4F-202-3D | 39720 | 149119 | Small Safety Limit Switch, 2NC slow-action, roller plunger, 3 m cable, vertical cable exit
D4F-202-3R | 32440 | 134009 | Small Safety Limit Switch, 2NC slow-action, roller plunger, 3 m cable, horizontal cable exit
D4F-202-5D | 44170 | 154672 | Small Safety Limit Switch, 2NC slow-action, roller plunger, 5 m cable, vertical cable exit
D4F-202-5R | 36930 | 156893 | Small Safety Limit Switch, 2NC slow-action, roller plunger, 5 m cable, horizontal cable exit
D4F-220-1D | 35280 | 156890 | Small Safety Limit Switch, 1NC/2NO slow-action, roller lever, 1 m cable, vertical cable exit
D4F-220-1R | 29660 | 133999 | Small Safety Limit Switch, 2NC slow-action, roller lever, 1 m cable, horizontal cable exit
D4F-220-3D | 39720 | 156892 | Small Safety Limit Switch, 1NC/2NO slow-action, roller lever, 3 m cable, vertical cable exit
D4F-220-3R | 34120 | 105924 | Small Safety Limit Switch, 2NC slow-action, roller lever, 3 m cable, horizontal cable exit
D4F-220-5D | 38580 | 103670 | Small Safety Limit Switch, 1NC/2NO slow-action, roller lever, 5 m cable, vertical cable exit
D4F-220-5R | 38600 | 134017 | Small Safety Limit Switch, 2NC slow-action, roller lever, 5 m cable, horizontal cable exit
D4F-302-1D | 41040 | 134005 | Small Safety Limit Switch, 2NC/2NO slow-action, roller plunger, 1 m cable, vertical cable exit
D4F-302-1R | 41040 | 156889 | Small Safety Limit Switch, 2NC/2NO slow-action, roller plunger, 1 m cable, horizontal cable exit
D4F-302-3D | 49520 | 134014 | Small Safety Limit Switch, 2NC/2NO slow-action, roller plunger, 3 m cable, vertical cable exit
D4F-302-3R | 42770 | 134010 | Small Safety Limit Switch, 2NC/2NO slow-action, roller plunger, 3 m cable, horizontal cable exit
D4F-302-5D | 54400 | 133925 | Small Safety Limit Switch, 2NC/2NO slow-action, roller plunger, 5 m cable, vertical cable exit
D4F-302-5R | 45090 | 145878 | Small Safety Limit Switch, 2NC/2NO slow-action, roller plunger, 5 m cable, horizontal cable exit
D4F-320-1D | 41040 | 134002 | Small Safety Limit Switch, 2NC/2NO slow-action, roller lever, 1 m cable, vertical cable exit
D4F-320-1R | 37910 | 151302 | Small Safety Limit Switch, 2NC/2NO slow-action, roller lever, 1 m cable, horizontal cable exit
D4F-320-3D | 49520 | 152464 | Small Safety Limit Switch, 2NC/2NO slow-action, roller lever, 3 m cable, vertical cable exit
D4F-320-3R | 44600 | 143735 | Small Safety Limit Switch, 2NC/2NO slow-action, roller lever, 3 m cable, horizontal cable exit
D4F-320-5D | 54400 | 149121 | Small Safety Limit Switch, 2NC/2NO slow-action, roller lever, 5 m cable, vertical cable exit
D4F-320-5R | 49520 | 150190 | Small Safety Limit Switch, 2NC/2NO slow-action, roller lever, 5 m cable, horizontal cable exit
D4F-402-1D | 44600 | 134006 | Small Safety Limit Switch, 4NC slow-action, roller plunger, 1 m cable, vertical cable exit
D4F-402-1R | 37900 | 134000 | Small Safety Limit Switch, 4NC slow-action, roller plunger, 1 m cable, horizontal cable exit
D4F-402-3D | 49520 | 134015 | Small Safety Limit Switch, 4NC slow-action, roller plunger, 3 m cable, vertical cable exit
D4F-402-3R | 42770 | 134011 | Small Safety Limit Switch, 4NC slow-action, roller plunger, 3 m cable, horizontal cable exit
D4F-402-5D | 54400 | 133926 | Small Safety Limit Switch, 4NC slow-action, roller plunger, 5 m cable, vertical cable exit
D4F-402-5R | 47630 | 155475 | Small Safety Limit Switch, 4NC slow-action, roller plunger, 5 m cable, horizontal cable exit
D4F-420-1D | 44600 | 134003 | Small Safety Limit Switch, 4NC slow-action, roller lever, 1 m cable, vertical cable exit
D4F-420-1R | 39730 | 152462 | Small Safety Limit Switch, 4NC slow-action, roller lever, 1 m cable, horizontal cable exit
D4F-420-3D | 49520 | 134012 | Small Safety Limit Switch, 4NC slow-action, roller lever, 3 m cable, vertical cable exit
D4F-420-3R | 44600 | 134007 | Small Safety Limit Switch, 4NC slow-action, roller lever, 3 m cable, horizontal cable exit
D4F-420-5D | 54400 | 155476 | Small Safety Limit Switch, 4NC slow-action, roller lever, 5 m cable, vertical cable exit
D4F-420-5R | 49520 | 134018 | Small Safety Limit Switch, 4NC slow-action, roller lever, 5 m cable, horizontal cable exit
D4GS-N1R | 30250 | 133907 | Safety door switch, IP67, 1NC/1NO (slow-action), horizontal key insertion, 1m cable
D4GS-N1R-3 | 38280 | 147021 | Safety door switch, IP67, 1NC/1NO (slow-action), horizontal key insertion, 3 m cable
D4GS-N1R-5 | 45130 | 158147 | Safety door switch, IP67, 1NC/1NO (slow-action), horizontal key insertion, 5 m cable
D4GS-N1T | 30250 | 103716 | Safety door switch, IP67, 1NC/1NO (slow-action), vertical key insertion, 1m cable
D4GS-N1T-3 | 38280 | 133908 | Safety door switch, IP67, 1NC/1NO (slow-action), vertical key insertion, 3m cable
D4GS-N1T-5 | 45130 | 133909 | Safety door switch, IP67, 1NC/1NO (slow-action), vertical key insertion, 5m cable
D4GS-N2R | 30250 | 133910 | Safety door switch, IP67, 2NC (slow-action), horizontal key insertion, 1m cable
D4GS-N2R-3 | 38280 | 133912 | Safety door switch, IP67, 2NC (slow-action), horizontal key insertion, 3 m cable
D4GS-N2R-5 | 45130 | 133914 | Safety door switch, IP67, 2NC (slow-action), horizontal key insertion, 5m cable
D4GS-N2T | 30250 | 133911 | Safety door switch, IP67, 2NC (slow-action), vertical key insertion, 1m cable
D4GS-N2T-3 | 38280 | 133913 | Safety door switch, IP67, 2NC (slow-action), vertical key insertion, 3m cable
D4GS-N2T-5 | 45130 | 133915 | Safety door switch, IP67, 2NC (slow-action), vertical key insertion, 5m cable
D4GS-N3R | 32660 | 133916 | Safety door switch, IP67, 2NC/1NO (slow-action), horizontal key insertion, 1 m cable
D4GS-N3R-3 | 40850 | 153617 | Safety door switch, IP67, 2NC/1NO (slow-action), horizontal key insertion, 3 m cable
D4GS-N3R-5 | 47520 | 133917 | Safety door switch, IP67, 2NC/1NO (slow-action), horizontal key insertion, 5m cable
D4GS-N3T | 32660 | 142610 | Safety door switch, IP67, 2NC/1NO (slow-action), vertical key insertion, 1m cable
D4GS-N3T-3 | 40850 | 152523 | Safety door switch, IP67, 2NC/1NO (slow-action), vertical key insertion, 3 m cable
D4GS-N3T-5 | 47520 | 154743 | Safety door switch, IP67, 2NC/1NO (slow-action), vertical key insertion, 5m cable
D4GS-N4R | 32660 | 133918 | Safety door switch, IP67, 3NC (slow-action), horizontal key insertion, 1m cable
D4GS-N4R-3 | 40850 | 133920 | Safety door switch, IP67, 3NC (slow-action), horizontal key insertion, 3m cable
D4GS-N4R-5 | 47520 | 133922 | Safety door switch, IP67, 3NC (slow-action), horizontal key insertion, 5m cable
D4GS-N4T | 32660 | 133919 | Safety door switch, IP67, 3NC (slow-action), vertical key insertion, 1m cable
D4GS-N4T-3 | 40850 | 133921 | Safety door switch, IP67, 3NC (slow-action), vertical key insertion, 3m cable
D4GS-N4T-5 | 43560 | 144862 | Safety door switch, IP67, 3NC (slow-action), vertical key insertion, 5 m cable
D4GS-NK1 | 3720 | 133923 | Operation Key, horizontal mounting
D4GS-NK2 | 3720 | 133828 | Operation Key, vertical mounting
D4GS-NK4 | 8640 | 133829 | Operation Key, adjustable
D4JL-2NFA-C5 | 110500 | 674215 | Door switch with mechanical lock, Solenoid release, with green indicator, (2NC/1NO + 2NC/1NO)
D4JL-2NFA-C6 | 67450 | 262988 | Guard lock safety door-switch, G1/2, 2NC/1NO + 2NC/1NO, plastic, mechanical lock/24 VDC solenoid release, 24VDC, Special release key + rear release button
D4JL-2NFA-C7-01 | 76650 | 234074
D4JL-2NFA-C7-02 | 140200 | 373806
D4JL-2NFA-C7-03 | 140200 | 373807
D4JL-2NFA-C7-04 | 140200 | 373808
D4JL-2NFA-C7-05 | 140200 | 378842 | Guard lock safety door-switch, G1/2, 2NC/1NO + 2NC/1NO, plastic, mechanical lock/24 VDC solenoid release, 24VDC, trapped key05
D4JL-2NFA-C7-06 | 140200 | 378843 | Guard lock safety door-switch, G1/2, 2NC/1NO + 2NC/1NO, plastic, mechanical lock/24 VDC solenoid release, 24VDC, trapped key05
D4JL-2NFA-C7-07 | 140200 | 378844 | Guard lock safety door-switch, G1/2, 2NC/1NO + 2NC/1NO, plastic, mechanical lock/24 VDC solenoid release, 24VDC, trapped key05
D4JL-2NFA-C7-08 | 140200 | 378845 | Guard lock safety door-switch, G1/2, 2NC/1NO + 2NC/1NO, plastic, mechanical lock/24 VDC solenoid release, 24VDC, trapped key05
D4JL-2NFA-C7-09 | 140200 | 378846 | Guard lock safety door-switch, G1/2, 2NC/1NO + 2NC/1NO, plastic, mechanical lock/24 VDC solenoid release, 24VDC, trapped key05
D4JL-2NFA-C7-10 | 140200 | 378847 | Guard lock safety door-switch, G1/2, 2NC/1NO + 2NC/1NO, plastic, mechanical lock/24 VDC solenoid release, 24VDC, trapped key05
D4JL-2NFA-C8-01-SJ | 114000 | 699631 | Door switch with mechanical lock, solenoid release, with green indicator, (2NC/1NO+2NC/1NO), trapped key, rear release buttons
D4JL-2NFA-D5 | 112600 | 670949 | Guard lock safety door-switch, D4JL, Special Release Key, Indicator : Orange, Mechanical Lock/Solenoid Release, 2NC/1NO+2NC/1NO, G1/2
D4JL-2NFA-D6 | 109100 | 224005 | Guard lock safety door-switch, D4JL, Front And Rear Release Model, Special Release Key, Indicator : Orange, Mechanical Lock/Solenoid Release, 2NC/1NO+2NC/1NO, G1/2
D4JL-2RFA-C5 | 60500 | 292359 | Guard lock safety door-switch, D4JL, Front Release Model, Special Release Key, Indicator : Green, Mechanical Lock/Solenoid Release, 3NC+3NC, G1/2
D4JL-2RFA-C5N-T | 86500 | 243154
D4JL-2RFA-C6 | 123800 | 689094 | Guard lock safety door-switch, G1/2, 3NC + 3NC, plastic, Mechanical lock/ Solenoid release, 24 VDC green LED indicator, Rear release buttons
D4JL-2RFA-C8-01-SJ | 152200 | 689113 | Guard lock safety door-switch, G1/2, 3NC + 3NC, plastic, Mechanical lock/ Solenoid release, 24 VDC green LED indicator, trapped key type
D4JL-4NFA-C5 | 62600 | 249720 | Guard lock safety door-switch, M20, 2NC/1NO + 2NC/1NO, plastic, mechanical lock/24 VDC solenoid release, 24 VDC green LED indicator, special release key
D4JL-4NFA-C6 | 69850 | 265608 | Guard lock safety door-switch, M20, 2NC/1NO + 2NC/1NO, plastic, mechanical lock/24 VDC solenoid release, 24 VDC green LED indicator, special release key + rear release button
D4JL-4NFA-C7-01 | 83500 | 392694 | Guard Lock Safety-door Switch/Slide key, M20, 2NC/1NO + 2NC/1NO, Plastic, Mechanical lock/24 VDC solenoid release, 24 VDC(greenLEDindicator), Trapped key01
D4JL-4NFA-C7-02 | 83500 | 392697 | Guard Lock Safety-door Switch/Slide key, M20, 2NC/1NO + 2NC/1NO, Plastic, Mechanical lock/24 VDC solenoid release, 24 VDC(greenLEDindicator), Trapped key02
D4JL-4NFA-C7-03 | 83500 | 392698 | Guard Lock Safety-door Switch/Slide key, M20, 2NC/1NO + 2NC/1NO, Plastic, Mechanical lock/24 VDC solenoid release, 24 VDC(greenLEDindicator), Trapped key03
D4JL-4NFA-C7-09 | 79800 | 383765 | Guard Lock Safety-door Switch/Slide key, M20, 2NC/1NO + 2NC/1NO, Plastic, Mechanical lock/24 VDC solenoid release, 24 VDC(greenLEDindicator), Trapped key09
D4JL-4NFA-D5 | 62100 | 380015 | Guard lock safety door-switch, M20, 2NC/1NO + 2NC/1NO, plastic, mechanical lock/24 VDC solenoid release, 24VDC orange LED indicator, special release key
D4JL-4NFG-C5 | 108300 | 373805 | Guard lock safety door-switch, D4JL, Front Release Model, Special Release Key, Indicator : Green, Solenoid Lock/Mechanical Release, 2NC/1NO+2NC/1NO, M20
D4JL-4QFA-C6 | 67450 | 342346 | Guard lock safety door-switch, D4JL, Front And Rear Release Model, Special Release Key, Indicator : Green, Mechanical Lock/Solenoid Release, 3NC+2NC/1NC, M20
D4JL-4RFA-C6 | 67450 | 342347 | Guard lock safety door-switch, D4JL, Front And Rear Release Model, Special Release Key, Indicator : Green, Mechanical Lock/Solenoid Release, 3NC+3NC, M20
D4JL-4RFA-C8-01-SJ | 106000 | 688554 | Guard lock safety door-switch, M20, 3NC + 3NC, plastic, Mechanical lock/ Solenoid release, 24 VDC green LED indicator, trapped key type
D4JL-K1 | 2199 | 262987 | Operation key for D4JL, horizontal mounting
D4JL-K2 | 2199 | 234053 | Operation key for D4JL, vertical mounting
D4JL-K3 | 13820 | 372385 | Operation key for D4JL, adjustable mounting (horizontal)
D4JL-SK40 | 231100 | 265609 | Door lock assembly mechanism for D4JL-**F*-*6
D4JL-TK-001 | 9860 | 395401 | Guard lock safety-door switch accessory, D4JL-SK40/D4SL-NSK10-LK, lock-out key, 2 pieces
D4JL-TK-002 | 13130 | 690468 | Guard lock safety-door switch accessory, D4JL-SK40/D4SL-NSK10-LK, lock-out key 2, 2 pieces
D4MC-1000 | 9020 | 133872 | Enclosed switch, hinge lever, SPDT, 10 A
D4MC-1020 | 9010 | 133873 | Enclosed switch, short hinge lever, SPDT, 10 A
D4MC-2000 | 10750 | 150872 | Enclosed switch, hinge roller lever, SPDT, 10 A
D4MC-2020 | 9595 | 133874 | Enclosed switch, short hinge roller lever, SPDT, 10 A
D4MC-3030 | 9800 | 104167 | Enclosed switch, 1-way, short hinge roller lever, SPDT, 10 A
D4MC-5000 | 12890 | 156466 | Enclosed switch, panel mount plunger, SPDT, 10 A
D4MC-5020 | 13790 | 133783 | Enclosed switch, panel mount roller plunger, SPDT, 10 A
D4MC-5040 | 13270 | 133785 | Enclosed switch, panel mount cross roller plunger, SPDT, 10 A
D4N-1120 | 6625 | 170095 | Limit switch, Roller lever (resin lever, resin roller), 1NC/1NO (snap-action), 1NC/1NO (snap-action), Pg13.5 (1-conduit)
D4N-1122 | 8200 | 170101 | Limit switch, Roller lever (metal lever, resin roller), 1NC/1NO (snap-action), 1NC/1NO (snap-action), Pg13.5 (1-conduit)
D4N-1125 | 9010 | 170109 | Limit switch, Roller lever (metal lever, metal roller), 1NC/1NO (snap-action), 1NC/1NO (snap-action), Pg13.5 (1-conduit)
D4N-1126 | 18160 | 170688 | Limit switch, Roller lever (metal lever, bearing roller), 1NC/1NO (snap-action), 1NC/1NO (snap-action), Pg13.5 (1-conduit)
D4N-112G | 8060 | 170140 | Limit switch, Adjustable roller lever, form lock (metal lever, resin roller), 1NC/1NO (snap-action), 1NC/1NO (snap-action), Pg13.5 (1-conduit)
D4N-112H | 10260 | 170146 | Limit switch, Adjustable roller lever, form lock (metal lever, rubber roller), 1NC/1NO (snap-action), 1NC/1NO (snap-action), Pg13.5 (1-conduit)
D4N-1131 | 5200 | 170114 | Limit switch, Top plunger, 1NC/1NO (snap-action), 1NC/1NO (snap-action), Pg13.5 (1-conduit)
D4N-1132 | 5830 | 170120 | Limit switch, Top roller plunger, 1NC/1NO (snap-action), 1NC/1NO (snap-action), Pg13.5 (1-conduit)
D4N-1162 | 5840 | 170126 | Limit switch, One-way roller arm lever (horizontal), 1NC/1NO (snap-action), 1NC/1NO (snap-action), Pg13.5 (1-conduit)
D4N-1172 | 6785 | 170132 | Limit switch, One-way roller arm lever (vertical), 1NC/1NO (snap-action), 1NC/1NO (snap-action), Pg13.5 (1-conduit)
D4N-1220 | 6625 | 170152 | Limit switch, Roller lever (resin lever, resin roller), 2NC (snap-action), 2NC (snap-action), Pg13.5 (1-conduit)
D4N-1222 | 8200 | 170160 | Limit switch, Roller lever (metal lever, resin roller), 2NC (snap-action), 2NC (snap-action), Pg13.5 (1-conduit)
D4N-1225 | 9010 | 170168 | Limit switch, Roller lever (metal lever, metal roller), 2NC (snap-action), 2NC (snap-action), Pg13.5 (1-conduit)
D4N-1226 | 18160 | 170693 | Limit switch, Roller lever (metal lever, bearing roller), 2NC (snap-action), 2NC (snap-action), Pg13.5 (1-conduit)
D4N-122G | 8060 | 170205 | Limit switch, Adjustable roller lever, form lock (metal lever, resin roller), 2NC (snap-action), 2NC (snap-action), Pg13.5 (1-conduit)
D4N-122H | 10260 | 170212 | Limit switch, Adjustable roller lever, form lock (metal lever, rubber roller), 2NC (snap-action), 2NC (snap-action), Pg13.5 (1-conduit)
D4N-1231 | 5205 | 170173 | Limit switch, Top plunger, 2NC (snap-action), 2NC (snap-action), Pg13.5 (1-conduit)
D4N-1232 | 5830 | 170181 | Limit switch, Top roller plunger, 2NC (snap-action), 2NC (snap-action), Pg13.5 (1-conduit)
D4N-1262 | 5840 | 170189 | Limit switch, One-way roller arm lever (horizontal), 2NC (snap-action), 2NC (snap-action), Pg13.5 (1-conduit)
D4N-1272 | 6785 | 170197 | Limit switch, One-way roller arm lever (vertical), 2NC (snap-action), 2NC (snap-action), Pg13.5 (1-conduit)
D4N-1A20 | 7875 | 170219 | Limit switch, Roller lever (resin lever, resin roller), 1NC/1NO (slow-action), 1NC/1NO (slow-action), Pg13.5 (1-conduit)
D4N-1A20R | 12760 | 170828 | Limit switch, Roller lever (resin lever, resin roller), 1NC/1NO (slow-action), 1NC/1NO (slow-action), Pg13.5 (1-conduit), manual reset feature
D4N-1A22 | 8675 | 170225 | Limit switch, Roller lever (metal lever, resin roller), 1NC/1NO (slow-action), 1NC/1NO (slow-action), Pg13.5 (1-conduit)
D4N-1A25 | 9480 | 170233 | Limit switch, Roller lever (metal lever, metal roller), 1NC/1NO (slow-action), 1NC/1NO (slow-action), Pg13.5 (1-conduit)
D4N-1A26 | 18160 | 170698 | Limit switch, Roller lever (metal lever, bearing roller), 1NC/1NO (slow-action), 1NC/1NO (slow-action), Pg13.5 (1-conduit)
D4N-1A2G | 8060 | 170267 | Limit switch, Adjustable roller lever, form lock (metal lever, resin roller), 1NC/1NO (slow-action), 1NC/1NO (slow-action), Pg13.5 (1-conduit)
D4N-1A2GR | 12760 | 170873 | Limit switch, Adjustable roller lever, form lock (metal lever, resin roller), 1NC/1NO (slow-action), 1NC/1NO (slow-action), Pg13.5 (1-conduit), manual reset feature
D4N-1A2H | 10260 | 170274 | Limit switch, Adjustable roller lever, form lock (metal lever, rubber roller), 1NC/1NO (slow-action), 1NC/1NO (slow-action), Pg13.5 (1-conduit)
D4N-1A2HR | 14870 | 170882 | Limit switch, Adjustable roller lever, form lock (metal lever, rubber roller), 1NC/1NO (slow-action), 1NC/1NO (slow-action), Pg13.5 (1-conduit), manual reset feature
D4N-1A31 | 5665 | 170238 | Limit switch, Top plunger, 1NC/1NO (slow-action), 1NC/1NO (slow-action), Pg13.5 (1-conduit)
D4N-1A31R | 12760 | 170837 | Limit switch, Top plunger, 1NC/1NO (slow-action), 1NC/1NO (slow-action), Pg13.5 (1-conduit), manual reset feature
D4N-1A32 | 5830 | 170245 | Limit switch, Top roller plunger, 1NC/1NO (slow-action), 1NC/1NO (slow-action), Pg13.5 (1-conduit)
D4N-1A32-L | 13870 | 375360 | Limit switch, Top roller plunger, 1NC/1NO (slow-action), roller actuator 90º Pg13.5 (1-conduit)
D4N-1A32R | 12760 | 170846 | Limit switch, Top roller plunger, 1NC/1NO (slow-action), 1NC/1NO (slow-action), Pg13.5 (1-conduit), manual reset feature
D4N-1A62 | 6465 | 170251 | Limit switch, One-way roller arm lever (horizontal), 1NC/1NO (slow-action), 1NC/1NO (slow-action), Pg13.5 (1-conduit)
D4N-1A62R | 12760 | 170855 | Limit switch, One-way roller arm lever (horizontal), 1NC/1NO (slow-action), 1NC/1NO (slow-action), Pg13.5 (1-conduit), manual reset feature
D4N-1A72 | 6465 | 170259 | Limit switch, One-way roller arm lever (vertical), 1NC/1NO (slow-action), 1NC/1NO (slow-action), Pg13.5 (1-conduit)
D4N-1A72R | 12760 | 170864 | Limit switch, One-way roller arm lever (vertical), 1NC/1NO (slow-action), 1NC/1NO (slow-action), Pg13.5 (1-conduit), manual reset feature
D4N-1B20 | 7875 | 170281 | Limit switch, Roller lever (resin lever, resin roller), 2NC (slow-action), 2NC (slow-action), Pg13.5 (1-conduit)
D4N-1B20R | 12760 | 170891 | Limit switch, Roller lever (resin lever, resin roller), 2NC (slow-action), 2NC (slow-action), Pg13.5 (1-conduit), manual reset feature
D4N-1B22 | 8675 | 170289 | Limit switch, Roller lever (metal lever, resin roller), 2NC (slow-action), 2NC (slow-action), Pg13.5 (1-conduit)
D4N-1B25 | 9480 | 170297 | Limit switch, Roller lever (metal lever, metal roller), 2NC (slow-action), 2NC (slow-action), Pg13.5 (1-conduit)
D4N-1B2G | 8060 | 170333 | Limit switch, Adjustable roller lever, form lock (metal lever, resin roller), 2NC (slow-action), 2NC (slow-action), Pg13.5 (1-conduit)
D4N-1B2GR | 12760 | 170936 | Limit switch, Adjustable roller lever, form lock (metal lever, resin roller), 2NC (slow-action), 2NC (slow-action), Pg13.5 (1-conduit), manual reset feature
D4N-1B2H | 10260 | 170340 | Limit switch, Adjustable roller lever, form lock (metal lever, rubber roller), 2NC (slow-action), 2NC (slow-action), Pg13.5 (1-conduit)
D4N-1B31 | 5665 | 170301 | Limit switch, Top plunger, 2NC (slow-action), 2NC (slow-action), Pg13.5 (1-conduit)
D4N-1B31R | 12760 | 170900 | Limit switch, Top plunger, 2NC (slow-action), 2NC (slow-action), Pg13.5 (1-conduit), manual reset feature
D4N-1B32 | 5830 | 170309 | Limit switch, Top roller plunger, 2NC (slow-action), 2NC (slow-action), Pg13.5 (1-conduit)
D4N-1B32R | 12760 | 170909 | Limit switch, Top roller plunger, 2NC (slow-action), 2NC (slow-action), Pg13.5 (1-conduit), manual reset feature
D4N-1B62 | 6465 | 170317 | Limit switch, One-way roller arm lever (horizontal), 2NC (slow-action), 2NC (slow-action), Pg13.5 (1-conduit)
D4N-1B62R | 12760 | 170918 | Limit switch, One-way roller arm lever (horizontal), 2NC (slow-action), 2NC (slow-action), Pg13.5 (1-conduit), manual reset feature
D4N-1B72 | 6465 | 170325 | Limit switch, One-way roller arm lever (vertical), 2NC (slow-action), 2NC (slow-action), Pg13.5 (1-conduit)
D4N-1B72R | 12760 | 170927 | Limit switch, One-way roller arm lever (vertical), 2NC (slow-action), 2NC (slow-action), Pg13.5 (1-conduit), manual reset feature
D4N-1C20 | 9950 | 170347 | Limit switch, Roller lever (resin lever, resin roller), 2NC/1NO (slow-action), 2NC/1NO (slow-action), Pg13.5 (1-conduit)
D4N-1C20R | 16070 | 170954 | Limit switch, Roller lever (resin lever, resin roller), 2NC/1NO (slow-action), 2NC/1NO (slow-action), Pg13.5 (1-conduit), manual reset feature
D4N-1C22 | 11530 | 170354 | Limit switch, Roller lever (metal lever, resin roller), 2NC/1NO (slow-action), 2NC/1NO (slow-action), Pg13.5 (1-conduit)
D4N-1C25 | 12330 | 170361 | Limit switch, Roller lever (metal lever, metal roller), 2NC/1NO (slow-action), 2NC/1NO (slow-action), Pg13.5 (1-conduit)
D4N-1C26 | 24170 | 170708 | Limit switch, Roller lever (metal lever, bearing roller), 2NC/1NO (slow-action), 2NC/1NO (slow-action), Pg13.5 (1-conduit)
D4N-1C2G | 11080 | 170393 | Limit switch, Adjustable roller lever, form lock (metal lever, resin roller), 2NC/1NO (slow-action), 2NC/1NO (slow-action), Pg13.5 (1-conduit)
D4N-1C2GR | 16080 | 170994 | Limit switch, Adjustable roller lever, form lock (metal lever, resin roller), 2NC/1NO (slow-action), 2NC/1NO (slow-action), Pg13.5 (1-conduit), manual reset feature
D4N-1C2H | 13260 | 170399 | Limit switch, Adjustable roller lever, form lock (metal lever, rubber roller), 2NC/1NO (slow-action), 2NC/1NO (slow-action), Pg13.5 (1-conduit)
D4N-1C31 | 8195 | 170365 | Limit switch, Top plunger, 2NC/1NO (slow-action), 2NC/1NO (slow-action), Pg13.5 (1-conduit)
D4N-1C31R | 16070 | 170962 | Limit switch, Top plunger, 2NC/1NO (slow-action), 2NC/1NO (slow-action), Pg13.5 (1-conduit), manual reset feature
D4N-1C32 | 8835 | 170372 | Limit switch, Top roller plunger, 2NC/1NO (slow-action), 2NC/1NO (slow-action), Pg13.5 (1-conduit)
D4N-1C62 | 8840 | 170379 | Limit switch, One-way roller arm lever (horizontal), 2NC/1NO (slow-action), 2NC/1NO (slow-action), Pg13.5 (1-conduit)
D4N-1C62R | 16070 | 170978 | Limit switch, One-way roller arm lever (horizontal), 2NC/1NO (slow-action), 2NC/1NO (slow-action), Pg13.5 (1-conduit), manual reset feature
D4N-1C72 | 9780 | 170386 | Limit switch, One-way roller arm lever (vertical), 2NC/1NO (slow-action), 2NC/1NO (slow-action), Pg13.5 (1-conduit)
D4N-1D20 | 9950 | 170405 | Limit switch, Roller lever (resin lever, resin roller), 3NC (slow-action), 3NC (slow-action), Pg13.5 (1-conduit)
D4N-1D22 | 11530 | 170412 | Limit switch, Roller lever (metal lever, resin roller), 3NC (slow-action), 3NC (slow-action), Pg13.5 (1-conduit)
D4N-1D25 | 12330 | 170419 | Limit switch, Roller lever (metal lever, metal roller), 3NC (slow-action), 3NC (slow-action), Pg13.5 (1-conduit)
D4N-1D26 | 24170 | 170712 | Limit switch, Roller lever (metal lever, bearing roller), 3NC (slow-action), 3NC (slow-action), Pg13.5 (1-conduit)
D4N-1D2G | 11080 | 170451 | Limit switch, Adjustable roller lever, form lock (metal lever, resin roller), 3NC (slow-action), 3NC (slow-action), Pg13.5 (1-conduit)
D4N-1D2GR | 16080 | 171050 | Limit switch, Adjustable roller lever, form lock (metal lever, resin roller), 3NC (slow-action), 3NC (slow-action), Pg13.5 (1-conduit), manual reset feature
D4N-1D2H | 13260 | 170457 | Limit switch, Adjustable roller lever, form lock (metal lever, rubber roller), 3NC (slow-action), 3NC (slow-action), Pg13.5 (1-conduit)
D4N-1D31 | 8195 | 170423 | Limit switch, Top plunger, 3NC (slow-action), 3NC (slow-action), Pg13.5 (1-conduit)
D4N-1D32 | 8835 | 170430 | Limit switch, Top roller plunger, 3NC (slow-action), 3NC (slow-action), Pg13.5 (1-conduit)
D4N-1D32R | 16070 | 171026 | Limit switch, Top roller plunger, 3NC (slow-action), 3NC (slow-action), Pg13.5 (1-conduit), manual reset feature
D4N-1D62 | 8840 | 170437 | Limit switch, One-way roller arm lever (horizontal), 3NC (slow-action), 3NC (slow-action), Pg13.5 (1-conduit)
D4N-1D62R | 16070 | 171034 | Limit switch, One-way roller arm lever (horizontal), 3NC (slow-action), 3NC (slow-action), Pg13.5 (1-conduit), manual reset feature
D4N-1D72 | 9780 | 170444 | Limit switch, One-way roller arm lever (vertical), 3NC (slow-action), 3NC (slow-action), Pg13.5 (1-conduit)
D4N-1E22 | 9635 | 170471 | Limit switch, Roller lever (metal lever, resin roller), 1NC/1NO (MBB contact-/-slow-action), 1NC/1NO (MBB contact-/-slow-action), Pg13.5 (1-conduit)
D4N-1E32 | 7720 | 170492 | Limit switch, Top roller plunger, 1NC/1NO (MBB contact-/-slow-action), 1NC/1NO (MBB contact-/-slow-action), Pg13.5 (1-conduit)
D4N-1E62 | 7735 | 170500 | Limit switch, One-way roller arm lever (horizontal), 1NC/1NO (MBB contact-/-slow-action), 1NC/1NO (MBB contact-/-slow-action), Pg13.5 (1-conduit)
D4N-1E72 | 8675 | 170508 | Limit switch, One-way roller arm lever (vertical), 1NC/1NO (MBB contact-/-slow-action), 1NC/1NO (MBB contact-/-slow-action), Pg13.5 (1-conduit)
D4N-1F20 | 9635 | 170530 | Limit switch, Roller lever (resin lever, resin roller), 2NC/1NO (MBB contact-/-slow-action), 2NC/1NO (MBB contact-/-slow-action), Pg13.5 (1-conduit)
D4N-1F26 | 24000 | 170721 | Limit switch, Roller lever (metal lever, bearing roller), 2NC/1NO (MBB contact-/-slow-action), 2NC/1NO (MBB contact-/-slow-action), Pg13.5 (1-conduit)
D4N-1F31 | 8665 | 170548 | Limit switch, Top plunger, 2NC/1NO (MBB contact-/-slow-action), 2NC/1NO (MBB contact-/-slow-action), Pg13.5 (1-conduit)
D4N-1F32 | 9290 | 170555 | Limit switch, Top roller plunger, 2NC/1NO (MBB contact-/-slow-action), Pg13.5 (1-conduit)
D4N-2120 | 7120 | 170081 | Limit switch, Roller lever (resin lever, resin roller), 1NC/1NO (snap-action), 1NC/1NO (snap-action), G1/2 (1-conduit)
D4N-2122 | 7930 | 170102 | Limit switch, Roller lever (metal lever, resin roller), 1NC/1NO (snap-action), 1NC/1NO (snap-action), G1/2 (1-conduit)
D4N-2125 | 8665 | 170110 | Limit switch, Roller lever (metal lever, metal roller), 1NC/1NO (snap-action), 1NC/1NO (snap-action), G1/2 (1-conduit)
D4N-2126 | 17000 | 170689 | Limit switch, Roller lever (metal lever, bearing roller), 1NC/1NO (snap-action), 1NC/1NO (snap-action), G1/2 (1-conduit)
D4N-212G | 8040 | 170093 | Limit switch, Adjustable roller lever, form lock (metal lever, resin roller), 1NC/1NO (snap-action), 1NC/1NO (snap-action), G1/2 (1-conduit)
D4N-212H | 9010 | 170094 | Limit switch, Adjustable roller lever, form lock (metal lever, rubber roller), 1NC/1NO (snap-action), 1NC/1NO (snap-action), G1/2 (1-conduit)
D4N-2131 | 5255 | 170082 | Limit switch, Top plunger, 1NC/1NO (snap-action), 1NC/1NO (snap-action), G1/2 (1-conduit)
D4N-2132 | 5565 | 170084 | Limit switch, Top roller plunger, 1NC/1NO (snap-action), 1NC/1NO (snap-action), G1/2 (1-conduit)
D4N-2162 | 5665 | 170086 | Limit switch, One-way roller arm lever (horizontal), 1NC/1NO (snap-action), 1NC/1NO (snap-action), G1/2 (1-conduit)
D4N-2172 | 6105 | 170133 | Limit switch, One-way roller arm lever (vertical), 1NC/1NO (snap-action), 1NC/1NO (snap-action), G1/2 (1-conduit)
D4N-2180 | 10510 | 170588 | Limit switch, Cat whisker, 1NC/1NO (snap-action), 1NC/1NO (snap-action), G1/2 (1-conduit)
D4N-2187 | 8840 | 170593 | Limit switch, Plastic rod, 1NC/1NO (snap-action), 1NC/1NO (snap-action), G1/2 (1-conduit)
D4N-2220 | 6880 | 170153 | Limit switch, Roller lever (resin lever, resin roller), 2NC (snap-action), 2NC (snap-action), G1/2 (1-conduit)
D4N-2222 | 7930 | 170161 | Limit switch, Roller lever (metal lever, resin roller), 2NC (snap-action), 2NC (snap-action), G1/2 (1-conduit)
D4N-2225 | 8665 | 170169 | Limit switch, Roller lever (metal lever, metal roller), 2NC (snap-action), 2NC (snap-action), G1/2 (1-conduit)
D4N-2226 | 17000 | 170694 | Limit switch, Roller lever (metal lever, bearing roller), 2NC (snap-action), 2NC (snap-action), G1/2 (1-conduit)
D4N-222G | 8040 | 170206 | Limit switch, Adjustable roller lever, form lock (metal lever, resin roller), 2NC (snap-action), 2NC (snap-action), G1/2 (1-conduit)
D4N-222H | 9010 | 170213 | Limit switch, Adjustable roller lever, form lock (metal lever, rubber roller), 2NC (snap-action), 2NC (snap-action), G1/2 (1-conduit)
D4N-2231 | 5255 | 170174 | Limit switch, Top plunger, 2NC (snap-action), 2NC (snap-action), G1/2 (1-conduit)
D4N-2232 | 5385 | 170182 | Limit switch, Top roller plunger, 2NC (snap-action), 2NC (snap-action), G1/2 (1-conduit)
D4N-2262 | 5665 | 170190 | Limit switch, One-way roller arm lever (horizontal), 2NC (snap-action), 2NC (snap-action), G1/2 (1-conduit)
D4N-2272 | 6105 | 170198 | Limit switch, One-way roller arm lever (vertical), 2NC (snap-action), 2NC (snap-action), G1/2 (1-conduit)
D4N-2280 | 10510 | 170598 | Limit switch, Cat whisker, 2NC (snap-action), 2NC (snap-action), G1/2 (1-conduit)
D4N-2287 | 8840 | 170603 | Limit switch, Plastic rod, 2NC (snap-action), 2NC (snap-action), G1/2 (1-conduit)
D4N-2A20 | 6880 | 170088 | Limit switch, Roller lever (resin lever, resin roller), 1NC/1NO (slow-action), 1NC/1NO (slow-action), G1/2 (1-conduit)
D4N-2A20R | 12270 | 170829 | Limit switch, Roller lever (resin lever, resin roller), 1NC/1NO (slow-action), 1NC/1NO (slow-action), G1/2 (1-conduit), manual reset feature
D4N-2A22 | 7930 | 170226 | Limit switch, Roller lever (metal lever, resin roller), 1NC/1NO (slow-action), 1NC/1NO (slow-action), G1/2 (1-conduit)
D4N-2A25 | 8665 | 170234 | Limit switch, Roller lever (metal lever, metal roller), 1NC/1NO (slow-action), 1NC/1NO (slow-action), G1/2 (1-conduit)
D4N-2A26 | 17000 | 170699 | Limit switch, Roller lever (metal lever, bearing roller), 1NC/1NO (slow-action), 1NC/1NO (slow-action), G1/2 (1-conduit)
D4N-2A2G | 8040 | 170268 | Limit switch, Adjustable roller lever, form lock (metal lever, resin roller), 1NC/1NO (slow-action), 1NC/1NO (slow-action), G1/2 (1-conduit)
D4N-2A2GR | 12270 | 170874 | Limit switch, Adjustable roller lever, form lock (metal lever, resin roller), 1NC/1NO (slow-action), 1NC/1NO (slow-action), G1/2 (1-conduit), manual reset feature
D4N-2A2H | 9010 | 170275 | Limit switch, Adjustable roller lever, form lock (metal lever, rubber roller), 1NC/1NO (slow-action), 1NC/1NO (slow-action), G1/2 (1-conduit)
D4N-2A2HR | 14670 | 170883 | Limit switch, Adjustable roller lever, form lock (metal lever, rubber roller), 1NC/1NO (slow-action), 1NC/1NO (slow-action), G1/2 (1-conduit), manual reset feature
D4N-2A31 | 5255 | 170090 | Limit switch, Top plunger, 1NC/1NO (slow-action), 1NC/1NO (slow-action), G1/2 (1-conduit)
D4N-2A31R | 12270 | 170838 | Limit switch, Top plunger, 1NC/1NO (slow-action), 1NC/1NO (slow-action), G1/2 (1-conduit), manual reset feature
D4N-2A32 | 5385 | 170091 | Limit switch, Top roller plunger, 1NC/1NO (slow-action), 1NC/1NO (slow-action), G1/2 (1-conduit)
D4N-2A32R | 12270 | 170847 | Limit switch, Top roller plunger, 1NC/1NO (slow-action), 1NC/1NO (slow-action), G1/2 (1-conduit), manual reset feature
D4N-2A62 | 5665 | 170252 | Limit switch, One-way roller arm lever (horizontal), 1NC/1NO (slow-action), 1NC/1NO (slow-action), G1/2 (1-conduit)
D4N-2A62R | 12270 | 170856 | Limit switch, One-way roller arm lever (horizontal), 1NC/1NO (slow-action), 1NC/1NO (slow-action), G1/2 (1-conduit), manual reset feature
D4N-2A72 | 6105 | 170260 | Limit switch, One-way roller arm lever (vertical), 1NC/1NO (slow-action), 1NC/1NO (slow-action), G1/2 (1-conduit)
D4N-2A72R | 12270 | 170865 | Limit switch, One-way roller arm lever (vertical), 1NC/1NO (slow-action), 1NC/1NO (slow-action), G1/2 (1-conduit), manual reset feature
D4N-2ALE | 19420 | 170633 | Limit switch, Fork lever lock (left operation), 1NC/1NO (slow-action), 1NC/1NO (slow-action), G1/2 (1-conduit)
D4N-2ARE | 19420 | 170628 | Limit switch, Fork lever lock (right operation), 1NC/1NO (slow-action), 1NC/1NO (slow-action), G1/2 (1-conduit)
D4N-2B20 | 6880 | 170282 | Limit switch, Roller lever (resin lever, resin roller), 2NC (slow-action), 2NC (slow-action), G1/2 (1-conduit)
D4N-2B20R | 12270 | 170892 | Limit switch, Roller lever (resin lever, resin roller), 2NC (slow-action), 2NC (slow-action), G1/2 (1-conduit), manual reset feature
D4N-2B22 | 7930 | 170290 | Limit switch, Roller lever (metal lever, resin roller), 2NC (slow-action), 2NC (slow-action), G1/2 (1-conduit)
D4N-2B25 | 8665 | 170725 | Limit switch, Roller lever (metal lever, metal roller), 2NC (slow-action), 2NC (slow-action), G1/2 (1-conduit)
D4N-2B26 | 17000 | 170704 | Limit switch, Roller lever (metal lever, bearing roller), 2NC (slow-action), 2NC (slow-action), G1/2 (1-conduit)
D4N-2B2G | 8040 | 170334 | Limit switch, Adjustable roller lever, form lock (metal lever, resin roller), 2NC (slow-action), 2NC (slow-action), G1/2 (1-conduit)
D4N-2B2GR | 12270 | 170937 | Limit switch, Adjustable roller lever, form lock (metal lever, resin roller), 2NC (slow-action), 2NC (slow-action), G1/2 (1-conduit), manual reset feature
D4N-2B2H | 9010 | 170341 | Limit switch, Adjustable roller lever, form lock (metal lever, rubber roller), 2NC (slow-action), 2NC (slow-action), G1/2 (1-conduit)
D4N-2B2HR | 14670 | 170946 | Limit switch, Adjustable roller lever, form lock (metal lever, rubber roller), 2NC (slow-action), 2NC (slow-action), G1/2 (1-conduit), manual reset feature
D4N-2B31 | 5255 | 170302 | Limit switch, Top plunger, 2NC (slow-action), 2NC (slow-action), G1/2 (1-conduit)
D4N-2B31R | 12270 | 170901 | Limit switch, Top plunger, 2NC (slow-action), 2NC (slow-action), G1/2 (1-conduit), manual reset feature
D4N-2B32 | 5385 | 170310 | Limit switch, Top roller plunger, 2NC (slow-action), 2NC (slow-action), G1/2 (1-conduit)
D4N-2B32R | 12270 | 170910 | Limit switch, Top roller plunger, 2NC (slow-action), 2NC (slow-action), G1/2 (1-conduit), manual reset feature
D4N-2B62 | 5665 | 170318 | Limit switch, One-way roller arm lever (horizontal), 2NC (slow-action), 2NC (slow-action), G1/2 (1-conduit)
D4N-2B62R | 12270 | 170919 | Limit switch, One-way roller arm lever (horizontal), 2NC (slow-action), 2NC (slow-action), G1/2 (1-conduit), manual reset feature
D4N-2B72 | 6105 | 170326 | Limit switch, One-way roller arm lever (vertical), 2NC (slow-action), 2NC (slow-action), G1/2 (1-conduit)
D4N-2B72R | 12270 | 170928 | Limit switch, One-way roller arm lever (vertical), 2NC (slow-action), 2NC (slow-action), G1/2 (1-conduit), manual reset feature
D4N-2B80 | 12030 | 170608 | Limit switch, Cat whisker, 2NC (slow-action), 2NC (slow-action), G1/2 (1-conduit)
D4N-2B87 | 10450 | 170613 | Limit switch, Plastic rod, 2NC (slow-action), 2NC (slow-action), G1/2 (1-conduit)
D4N-2BLE | 19420 | 170643 | Limit switch, Fork lever lock (left operation), 2NC (slow-action), 2NC (slow-action), G1/2 (1-conduit)
D4N-2BRE | 19420 | 170638 | Limit switch, Fork lever lock (right operation), 2NC (slow-action), 2NC (slow-action), G1/2 (1-conduit)
D4N-2C20 | 9635 | 170348 | Limit switch, Roller lever (resin lever, resin roller), 2NC/1NO (slow-action), 2NC/1NO (slow-action), G1/2 (1-conduit)
D4N-2C20R | 14900 | 170955 | Limit switch, Roller lever (resin lever, resin roller), 2NC/1NO (slow-action), 2NC/1NO (slow-action), G1/2 (1-conduit), manual reset feature
D4N-2C22 | 11090 | 170355 | Limit switch, Roller lever (metal lever, resin roller), 2NC/1NO (slow-action), 2NC/1NO (slow-action), G1/2 (1-conduit)
D4N-2C25 | 12140 | 170362 | Limit switch, Roller lever (metal lever, metal roller), 2NC/1NO (slow-action), 2NC/1NO (slow-action), G1/2 (1-conduit)
D4N-2C26 | 23740 | 170709 | Limit switch, Roller lever (metal lever, bearing roller), 2NC/1NO (slow-action), 2NC/1NO (slow-action), G1/2 (1-conduit)
D4N-2C2G | 11260 | 170394 | Limit switch, Adjustable roller lever, form lock (metal lever, resin roller), 2NC/1NO (slow-action), 2NC/1NO (slow-action), G1/2 (1-conduit)
D4N-2C2GR | 15230 | 170995 | Limit switch, Adjustable roller lever, form lock (metal lever, resin roller), 2NC/1NO (slow-action), 2NC/1NO (slow-action), G1/2 (1-conduit), manual reset feature
D4N-2C2H | 12620 | 170400 | Limit switch, Adjustable roller lever, form lock (metal lever, rubber roller), 2NC/1NO (slow-action), 2NC/1NO (slow-action), G1/2 (1-conduit)
D4N-2C2HR | 17630 | 171003 | Limit switch, Adjustable roller lever, form lock (metal lever, rubber roller), 2NC/1NO (slow-action), 2NC/1NO (slow-action), G1/2 (1-conduit), manual reset feature
D4N-2C31 | 7355 | 170366 | Limit switch, Top plunger, 2NC/1NO (slow-action), 2NC/1NO (slow-action), G1/2 (1-conduit)
D4N-2C31R | 14900 | 170963 | Limit switch, Top plunger, 2NC/1NO (slow-action), 2NC/1NO (slow-action), G1/2 (1-conduit), manual reset feature
D4N-2C32 | 7555 | 170373 | Limit switch, Top roller plunger, 2NC/1NO (slow-action), 2NC/1NO (slow-action), G1/2 (1-conduit)
D4N-2C32R | 14900 | 170971 | Limit switch, Top roller plunger, 2NC/1NO (slow-action), 2NC/1NO (slow-action), G1/2 (1-conduit), manual reset feature
D4N-2C62 | 7940 | 170380 | Limit switch, One-way roller arm lever (horizontal), 2NC/1NO (slow-action), 2NC/1NO (slow-action), G1/2 (1-conduit)
D4N-2C72 | 8555 | 170387 | Limit switch, One-way roller arm lever (vertical), 2NC/1NO (slow-action), 2NC/1NO (slow-action), G1/2 (1-conduit)
D4N-2CLE | 21190 | 170653 | Limit switch, Fork lever lock (left operation), 2NC/1NO (slow-action), 2NC/1NO (slow-action), G1/2 (1-conduit)
D4N-2CRE | 21190 | 170648 | Limit switch, Fork lever lock (right operation), 2NC/1NO (slow-action), 2NC/1NO (slow-action), G1/2 (1-conduit)
D4N-2D20 | 9635 | 170406 | Limit switch, Roller lever (resin lever, resin roller), 3NC (slow-action), 3NC (slow-action), G1/2 (1-conduit)
D4N-2D22 | 11090 | 170413 | Limit switch, Roller lever (metal lever, resin roller), 3NC (slow-action), 3NC (slow-action), G1/2 (1-conduit)
D4N-2D25 | 12140 | 170420 | Limit switch, Roller lever (metal lever, metal roller), 3NC (slow-action), 3NC (slow-action), G1/2 (1-conduit)
D4N-2D26 | 23740 | 170713 | Limit switch, Roller lever (metal lever, bearing roller), 3NC (slow-action), 3NC (slow-action), G1/2 (1-conduit)
D4N-2D2G | 11260 | 170452 | Limit switch, Adjustable roller lever, form lock (metal lever, resin roller), 3NC (slow-action), 3NC (slow-action), G1/2 (1-conduit)
D4N-2D2GR | 15230 | 171051 | Limit switch, Adjustable roller lever, form lock (metal lever, resin roller), 3NC (slow-action), 3NC (slow-action), G1/2 (1-conduit), manual reset feature
D4N-2D2H | 12620 | 170458 | Limit switch, Adjustable roller lever, form lock (metal lever, rubber roller), 3NC (slow-action), 3NC (slow-action), G1/2 (1-conduit)
D4N-2D2HR | 17630 | 171059 | Limit switch, Adjustable roller lever, form lock (metal lever, rubber roller), 3NC (slow-action), 3NC (slow-action), G1/2 (1-conduit), manual reset feature
D4N-2D31 | 7355 | 170424 | Limit switch, Top plunger, 3NC (slow-action), 3NC (slow-action), G1/2 (1-conduit)
D4N-2D31R | 14900 | 171019 | Limit switch, Top plunger, 3NC (slow-action), 3NC (slow-action), G1/2 (1-conduit), manual reset feature
D4N-2D32 | 7555 | 170431 | Limit switch, Top roller plunger, 3NC (slow-action), 3NC (slow-action), G1/2 (1-conduit)
D4N-2D62 | 7940 | 170438 | Limit switch, One-way roller arm lever (horizontal), 3NC (slow-action), 3NC (slow-action), G1/2 (1-conduit)
D4N-2D72 | 8555 | 170445 | Limit switch, One-way roller arm lever (vertical), 3NC (slow-action), 3NC (slow-action), G1/2 (1-conduit)
D4N-2D80 | 14730 | 170618 | Limit switch, Cat whisker, 3NC (slow-action), 3NC (slow-action), G1/2 (1-conduit)
D4N-2D87 | 12550 | 170623 | Limit switch, Plastic rod, 3NC (slow-action), 3NC (slow-action), G1/2 (1-conduit)
D4N-2E20 | 8265 | 170464 | Limit switch, Roller lever (resin lever, resin roller), 1NC/1NO (MBB contact-/-slow-action), 1NC/1NO (MBB contact-/-slow-action), G1/2 (1-conduit)
D4N-2E25 | 10390 | 170480 | Limit switch, Roller lever (metal lever, metal roller), 1NC/1NO (MBB contact-/-slow-action), 1NC/1NO (MBB contact-/-slow-action), G1/2 (1-conduit)
D4N-2E2G | 9655 | 170517 | Limit switch, Adjustable roller lever, form lock (metal lever, resin roller), 1NC/1NO (MBB contact-/-slow-action), 1NC/1NO (MBB contact-/-slow-action), G1/2 (1-conduit)
D4N-2E31 | 6310 | 170485 | Limit switch, Top plunger, 1NC/1NO (MBB contact-/-slow-action), 1NC/1NO (MBB contact-/-slow-action), G1/2 (1-conduit)
D4N-2E32 | 6465 | 170493 | Limit switch, Top roller plunger, 1NC/1NO (MBB contact-/-slow-action), 1NC/1NO (MBB contact-/-slow-action), G1/2 (1-conduit)
D4N-2F20 | 9775 | 170531 | Limit switch, Roller lever (resin lever, resin roller), 2NC/1NO (MBB contact-/-slow-action), 2NC/1NO (MBB contact-/-slow-action), G1/2 (1-conduit)
D4N-2F22 | 11240 | 170538 | Limit switch, Roller lever (metal lever, resin roller), 2NC/1NO (MBB contact-/-slow-action), 2NC/1NO (MBB contact-/-slow-action), G1/2 (1-conduit)
D4N-2F25 | 12290 | 170545 | Limit switch, Roller lever (metal lever, metal roller), 2NC/1NO (MBB contact-/-slow-action), 2NC/1NO (MBB contact-/-slow-action), G1/2 (1-conduit)
D4N-2F26 | 24090 | 170722 | Limit switch, Roller lever (metal lever, bearing roller), 2NC/1NO (MBB contact-/-slow-action), 2NC/1NO (MBB contact-/-slow-action), G1/2 (1-conduit)
D4N-2F2G | 11410 | 170577 | Limit switch, Adjustable roller lever, form lock (metal lever, resin roller), 2NC/1NO (MBB contact-/-slow-action), 2NC/1NO (MBB contact-/-slow-action), G1/2 (1-conduit)
D4N-2F31 | 7455 | 170549 | Limit switch, Top plunger, 2NC/1NO (MBB contact-/-slow-action), 2NC/1NO (MBB contact-/-slow-action), G1/2 (1-conduit)
D4N-2F32 | 7650 | 170556 | Limit switch, Top roller plunger, 2NC/1NO (MBB contact-/-slow-action), 2NC/1NO (MBB contact-/-slow-action), G1/2 (1-conduit)
D4N-2F62 | 8055 | 170563 | Limit switch, One-way roller arm lever (horizontal), 2NC/1NO (MBB contact-/-slow-action), 2NC/1NO (MBB contact-/-slow-action), G1/2 (1-conduit)
D4N-2F72 | 8695 | 170570 | Limit switch, One-way roller arm lever (vertical), 2NC/1NO (MBB contact-/-slow-action), 2NC/1NO (MBB contact-/-slow-action), G1/2 (1-conduit)
D4N-2FLE | 22670 | 170683 | Limit switch, Fork lever lock (left operation), 2NC/1NO (MBB contact-/-slow-action), 2NC/1NO (MBB contact-/-slow-action), G1/2 (1-conduit)
D4N-2FRE | 22670 | 170678 | Limit switch, Fork lever lock (right operation), 2NC/1NO (MBB contact-/-slow-action), 2NC/1NO (MBB contact-/-slow-action), G1/2 (1-conduit)
D4N-4120 | 6190 | 168848 | Safety Limit switch, D4N, M20 (1 conduit), 1NC/1NO (snap-action), roller lever (resin lever, resin roller)
D4N-4122 | 7740 | 170104 | Limit switch, Roller lever (metal lever, resin roller), 1NC/1NO (snap-action), 1NC/1NO (snap-action), M20 (1-conduit)
D4N-4125 | 8540 | 170112 | Limit switch, Roller lever (metal lever, metal roller), 1NC/1NO (snap-action), 1NC/1NO (snap-action), M20 (1-conduit)
D4N-4126 | 17390 | 170691 | Limit switch, Roller lever (metal lever, bearing roller), 1NC/1NO (snap-action), 1NC/1NO (snap-action), M20 (1-conduit)
D4N-412G | 7595 | 170142 | Safety Limit switch, D4N, M20 (1 conduit), 1NC/1NO (snap-action), adjustable roller lever (metal lever, resin roller)
D4N-412H | 9785 | 170148 | Safety Limit switch, D4N, M20 (1 conduit), 1NC/1NO (snap-action), adjustable roller lever (metal lever, rubber roller)
D4N-4131 | 4734 | 170083 | Safety Limit switch, D4N, M20 (1 conduit), 1NC/1NO (snap-action), top plunger
D4N-4132 | 5360 | 170085 | Safety Limit switch, D4N, M20 (1 conduit), 1NC/1NO (snap-action), top roller plunger
D4N-4162 | 5375 | 170087 | Safety Limit switch, D4N, M20 (1 conduit), 1NC/1NO (snap-action), one-way roller arm lever (horizontal)
D4N-4172 | 6315 | 170135 | Safety Limit switch, D4N, M20 (1 conduit), 1NC/1NO (snap-action), one-way roller arm lever (vertical)
D4N-4180 | 10290 | 170590 | Limit switch, cat whisker, 1 conduit, M20
D4N-4187 | 9485 | 170595 | Limit switch, plastic rod, 1 conduit, M20
D4N-4220 | 6160 | 170155 | Limit switch, Roller lever (resin lever, resin roller), 2NC (snap-action), 2NC (snap-action), M20 (1-conduit)
D4N-4222 | 7740 | 170163 | Limit switch, Roller lever (metal lever, resin roller), 2NC (snap-action), 2NC (snap-action), M20 (1-conduit)
D4N-4225 | 8540 | 170171 | Limit switch, Roller lever (metal lever, metal roller), 2NC (snap-action), 2NC (snap-action), M20 (1-conduit)
D4N-4226 | 17390 | 170696 | Limit switch, Roller lever (metal lever, bearing roller), 2NC (snap-action), 2NC (snap-action), M20 (1-conduit)
D4N-422G | 7595 | 170208 | Limit switch, adjustable roller lever (form lock), M20 conduit, 2NC snap action
D4N-422H | 9785 | 170215 | Limit switch, Adjustable roller lever, form lock (metal lever, rubber roller), 2NC (snap-action), 2NC (snap-action), M20 (1-conduit)
D4N-4231 | 4734 | 170176 | Limit switch, Top plunger, 2NC (snap-action), 2NC (snap-action), M20 (1-conduit)
D4N-4232 | 5360 | 170184 | Limit switch, Top roller plunger, 2NC (snap-action), 2NC (snap-action), M20 (1-conduit)
D4N-4262 | 5375 | 170192 | Limit switch, One-way roller arm lever (horizontal), 2NC (snap-action), 2NC (snap-action), M20 (1-conduit)
D4N-4272 | 6315 | 170200 | Limit switch, One-way roller arm lever (vertical), 2NC (snap-action), 2NC (snap-action), M20 (1-conduit)
D4N-4280 | 10290 | 170600 | Limit switch, Cat whisker, 2NC (snap-action), 2NC (snap-action), M20 (1-conduit)
D4N-4287 | 9485 | 170605 | Limit switch, Plastic rod, 2NC (snap-action), 2NC (snap-action), M20 (1-conduit)
D4N-4A20 | 7100 | 170089 | Safety Limit switch, D4N, M20 (1 conduit), 1NC/1NO (slow-action), roller lever (resin lever, resin roller)
D4N-4A20R | 12260 | 170831 | Safety Limit switch, D4N, M20 (1 conduit), 1NC/1NO (slow-action), roller lever (resin lever, resin roller), , manual reset feature
D4N-4A22 | 8675 | 170228 | Limit switch, Roller lever (metal lever, resin roller), 1NC/1NO (slow-action), 1NC/1NO (slow-action), M20 (1-conduit)
D4N-4A25 | 9480 | 170236 | Limit switch, Roller lever (metal lever, metal roller), 1NC/1NO (slow-action), 1NC/1NO (slow-action), M20 (1-conduit)
D4N-4A26 | 17390 | 170701 | Limit switch, Roller lever (metal lever, bearing roller), 1NC/1NO (slow-action), 1NC/1NO (slow-action), M20 (1-conduit)
D4N-4A2G | 7595 | 170270 | Safety Limit switch, D4N, M20 (1 conduit), 1NC/1NO (slow-action), adjustable roller lever (metal lever, resin roller)
D4N-4A2GR | 12260 | 170876 | Limit switch, Adjustable roller lever, form lock (metal lever, resin roller), 1NC/1NO (slow-action), 1NC/1NO (slow-action), M20 (1-conduit), manual reset feature
D4N-4A2H | 9785 | 170277 | Safety Limit switch, D4N, M20 (1 conduit), 1NC/1NO (slow-action), adjustable roller lever (metal lever, rubber roller)
D4N-4A2HR | 14340 | 170885 | Safety Limit switch, D4N, M20 (1 conduit), 1NC/1NO (slow-action), adjustable roller lever (metal lever, rubber roller), , manual reset feature
D4N-4A31 | 5200 | 170240 | Safety Limit switch, D4N, M20 (1 conduit), 1NC/1NO (slow-action), top plunger
D4N-4A31-MQ | 5590 | 247641
D4N-4A31R | 12260 | 170840 | Safety Limit switch, D4N, M20 (1 conduit), 1NC/1NO (slow-action), top plunger, , manual reset feature
D4N-4A32 | 5360 | 170092 | Safety Limit switch, D4N, M20 (1 conduit), 1NC/1NO (slow-action), top roller plunger
D4N-4A32R | 12260 | 170849 | Safety Limit switch, D4N, M20 (1 conduit), 1NC/1NO (slow-action), top roller plunger, , manual reset feature
D4N-4A62 | 5990 | 170254 | Safety Limit switch, D4N, M20 (1 conduit), 1NC/1NO (slow-action), one-way roller arm lever (horizontal)
D4N-4A62R | 12260 | 170858 | Limit switch, One-way roller arm lever (horizontal), 1NC/1NO (slow-action), 1NC/1NO (slow-action), M20 (1-conduit), manual reset feature
D4N-4A72 | 6010 | 170262 | Safety Limit switch, D4N, M20 (1 conduit), 1NC/1NO (slow-action), one-way roller arm lever (vertical)
D4N-4A72R | 12260 | 170867 | Limit switch, One-way roller arm lever (vertical), 1NC/1NO (slow-action), 1NC/1NO (slow-action), M20 (1-conduit), manual reset feature
D4N-4ALE | 22100 | 170635 | Limit switch, Fork lever lock (left operation), 1NC/1NO (slow-action), 1NC/1NO (slow-action), M20 (1-conduit)
D4N-4ARE | 22100 | 170630 | Limit switch, Fork lever lock (right operation), 1NC/1NO (slow-action), 1NC/1NO (slow-action), M20 (1-conduit)
D4N-4B20 | 7100 | 170284 | Safety Limit switch, D4N, M20 (1 conduit), 2NC (slow-action), roller lever (resin lever, resin roller)
D4N-4B20R | 12260 | 170894 | Limit switch, Roller lever (resin lever, resin roller), 2NC (slow-action), 2NC (slow-action), M20 (1-conduit), manual reset feature
D4N-4B20-S | 7030 | 673378 | Safety Limit switch, D4N, M20 (1 conduit), 2NC (slow-action), roller lever (resin lever, resin roller), stainless steel screws.
D4N-4B22 | 8675 | 170292 | Limit switch, Roller lever (metal lever, resin roller), 2NC (slow-action), 2NC (slow-action), M20 (1-conduit)
D4N-4B25 | 9480 | 170299 | Limit switch, Roller lever (metal lever, metal roller), 2NC (slow-action), 2NC (slow-action), M20 (1-conduit)
D4N-4B26 | 17390 | 170706 | Limit switch, Roller lever (metal lever, bearing roller), 2NC (slow-action), 2NC (slow-action), M20 (1-conduit)
D4N-4B2G | 7595 | 170336 | Safety Limit switch, D4N, M20 (1 conduit), 2NC (slow-action), adjustable roller lever (metal lever, resin roller)
D4N-4B2GR | 12260 | 170939 | Limit switch, Adjustable roller lever, form lock (metal lever, resin roller), 2NC (slow-action), 2NC (slow-action), M20 (1-conduit), manual reset feature
D4N-4B2H | 9785 | 170343 | Safety Limit switch, D4N, M20 (1 conduit), 2NC (slow-action), adjustable roller lever (metal lever, rubber roller)
D4N-4B2HR | 14340 | 170948 | Limit switch, Adjustable roller lever, form lock (metal lever, rubber roller), 2NC (slow-action), 2NC (slow-action), M20 (1-conduit), manual reset feature
D4N-4B31 | 5200 | 170304 | Safety Limit switch, D4N, M20 (1 conduit), 2NC (slow-action), top plunger
D4N-4B31R | 12260 | 170903 | Limit switch, Top plunger, 2NC (slow-action), 2NC (slow-action), M20 (1-conduit), manual reset feature
D4N-4B32 | 5360 | 170312 | Safety Limit switch, D4N, M20 (1 conduit), 2NC (slow-action), top roller plunger
D4N-4B32R | 12260 | 170912 | Limit switch, Top roller plunger, 2NC (slow-action), 2NC (slow-action), M20 (1-conduit), manual reset feature
D4N-4B62 | 5990 | 170320 | Safety Limit switch, D4N, M20 (1 conduit), 2NC (slow-action), one-way roller arm lever (horizontal)
D4N-4B62R | 12260 | 170921 | Limit switch, One-way roller arm lever (horizontal), 2NC (slow-action), 2NC (slow-action), M20 (1-conduit), manual reset feature
D4N-4B72 | 6010 | 170328 | Safety Limit switch, D4N, M20 (1 conduit), 2NC (slow-action), one-way roller arm lever (vertical)
D4N-4B80 | 10320 | 170610 | Limit switch, Cat whisker, 2NC (slow-action), 2NC (slow-action), M20 (1-conduit)
D4N-4B87 | 9500 | 170615 | Limit switch, Plastic rod, 2NC (slow-action), 2NC (slow-action), M20 (1-conduit)
D4N-4BLE | 22100 | 170645 | Limit switch, Fork lever lock (left operation), 2NC (slow-action), 2NC (slow-action), M20 (1-conduit)
D4N-4BRE | 22100 | 170640 | Limit switch, Fork lever lock (right operation), 2NC (slow-action), 2NC (slow-action), M20 (1-conduit)
D4N-4C20 | 9485 | 170350 | Safety Limit switch, D4N, M20 (1 conduit), 2NC/1NO (slow-action), roller lever (resin lever, resin roller)
D4N-4C20R | 15540 | 170957 | Safety Limit switch, D4N, M20 (1 conduit), 2NC/1NO (slow-action), roller lever (resin lever, resin roller), , manual reset feature
D4N-4C22 | 11060 | 170357 | Limit switch, Roller lever (metal lever, resin roller), 2NC/1NO (slow-action), 2NC/1NO (slow-action), M20 (1-conduit)
D4N-4C25 | 11850 | 170364 | Limit switch, Roller lever (metal lever, metal roller), 2NC/1NO (slow-action), 2NC/1NO (slow-action), M20 (1-conduit)
D4N-4C26 | 23700 | 170711 | Limit switch, Roller lever (metal lever, bearing roller), 2NC/1NO (slow-action), 2NC/1NO (slow-action), M20 (1-conduit)
D4N-4C2G | 10590 | 170396 | Limit switch, adjustable roller lever, 1 conduit, M20
D4N-4C2GR | 15560 | 170997 | Limit switch, Adjustable roller lever, form lock (metal lever, resin roller), 2NC/1NO (slow-action), 2NC/1NO (slow-action), M20 (1-conduit), manual reset feature
D4N-4C2H | 12790 | 170402 | Limit switch, Adjustable roller lever, form lock (metal lever, rubber roller), 2NC/1NO (slow-action), 2NC/1NO (slow-action), M20 (1-conduit)
D4N-4C2HR | 17670 | 171005 | Safety Limit switch, D4N, M20 (1 conduit), 2NC/1NO (slow-action), adjustable roller lever (metal lever, rubber roller), , manual reset feature
D4N-4C31 | 7720 | 170368 | Limit switch, plunger, 1 conduit, M20
D4N-4C31R | 15540 | 170965 | Safety Limit switch, D4N, M20 (1 conduit), 2NC/1NO (slow-action), top plunger, , manual reset feature
D4N-4C32 | 9250 | 170375 | Safety Limit switch, D4N, M20 (1 conduit), 2NC/1NO (slow-action), top roller plunger
D4N-4C32R | 15540 | 170973 | Safety Limit switch, D4N, M20 (1 conduit), 2NC/1NO (slow-action), top roller plunger, , manual reset feature
D4N-4C62 | 8365 | 170382 | Safety Limit switch, D4N, M20 (1 conduit), 2NC/1NO (slow-action), one-way roller arm lever (horizontal)
D4N-4C62R | 15540 | 170981 | Limit switch, One-way roller arm lever (horizontal), 2NC/1NO (slow-action), 2NC/1NO (slow-action), M20 (1-conduit), manual reset feature
D4N-4C72 | 9310 | 170389 | Limit switch, one way roller arm lever (vert), 1 conduit, M20
D4N-4C72R | 15540 | 170989 | Limit switch, One-way roller arm lever (vertical), 2NC/1NO (slow-action), 2NC/1NO (slow-action), M20 (1-conduit), manual reset feature
D4N-4CLE | 24550 | 170655 | Limit switch, Fork lever lock (left operation), 2NC/1NO (slow-action), 2NC/1NO (slow-action), M20 (1-conduit)
D4N-4CRE | 24550 | 170650 | Limit switch, Fork lever lock (right operation), 2NC/1NO (slow-action), 2NC/1NO (slow-action), M20 (1-conduit)
D4N-4D20 | 9485 | 170408 | Limit switch, Roller lever (resin lever, resin roller), 3NC (slow-action), 3NC (slow-action), M20 (1-conduit)
D4N-4D20R | 15540 | 171013 | Limit switch, Roller lever (resin lever, resin roller), 3NC (slow-action), 3NC (slow-action), M20 (1-conduit), manual reset feature
D4N-4D22 | 11060 | 170415 | Limit switch, Roller lever (metal lever, resin roller), 3NC (slow-action), 3NC (slow-action), M20 (1-conduit)
D4N-4D25 | 11850 | 170422 | Limit switch, Roller lever (metal lever, metal roller), 3NC (slow-action), 3NC (slow-action), M20 (1-conduit)
D4N-4D26 | 23700 | 170715 | Limit switch, Roller lever (metal lever, bearing roller), 3NC (slow-action), 3NC (slow-action), M20 (1-conduit)
D4N-4D2G | 10590 | 170454 | Limit switch, Adjustable roller lever, form lock (metal lever, resin roller), 3NC (slow-action), 3NC (slow-action), M20 (1-conduit)
D4N-4D31 | 7720 | 170426 | Limit switch, Top plunger, 3NC (slow-action), 3NC (slow-action), M20 (1-conduit)
D4N-4D32 | 8355 | 170433 | Limit switch, Top roller plunger, 3NC (slow-action), 3NC (slow-action), M20 (1-conduit)
D4N-4D32R | 15540 | 171029 | Limit switch, Top roller plunger, 3NC (slow-action), 3NC (slow-action), M20 (1-conduit), manual reset feature
D4N-4D62 | 8365 | 170440 | Limit switch, One-way roller arm lever (horizontal), 3NC (slow-action), 3NC (slow-action), M20 (1-conduit)
D4N-4D62R | 15540 | 171037 | Limit switch, One-way roller arm lever (horizontal), 3NC (slow-action), 3NC (slow-action), M20 (1-conduit), manual reset feature
D4N-4D72 | 9310 | 170447 | Limit switch, One-way roller arm lever (vertical), 3NC (slow-action), 3NC (slow-action), M20 (1-conduit)
D4N-4D80 | 13610 | 170620 | Limit switch, Cat whisker, 3NC (slow-action), 3NC (slow-action), M20 (1-conduit)
D4N-4D87 | 12790 | 170625 | Limit switch, Plastic rod, 3NC (slow-action), 3NC (slow-action), M20 (1-conduit)
D4N-4DLE | 24550 | 170665 | Limit switch, Fork lever lock (left operation), 3NC (slow-action), 3NC (slow-action), M20 (1-conduit)
D4N-4DRE | 24550 | 170660 | Limit switch, Fork lever lock (right operation), 3NC (slow-action), 3NC (slow-action), M20 (1-conduit)
D4N-4E20 | 7585 | 170466 | Safety Limit switch, D4N, M20 (1 conduit), 1NC/1NO (MBB contact/slow-action), roller lever (resin lever, resin roller)
D4N-4E22 | 9150 | 170474 | Limit switch, Roller lever (metal lever, resin roller), 1NC/1NO (MBB contact-/-slow-action), 1NC/1NO (MBB contact-/-slow-action), M20 (1-conduit)
D4N-4E2G | 9495 | 170519 | Limit switch, Adjustable roller lever, form lock (metal lever, resin roller), 1NC/1NO (MBB contact-/-slow-action), 1NC/1NO (MBB contact-/-slow-action), M20 (1-conduit)
D4N-4E31 | 6615 | 170487 | Limit switch, Top plunger, 1NC/1NO (MBB contact-/-slow-action), 1NC/1NO (MBB contact-/-slow-action), M20 (1-conduit)
D4N-4E32 | 7245 | 170495 | Safety Limit switch, D4N, M20 (1 conduit), 1NC/1NO (MBB contact/slow-action), top roller plunger
D4N-4E62 | 7260 | 170503 | Safety Limit switch, D4N, M20 (1 conduit), 1NC/1NO (MBB contact/slow-action), top roller plunger, one-way roller arm lever (horizontal)
D4N-4ELE | 23690 | 170675 | Limit switch, Fork lever lock (left operation), 1NC/1NO (MBB contact-/-slow-action), 1NC/1NO (MBB contact-/-slow-action), M20 (1-conduit)
D4N-4ERE | 23690 | 170670 | Limit switch, Fork lever lock (right operation), 1NC/1NO (MBB contact-/-slow-action), 1NC/1NO (MBB contact-/-slow-action), M20 (1-conduit)
D4N-4F20 | 9170 | 170533 | Safety Limit switch, D4N, M20 (1 conduit), 2NC/1NO (MBB contact/slow-action), roller lever (resin lever, resin roller)
D4N-4F22 | 10730 | 170540 | Limit switch, Roller lever (metal lever, resin roller), 2NC/1NO (MBB contact-/-slow-action), 2NC/1NO (MBB contact-/-slow-action), M20 (1-conduit)
D4N-4F25 | 11550 | 170547 | Limit switch, Roller lever (metal lever, metal roller), 2NC/1NO (MBB contact-/-slow-action), 2NC/1NO (MBB contact-/-slow-action), M20 (1-conduit)
D4N-4F26 | 23550 | 170724 | Limit switch, Roller lever (metal lever, bearing roller), 2NC/1NO (MBB contact-/-slow-action), 2NC/1NO (MBB contact-/-slow-action), M20 (1-conduit)
D4N-4F2G | 11080 | 170579 | Limit switch, Adjustable roller lever, form lock (metal lever, resin roller), 2NC/1NO (MBB contact-/-slow-action), 2NC/1NO (MBB contact-/-slow-action), M20 (1-conduit)
D4N-4F2H | 13270 | 170585 | Limit switch, Adjustable roller lever, form lock (metal lever, rubber roller), 2NC/1NO (MBB contact-/-slow-action), 2NC/1NO (MBB contact-/-slow-action), M20 (1-conduit)
D4N-4F31 | 8195 | 170551 | Limit switch, Top plunger, 2NC/1NO (MBB contact-/-slow-action), 2NC/1NO (MBB contact-/-slow-action), M20 (1-conduit)
D4N-4F32 | 8815 | 170558 | Safety Limit switch, D4N, M20 (1 conduit), 2NC/1NO (MBB contact/slow-action), top roller plunger
D4N-4F62 | 8845 | 170565 | Safety Limit switch, D4N, M20 (1 conduit), 2NC/1NO (MBB contact/slow-action), one-way roller arm lever (horizontal)
D4N-4FRE | 25230 | 170680 | Limit switch, Fork lever lock (right operation), 2NC/1NO (MBB contact-/-slow-action), 2NC/1NO (MBB contact-/-slow-action), M20 (1-conduit)
D4N-6120 | 8710 | 170099 | Limit switch, Roller lever (resin lever, resin roller), 1NC/1NO (snap-action), 1NC/1NO (snap-action), G1/2 (2-conduit)
D4N-6122 | 16020 | 170107 | Limit switch, Roller lever (metal lever, resin roller), 1NC/1NO (snap-action), 1NC/1NO (snap-action), G1/2 (2-conduit)
D4N-612G | 8875 | 170144 | Limit switch, Adjustable roller lever, form lock (metal lever, resin roller), 1NC/1NO (snap-action), 1NC/1NO (snap-action), G1/2 (2-conduit)
D4N-612H | 10350 | 170150 | Limit switch, Adjustable roller lever, form lock (metal lever, rubber roller), 1NC/1NO (snap-action), 1NC/1NO (snap-action), G1/2 (2-conduit)
D4N-6131 | 7280 | 170118 | Limit switch, Top plunger, 1NC/1NO (snap-action), 1NC/1NO (snap-action), G1/2 (2-conduit)
D4N-6132 | 7835 | 170124 | Limit switch, Top roller plunger, 1NC/1NO (snap-action), 1NC/1NO (snap-action), G1/2 (2-conduit)
D4N-6162 | 8220 | 170130 | Limit switch, One-way roller arm lever (horizontal), 1NC/1NO (snap-action), 1NC/1NO (snap-action), G1/2 (2-conduit)
D4N-6172 | 8320 | 170138 | Limit switch, One-way roller arm lever (vertical), 1NC/1NO (snap-action), 1NC/1NO (snap-action), G1/2 (2-conduit)
D4N-6220 | 8710 | 170158 | Limit switch, Roller lever (resin lever, resin roller), 2NC (snap-action), 2NC (snap-action), G1/2 (2-conduit)
D4N-6222 | 16020 | 170166 | Limit switch, Roller lever (metal lever, resin roller), 2NC (snap-action), 2NC (snap-action), G1/2 (2-conduit)
D4N-622G | 8875 | 170210 | Limit switch, Adjustable roller lever, form lock (metal lever, resin roller), 2NC (snap-action), 2NC (snap-action), G1/2 (2-conduit)
D4N-6231 | 7280 | 170179 | Limit switch, Top plunger, 2NC (snap-action), 2NC (snap-action), G1/2 (2-conduit)
D4N-6232 | 7835 | 170187 | Limit switch, Top roller plunger, 2NC (snap-action), 2NC (snap-action), G1/2 (2-conduit)
D4N-6262 | 8220 | 170195 | Limit switch, One-way roller arm lever (horizontal), 2NC (snap-action), 2NC (snap-action), G1/2 (2-conduit)
D4N-6A20R | 17240 | 170834 | Limit switch, Roller lever (resin lever, resin roller), 1NC/1NO (slow-action), 1NC/1NO (slow-action), G1/2 (2-conduit), manual reset feature
D4N-6A22 | 16020 | 170231 | Limit switch, Roller lever (metal lever, resin roller), 1NC/1NO (slow-action), 1NC/1NO (slow-action), G1/2 (2-conduit)
D4N-6A2G | 8875 | 170272 | Limit switch, Adjustable roller lever, form lock (metal lever, resin roller), 1NC/1NO (slow-action), 1NC/1NO (slow-action), G1/2 (2-conduit)
D4N-6A2GR | 17240 | 170879 | Limit switch, Adjustable roller lever, form lock (metal lever, resin roller), 1NC/1NO (slow-action), 1NC/1NO (slow-action), G1/2 (2-conduit), manual reset feature
D4N-6A2H | 10350 | 170279 | Limit switch, Adjustable roller lever, form lock (metal lever, rubber roller), 1NC/1NO (slow-action), 1NC/1NO (slow-action), G1/2 (2-conduit)
D4N-6A2HR | 18710 | 170888 | Limit switch, Adjustable roller lever, form lock (metal lever, rubber roller), 1NC/1NO (slow-action), 1NC/1NO (slow-action), G1/2 (2-conduit), manual reset feature
D4N-6A31 | 7280 | 170243 | Limit switch, Top plunger, 1NC/1NO (slow-action), 1NC/1NO (slow-action), G1/2 (2-conduit)
D4N-6A31R | 17240 | 170843 | Limit switch, Top plunger, 1NC/1NO (slow-action), 1NC/1NO (slow-action), G1/2 (2-conduit), manual reset feature
D4N-6A32 | 7835 | 170249 | Limit switch, Top roller plunger, 1NC/1NO (slow-action), 1NC/1NO (slow-action), G1/2 (2-conduit)
D4N-6A32R | 17240 | 170852 | Limit switch, Top roller plunger, 1NC/1NO (slow-action), 1NC/1NO (slow-action), G1/2 (2-conduit), manual reset feature
D4N-6A62 | 8220 | 170257 | Limit switch, One-way roller arm lever (horizontal), 1NC/1NO (slow-action), 1NC/1NO (slow-action), G1/2 (2-conduit)
D4N-6A62R | 17240 | 170861 | Limit switch, One-way roller arm lever (horizontal), 1NC/1NO (slow-action), 1NC/1NO (slow-action), G1/2 (2-conduit), manual reset feature
D4N-6B20 | 8710 | 170287 | Limit switch, Roller lever (resin lever, resin roller), 2NC (slow-action), 2NC (slow-action), G1/2 (2-conduit)
D4N-6B20R | 17240 | 170897 | Limit switch, Roller lever (resin lever, resin roller), 2NC (slow-action), 2NC (slow-action), G1/2 (2-conduit), manual reset feature
D4N-6B22 | 16020 | 170295 | Limit switch, Roller lever (metal lever, resin roller), 2NC (slow-action), 2NC (slow-action), G1/2 (2-conduit)
D4N-6B2G | 8875 | 170338 | Limit switch, Adjustable roller lever, form lock (metal lever, resin roller), 2NC (slow-action), 2NC (slow-action), G1/2 (2-conduit)
D4N-6B2GR | 17240 | 170942 | Limit switch, Adjustable roller lever, form lock (metal lever, resin roller), 2NC (slow-action), 2NC (slow-action), G1/2 (2-conduit), manual reset feature
D4N-6B31 | 7280 | 170307 | Limit switch, Top plunger, 2NC (slow-action), 2NC (slow-action), G1/2 (2-conduit)
D4N-6B31R | 17240 | 170906 | Limit switch, Top plunger, 2NC (slow-action), 2NC (slow-action), G1/2 (2-conduit), manual reset feature
D4N-6B32 | 7835 | 170315 | Limit switch, Top roller plunger, 2NC (slow-action), 2NC (slow-action), G1/2 (2-conduit)
D4N-6B32R | 17240 | 170915 | Limit switch, Top roller plunger, 2NC (slow-action), 2NC (slow-action), G1/2 (2-conduit), manual reset feature
D4N-6B62 | 8220 | 170323 | Limit switch, One-way roller arm lever (horizontal), 2NC (slow-action), 2NC (slow-action), G1/2 (2-conduit)
D4N-6B62R | 17240 | 170924 | Limit switch, One-way roller arm lever (horizontal), 2NC (slow-action), 2NC (slow-action), G1/2 (2-conduit), manual reset feature
D4N-6B72R | 17240 | 170933 | Limit switch, One-way roller arm lever (vertical), 2NC (slow-action), 2NC (slow-action), G1/2 (2-conduit), manual reset feature
D4N-6C20 | 12180 | 170352 | Limit switch, Roller lever (resin lever, resin roller), 2NC/1NO (slow-action), 2NC/1NO (slow-action), G1/2 (2-conduit)
D4N-6C22 | 22430 | 170359 | Limit switch, Roller lever (metal lever, resin roller), 2NC/1NO (slow-action), 2NC/1NO (slow-action), G1/2 (2-conduit)
D4N-6C2G | 12400 | 170397 | Limit switch, Adjustable roller lever, form lock (metal lever, resin roller), 2NC/1NO (slow-action), 2NC/1NO (slow-action), G1/2 (2-conduit)
D4N-6C31 | 10200 | 170370 | Limit switch, Top plunger, 2NC/1NO (slow-action), 2NC/1NO (slow-action), G1/2 (2-conduit)
D4N-6C32 | 10980 | 170377 | Limit switch, Top roller plunger, 2NC/1NO (slow-action), 2NC/1NO (slow-action), G1/2 (2-conduit)
D4N-6C32R | 19930 | 170975 | Limit switch, Top roller plunger, 2NC/1NO (slow-action), 2NC/1NO (slow-action), G1/2 (2-conduit), manual reset feature
D4N-6C62 | 11510 | 170384 | Limit switch, One-way roller arm lever (horizontal), 2NC/1NO (slow-action), 2NC/1NO (slow-action), G1/2 (2-conduit)
D4N-6C62R | 19930 | 170983 | Limit switch, One-way roller arm lever (horizontal), 2NC/1NO (slow-action), 2NC/1NO (slow-action), G1/2 (2-conduit), manual reset feature
D4N-6D20 | 12180 | 170410 | Limit switch, Roller lever (resin lever, resin roller), 3NC (slow-action), 3NC (slow-action), G1/2 (2-conduit)
D4N-6D22 | 22430 | 170417 | Limit switch, Roller lever (metal lever, resin roller), 3NC (slow-action), 3NC (slow-action), G1/2 (2-conduit)
D4N-6D2G | 12400 | 170455 | Limit switch, Adjustable roller lever, form lock (metal lever, resin roller), 3NC (slow-action), 3NC (slow-action), G1/2 (2-conduit)
D4N-6D32 | 10980 | 170435 | Limit switch, Top roller plunger, 3NC (slow-action), 3NC (slow-action), G1/2 (2-conduit)
D4N-6D62 | 11510 | 170442 | Limit switch, One-way roller arm lever (horizontal), 3NC (slow-action), 3NC (slow-action), G1/2 (2-conduit)
D4N-6D62R | 19930 | 171039 | Limit switch, One-way roller arm lever (horizontal), 3NC (slow-action), 3NC (slow-action), G1/2 (2-conduit), manual reset feature
D4N-6E31 | 8740 | 170490 | Limit switch, Top plunger, 1NC/1NO (MBB contact-/-slow-action), 1NC/1NO (MBB contact-/-slow-action), G1/2 (2-conduit)
D4N-6E32 | 9410 | 170498 | Limit switch, Top roller plunger, 1NC/1NO (MBB contact-/-slow-action), 1NC/1NO (MBB contact-/-slow-action), G1/2 (2-conduit)
D4N-6F20 | 12360 | 170535 | Limit switch, Roller lever (resin lever, resin roller), 2NC/1NO (MBB contact-/-slow-action), 2NC/1NO (MBB contact-/-slow-action), G1/2 (2-conduit)
D4N-6F31 | 10330 | 170553 | Limit switch, Top plunger, 2NC/1NO (MBB contact-/-slow-action), 2NC/1NO (MBB contact-/-slow-action), G1/2 (2-conduit)
D4N-6F62 | 11680 | 170567 | Limit switch, One-way roller arm lever (horizontal), 2NC/1NO (MBB contact-/-slow-action), 2NC/1NO (MBB contact-/-slow-action), G1/2 (2-conduit)
D4N-8120 | 8230 | 170100 | Limit switch, Roller lever (resin lever, resin roller), 1NC/1NO (snap-action), 1NC/1NO (snap-action), M20 (2-conduit)
D4N-8122 | 15020 | 170108 | Limit switch, Roller lever (metal lever, resin roller), 1NC/1NO (snap-action), 1NC/1NO (snap-action), M20 (2-conduit)
D4N-812G | 8705 | 170145 | Limit switch, Adjustable roller lever, form lock (metal lever, resin roller), 1NC/1NO (snap-action), 1NC/1NO (snap-action), M20 (2-conduit)
D4N-812H | 10290 | 170151 | Limit switch, Adjustable roller lever, form lock (metal lever, rubber roller), 1NC/1NO (snap-action), 1NC/1NO (snap-action), M20 (2-conduit)
D4N-8131 | 6635 | 170119 | Limit switch, plunger, 2 conduit, M20
D4N-8132 | 7120 | 170125 | Limit switch, roller plunger, 2 conduit, M20
D4N-8162 | 7750 | 170131 | Limit switch, one way roller arm lever (horiz), 2 conduit, M20
D4N-8172 | 7750 | 170139 | Limit switch, One-way roller arm lever (vertical), 1NC/1NO (snap-action), 1NC/1NO (snap-action), M20 (2-conduit)
D4N-8220 | 8230 | 170159 | Limit switch, Roller lever (resin lever, resin roller), 2NC (snap-action), 2NC (snap-action), M20 (2-conduit)
D4N-8222 | 15020 | 170167 | Limit switch, Roller lever (metal lever, resin roller), 2NC (snap-action), 2NC (snap-action), M20 (2-conduit)
D4N-822H | 10290 | 170218 | Limit switch, Adjustable roller lever, form lock (metal lever, rubber roller), 2NC (snap-action), 2NC (snap-action), M20 (2-conduit)
D4N-8231 | 6635 | 170180 | Limit switch, Top plunger, 2NC (snap-action), 2NC (snap-action), M20 (2-conduit)
D4N-8232 | 7120 | 170188 | Limit switch, Top roller plunger, 2NC (snap-action), 2NC (snap-action), M20 (2-conduit)
D4N-8262 | 7750 | 170196 | Limit switch, One-way roller arm lever (horizontal), 2NC (snap-action), 2NC (snap-action), M20 (2-conduit)
D4N-8A20 | 8705 | 170224 | Limit switch, Roller lever (resin lever, resin roller), 1NC/1NO (slow-action), 1NC/1NO (slow-action), M20 (2-conduit)
D4N-8A22 | 15020 | 170232 | Limit switch, Roller lever (metal lever, resin roller), 1NC/1NO (slow-action), 1NC/1NO (slow-action), M20 (2-conduit)
D4N-8A2GR | 14520 | 170881 | Limit switch, Adjustable roller lever, form lock (metal lever, resin roller), 1NC/1NO (slow-action), 1NC/1NO (slow-action), M20 (2-conduit), manual reset feature
D4N-8A2H | 10290 | 170280 | Limit switch, Adjustable roller lever, form lock (metal lever, rubber roller), 1NC/1NO (slow-action), 1NC/1NO (slow-action), M20 (2-conduit)
D4N-8A31 | 7880 | 170244 | Limit switch, Top plunger, 1NC/1NO (slow-action), 1NC/1NO (slow-action), M20 (2-conduit)
D4N-8A31R | 14520 | 170845 | Limit switch, Top plunger, 1NC/1NO (slow-action), 1NC/1NO (slow-action), M20 (2-conduit), manual reset feature
D4N-8A32 | 8205 | 170250 | Limit switch, Top roller plunger, 1NC/1NO (slow-action), 1NC/1NO (slow-action), M20 (2-conduit)
D4N-8A32R | 14520 | 170854 | Limit switch, Top roller plunger, 1NC/1NO (slow-action), 1NC/1NO (slow-action), M20 (2-conduit), manual reset feature
D4N-8A62 | 8220 | 170258 | Limit switch, One-way roller arm lever (horizontal), 1NC/1NO (slow-action), 1NC/1NO (slow-action), M20 (2-conduit)
D4N-8A62R | 14520 | 170863 | Limit switch, One-way roller arm lever (horizontal), 1NC/1NO (slow-action), 1NC/1NO (slow-action), M20 (2-conduit), manual reset feature
D4N-8A72R | 14520 | 170872 | Limit switch, One-way roller arm lever (vertical), 1NC/1NO (slow-action), 1NC/1NO (slow-action), M20 (2-conduit), manual reset feature
D4N-8B20 | 8705 | 170288 | Limit switch, Roller lever (resin lever, resin roller), 2NC (slow-action), 2NC (slow-action), M20 (2-conduit)
D4N-8B20R | 14520 | 170899 | Limit switch, Roller lever (resin lever, resin roller), 2NC (slow-action), 2NC (slow-action), M20 (2-conduit), manual reset feature
D4N-8B22 | 15020 | 170296 | Limit switch, Roller lever (metal lever, resin roller), 2NC (slow-action), 2NC (slow-action), M20 (2-conduit)
D4N-8B2G | 8705 | 170339 | Limit switch, Adjustable roller lever, form lock (metal lever, resin roller), 2NC (slow-action), 2NC (slow-action), M20 (2-conduit)
D4N-8B2GR | 14520 | 170944 | Limit switch, Adjustable roller lever, form lock (metal lever, resin roller), 2NC (slow-action), 2NC (slow-action), M20 (2-conduit), manual reset feature
D4N-8B2H | 10290 | 170346 | Limit switch, Adjustable roller lever, form lock (metal lever, rubber roller), 2NC (slow-action), 2NC (slow-action), M20 (2-conduit)
D4N-8B31 | 7880 | 170308 | Limit switch, Top plunger, 2NC (slow-action), 2NC (slow-action), M20 (2-conduit)
D4N-8B32 | 8205 | 170316 | Limit switch, Top roller plunger, 2NC (slow-action), 2NC (slow-action), M20 (2-conduit)
D4N-8B32R | 14520 | 170917 | Limit switch, Top roller plunger, 2NC (slow-action), 2NC (slow-action), M20 (2-conduit), manual reset feature
D4N-8B62 | 8220 | 170324 | Limit switch, One-way roller arm lever (horizontal), 2NC (slow-action), 2NC (slow-action), M20 (2-conduit)
D4N-8B72 | 8220 | 170332 | Limit switch, One-way roller arm lever (vertical), 2NC (slow-action), 2NC (slow-action), M20 (2-conduit)
D4N-8C20 | 11550 | 170353 | Limit switch, Roller lever (resin lever, resin roller), 2NC/1NO (slow-action), 2NC/1NO (slow-action), M20 (2-conduit)
D4N-8C20R | 17820 | 170961 | Limit switch, Roller lever (resin lever, resin roller), 2NC/1NO (slow-action), 2NC/1NO (slow-action), M20 (2-conduit), manual reset feature
D4N-8C22 | 22120 | 170360 | Limit switch, Roller lever (metal lever, resin roller), 2NC/1NO (slow-action), 2NC/1NO (slow-action), M20 (2-conduit)
D4N-8C2G | 12500 | 170398 | Limit switch, Adjustable roller lever, form lock (metal lever, resin roller), 2NC/1NO (slow-action), 2NC/1NO (slow-action), M20 (2-conduit)
D4N-8C2HR | 19920 | 171009 | Limit switch, Adjustable roller lever, form lock (metal lever, rubber roller), 2NC/1NO (slow-action), 2NC/1NO (slow-action), M20 (2-conduit), manual reset feature
D4N-8C31 | 9655 | 170371 | Limit switch, Top plunger, 2NC/1NO (slow-action), 2NC/1NO (slow-action), M20 (2-conduit)
D4N-8C31R | 17820 | 170969 | Limit switch, Top plunger, 2NC/1NO (slow-action), 2NC/1NO (slow-action), M20 (2-conduit), manual reset feature
D4N-8C32 | 10290 | 170378 | Limit switch, Top roller plunger, 2NC/1NO (slow-action), 2NC/1NO (slow-action), M20 (2-conduit)
D4N-8C32R | 17820 | 170977 | Limit switch, Top roller plunger, 2NC/1NO (slow-action), 2NC/1NO (slow-action), M20 (2-conduit), manual reset feature
D4N-8C62 | 10310 | 170385 | Limit switch, One-way roller arm lever (horizontal), 2NC/1NO (slow-action), 2NC/1NO (slow-action), M20 (2-conduit)
D4N-8C72 | 11230 | 170392 | Limit switch, One-way roller arm lever (vertical), 2NC/1NO (slow-action), 2NC/1NO (slow-action), M20 (2-conduit)
D4N-8D2HR | 19920 | 171065 | Limit switch, Adjustable roller lever, form lock (metal lever, rubber roller), 3NC (slow-action), 3NC (slow-action), M20 (2-conduit), manual reset feature
D4N-8D31 | 9655 | 170429 | Limit switch, Top plunger, 3NC (slow-action), 3NC (slow-action), M20 (2-conduit)
D4N-8D32 | 10290 | 170436 | Limit switch, Top roller plunger, 3NC (slow-action), 3NC (slow-action), M20 (2-conduit)
D4N-8D62 | 10310 | 170443 | Limit switch, One-way roller arm lever (horizontal), 3NC (slow-action), 3NC (slow-action), M20 (2-conduit)
D4N-8D72 | 11230 | 170450 | Limit switch, One-way roller arm lever (vertical), 3NC (slow-action), 3NC (slow-action), M20 (2-conduit)
D4N-8F22 | 22140 | 170543 | Limit switch, Roller lever (metal lever, resin roller), 2NC/1NO (MBB contact-/-slow-action), 2NC/1NO (MBB contact-/-slow-action), M20 (2-conduit)
D4N-8F31 | 10110 | 170554 | Limit switch, Top plunger, 2NC/1NO (MBB contact-/-slow-action), 2NC/1NO (MBB contact-/-slow-action), M20 (2-conduit)
D4N-8F32 | 10750 | 170561 | Limit switch, Top roller plunger, 2NC/1NO (MBB contact-/-slow-action), 2NC/1NO (MBB contact-/-slow-action), M20 (2-conduit)
D4N-9120 | 17410 | 170097 | Safety Limit switch, D4N, M12 connector (1 conduit), 1NC/1NO (snap-action), roller lever (resin lever, resin roller)
D4N-9122 | 18970 | 170105 | Limit switch, Roller lever (metal lever, resin roller), 1NC/1NO (snap-action), 1NC/1NO (snap-action), M12 connector (1-conduit)
D4N-9125 | 18970 | 170113 | Limit switch, Roller lever (metal lever, metal roller), 1NC/1NO (snap-action), 1NC/1NO (snap-action), M12 connector (1-conduit)
D4N-9126 | 28400 | 170692 | Limit switch, Roller lever (metal lever, bearing roller), 1NC/1NO (snap-action), 1NC/1NO (snap-action), M12 connector (1-conduit)
D4N-912G | 18970 | 170143 | Safety Limit switch, D4N, M12 connector (1 conduit), 1NC/1NO (snap-action), adjustable roller lever (metal lever, resin roller)
D4N-912H | 18990 | 170149 | Safety Limit switch, D4N, M12 connector (1 conduit), 1NC/1NO (snap-action), adjustable roller lever (metal lever, rubber roller)
D4N-9131 | 15830 | 170116 | Safety Limit switch, D4N, M12 connector (1 conduit), 1NC/1NO (snap-action), top plunger
D4N-9132 | 15830 | 170122 | Safety Limit switch, D4N, M12 connector (1 conduit), 1NC/1NO (snap-action), top roller plunger
D4N-9162 | 15830 | 170128 | Safety Limit switch, D4N, M12 connector (1 conduit), 1NC/1NO (snap-action), one-way roller arm lever (horizontal)
D4N-9172 | 16610 | 170136 | Safety Limit switch, D4N, M12 connector (1 conduit), 1NC/1NO (snap-action), one-way roller arm lever (vertical)
D4N-9220 | 17410 | 170156 | Limit switch, Roller lever (resin lever, resin roller), 2NC (snap-action), 2NC (snap-action), M12 connector (1-conduit)
D4N-9222 | 18970 | 170164 | Limit switch, Roller lever (metal lever, resin roller), 2NC (snap-action), 2NC (snap-action), M12 connector (1-conduit)
D4N-9225 | 18970 | 170172 | Limit switch, Roller lever (metal lever, metal roller), 2NC (snap-action), 2NC (snap-action), M12 connector (1-conduit)
D4N-9226 | 28400 | 170697 | Limit switch, Roller lever (metal lever, bearing roller), 2NC (snap-action), 2NC (snap-action), M12 connector (1-conduit)
D4N-922G | 18970 | 170209 | Limit switch, Adjustable roller lever, form lock (metal lever, resin roller), 2NC (snap-action), 2NC (snap-action), M12 connector (1-conduit)
D4N-922H | 18990 | 170216 | Limit switch, Adjustable roller lever, form lock (metal lever, rubber roller), 2NC (snap-action), 2NC (snap-action), M12 connector (1-conduit)
D4N-9231 | 15830 | 170177 | Limit switch, Top plunger, 2NC (snap-action), 2NC (snap-action), M12 connector (1-conduit)
D4N-9232 | 15830 | 170185 | Limit switch, Top roller plunger, 2NC (snap-action), 2NC (snap-action), M12 connector (1-conduit)
D4N-9262 | 15830 | 170193 | Limit switch, One-way roller arm lever (horizontal), 2NC (snap-action), 2NC (snap-action), M12 connector (1-conduit)
D4N-9272 | 16610 | 170201 | Limit switch, One-way roller arm lever (vertical), 2NC (snap-action), 2NC (snap-action), M12 connector (1-conduit)
D4N-9A20 | 18960 | 170221 | Safety Limit switch, D4N, M12 connector (1 conduit), 1NC/1NO (slow-action), roller lever (resin lever, resin roller)
D4N-9A20R | 24610 | 170832 | Safety Limit switch, D4N, M12 connector (1 conduit), 1NC/1NO (slow-action), roller lever (resin lever, resin roller), , manual reset feature
D4N-9A22 | 20510 | 170229 | Limit switch, Roller lever (metal lever, resin roller), 1NC/1NO (slow-action), 1NC/1NO (slow-action), M12 connector (1-conduit)
D4N-9A25 | 18970 | 170237 | Limit switch, Roller lever (metal lever, metal roller), 1NC/1NO (slow-action), 1NC/1NO (slow-action), M12 connector (1-conduit)
D4N-9A26 | 28400 | 170702 | Limit switch, Roller lever (metal lever, bearing roller), 1NC/1NO (slow-action), 1NC/1NO (slow-action), M12 connector (1-conduit)
D4N-9A2G | 18970 | 170271 | Safety Limit switch, D4N, M12 connector (1 conduit), 1NC/1NO (slow-action), adjustable roller lever (metal lever, resin roller)
D4N-9A2GR | 24610 | 170877 | Limit switch, Adjustable roller lever, form lock (metal lever, resin roller), 1NC/1NO (slow-action), 1NC/1NO (slow-action), M12 connector (1-conduit), manual reset feature
D4N-9A2H | 18990 | 170278 | Safety Limit switch, D4N, M12 connector (1 conduit), 1NC/1NO (slow-action), adjustable roller lever (metal lever, rubber roller)
D4N-9A2HR | 26730 | 170886 | Safety Limit switch, D4N, M12 connector (1 conduit), 1NC/1NO (slow-action), adjustable roller lever (metal lever, rubber roller), , manual reset feature
D4N-9A31 | 15830 | 170241 | Safety Limit switch, D4N, M12 connector (1 conduit), 1NC/1NO (slow-action), top plunger
D4N-9A31R | 24610 | 170841 | Safety Limit switch, D4N, M12 connector (1 conduit), 1NC/1NO (slow-action), top plunger, , manual reset feature
D4N-9A32 | 15830 | 170247 | Safety Limit switch, D4N, M12 connector (1 conduit), 1NC/1NO (slow-action), top roller plunger
D4N-9A32R | 24610 | 170850 | Safety Limit switch, D4N, M12 connector (1 conduit), 1NC/1NO (slow-action), top roller plunger, , manual reset feature
D4N-9A62 | 17390 | 170255 | Safety Limit switch, D4N, M12 connector (1 conduit), 1NC/1NO (slow-action), one-way roller arm lever (horizontal)
D4N-9A62R | 24610 | 170859 | Limit switch, One-way roller arm lever (horizontal), 1NC/1NO (slow-action), 1NC/1NO (slow-action), M12 connector (1-conduit), manual reset feature
D4N-9A72 | 17390 | 170263 | Safety Limit switch, D4N, M12 connector (1 conduit), 1NC/1NO (slow-action), one-way roller arm lever (vertical)
D4N-9B20 | 18960 | 170285 | Safety Limit switch, D4N, M12 connector (1 conduit), 2NC/1NO (slow-action), roller lever (resin lever, resin roller)
D4N-9B20R | 24610 | 170895 | Limit switch, Roller lever (resin lever, resin roller), 2NC (slow-action), 2NC (slow-action), M12 connector (1-conduit), manual reset feature
D4N-9B22 | 20510 | 170293 | Limit switch, Roller lever (metal lever, resin roller), 2NC (slow-action), 2NC (slow-action), M12 connector (1-conduit)
D4N-9B25 | 18970 | 170300 | Limit switch, Roller lever (metal lever, metal roller), 2NC (slow-action), 2NC (slow-action), M12 connector (1-conduit)
D4N-9B2G | 18970 | 170337 | Safety Limit switch, D4N, M12 connector (1 conduit), 2NC/1NO (slow-action), adjustable roller lever (metal lever, resin roller)
D4N-9B2GR | 24610 | 170940 | Limit switch, Adjustable roller lever, form lock (metal lever, resin roller), 2NC (slow-action), 2NC (slow-action), M12 connector (1-conduit), manual reset feature
D4N-9B31 | 15830 | 170305 | Safety Limit switch, D4N, M12 connector (1 conduit), 2NC/1NO (slow-action), top plunger
D4N-9B31R | 24610 | 170904 | Limit switch, Top plunger, 2NC (slow-action), 2NC (slow-action), M12 connector (1-conduit), manual reset feature
D4N-9B32 | 15830 | 170313 | Safety Limit switch, D4N, M12 connector (1 conduit), 2NC/1NO (slow-action), top roller plunger
D4N-9B32R | 24610 | 170913 | Limit switch, Top roller plunger, 2NC (slow-action), 2NC (slow-action), M12 connector (1-conduit), manual reset feature
D4N-9B62 | 17390 | 170321 | Safety Limit switch, D4N, M12 connector (1 conduit), 2NC/1NO (slow-action), one-way roller arm lever (horizontal)
D4N-9B62R | 24610 | 170922 | Limit switch, One-way roller arm lever (horizontal), 2NC (slow-action), 2NC (slow-action), M12 connector (1-conduit), manual reset feature
D4N-9B72 | 17390 | 170329 | Safety Limit switch, D4N, M12 connector (1 conduit), 2NC/1NO (slow-action), one-way roller arm lever (vertical)
D4N-9E20 | 21350 | 170467 | Safety Limit switch, D4N, M12 connector (1 conduit), 1NC/1NO (MBB contact/slow-action), roller lever (resin lever, resin roller)
D4N-9E2G | 22120 | 170520 | Limit switch, Adjustable roller lever, form lock (metal lever, resin roller), 1NC/1NO (MBB contact-/-slow-action), 1NC/1NO (MBB contact-/-slow-action), M12 connector (1-conduit)
D4N-9E2H | 23690 | 170527 | Limit switch, Adjustable roller lever, form lock (metal lever, rubber roller), 1NC/1NO (MBB contact-/-slow-action), 1NC/1NO (MBB contact-/-slow-action), M12 connector (1-conduit)
D4N-9E32 | 19590 | 170496 | Safety Limit switch, D4N, M12 connector (1 conduit), 1NC/1NO (MBB contact/slow-action), top roller plunger
D4NH-1AAS | 22780 | 170730 | Safety door-hinge switch, Shaft Actuator, PG 13.5 Conduit, 1NC/1NO (slow-action)
D4NH-1ABC | 22780 | 170738 | Safety door-hinge switch, Arm lever actuator, PG 13.5 Conduit, 1NC/1NO (slow-action)
D4NH-1BAS | 20910 | 170746 | Safety door-hinge switch, Shaft Actuator, PG 13.5 Conduit, 2NC (slow-action)
D4NH-1BBC | 20910 | 170754 | Safety door-hinge switch, Arm lever actuator, PG 13.5 Conduit, 2NC (slow-action)
D4NH-1CAS | 24270 | 170762 | Safety door-hinge switch, Shaft Actuator, PG 13.5 Conduit, 2NC/1NO (slow-action)
D4NH-1CBC | 24270 | 170770 | Safety door-hinge switch, Arm lever actuator, PG 13.5 Conduit, 2NC/1NO (slow-action)
D4NH-1DAS | 24270 | 170778 | Safety door-hinge switch, Shaft Actuator, PG 13.5 Conduit, 3NC (slow-action)
D4NH-1DBC | 24270 | 170786 | Safety door-hinge switch, Arm lever actuator, PG 13.5 Conduit, 3NC (slow-action)
D4NH-1EAS | 22830 | 170794 | Safety door-hinge switch, Shaft Actuator, PG 13.5 Conduit, 1NC/1NO (MBB contact) (slow-action)
D4NH-1EBC | 22830 | 170803 | Safety door-hinge switch, Arm lever actuator, PG 13.5 Conduit, 1NC/1NO (MBB contact) (slow-action)
D4NH-1FAS | 24440 | 170812 | Safety door-hinge switch, Shaft Actuator, PG 13.5 Conduit, 2NC/1NO (MBB contact) (slow-action)
D4NH-1FBC | 24440 | 170820 | Safety door-hinge switch, Arm lever actuator, PG 13.5 Conduit, 2NC/1NO (MBB contact) (slow-action)
D4NH-2AAS | 21160 | 170726 | Safety door-hinge switch, Shaft Actuator, G1/2 Conduit, 1NC/1NO (slow-action)
D4NH-2ABC | 21160 | 170728 | Safety door-hinge switch, Arm lever actuator, G1/2 Conduit, 1NC/1NO (slow-action)
D4NH-2BAS | 21160 | 170727 | Safety door-hinge switch, Shaft Actuator, G1/2 Conduit, 2NC (slow-action)
D4NH-2BBC | 21160 | 170729 | Safety door-hinge switch, Arm lever actuator, G1/2 Conduit, 2NC (slow-action)
D4NH-2CAS | 24910 | 170763 | Safety door-hinge switch, Shaft Actuator, G1/2 Conduit, 2NC/1NO (slow-action)
D4NH-2CBC | 24910 | 170771 | Safety door-hinge switch, Arm lever actuator, G1/2 Conduit, 2NC/1NO (slow-action)
D4NH-2DAS | 24910 | 170779 | Safety door-hinge switch, Shaft Actuator, G1/2 Conduit, 3NC (slow-action)
D4NH-2DBC | 24910 | 170787 | Safety door-hinge switch, Arm lever actuator, G1/2 Conduit, 3NC (slow-action)
D4NH-2EAS | 23800 | 170795 | Safety door-hinge switch, Shaft Actuator, G1/2 Conduit, 1NC/1NO (MBB contact) (slow-action)
D4NH-2EBC | 23800 | 170804 | Safety door-hinge switch, Arm lever actuator, G1/2 Conduit, 1NC/1NO (MBB contact) (slow-action)
D4NH-2FAS | 25810 | 170813 | Safety door-hinge switch, Shaft Actuator, G1/2 Conduit, 2NC/1NO (MBB contact) (slow-action)
D4NH-2FBC | 25810 | 170821 | Safety door-hinge switch, Arm lever actuator, G1/2 Conduit, 2NC/1NO (MBB contact) (slow-action)
D4NH-4AAS | 20440 | 170732 | Safety Limit switch, D4NH, M20 (1 conduit), 1NC/1NO (slow-action), shaft actuator
D4NH-4ABC | 20440 | 170740 | Safety Limit switch, D4NH, M20 (1 conduit), 1NC/1NO (slow-action), arm lever actuator
D4NH-4BAS | 20440 | 170748 | Safety Limit switch, D4NH, M20 (1 conduit), 2NC (slow-action), shaft actuator
D4NH-4BBC | 20440 | 170756 | Safety door-hinge switch, Arm lever actuator, M20 (1 conduit), 2NC (slow-action)
D4NH-4CAS | 23810 | 170765 | Safety Limit switch, D4NH, M20 (1 conduit), 2NC/1NO (slow-action), shaft actuator
D4NH-4CBC | 23810 | 170773 | Safety Limit switch, D4NH, M20 (1 conduit), 2NC/1NO (slow-action), arm lever actuator
D4NH-4DAS | 23810 | 170781 | Safety Limit switch, D4NH, M20 (1 conduit), 3NC (slow-action), shaft actuator
D4NH-4DBC | 23810 | 170789 | Safety Limit switch, D4NH, M20 (1 conduit), 3NC (slow-action), arm lever actuator
D4NH-4EAS | 22370 | 170797 | Safety Limit switch, D4NH, M20 (1 conduit), 1NC/1NO (MBB contact/slow-action), shaft actuator
D4NH-4EBC | 22370 | 170806 | Safety Limit switch, D4NH, M20 (1 conduit), 1NC/1NO (MBB contact/slow-action), arm lever actuator
D4NH-4FAS | 23960 | 170815 | Safety Limit switch, D4NH, M20 (1 conduit), 2NC/1NO (MBB contact/slow-action), shaft actuator
D4NH-4FBC | 23960 | 170823 | Safety Limit switch, D4NH, M20 (1 conduit), 2NC/1NO (MBB contact/slow-action), arm lever actuator
D4NH-6AAS | 22560 | 170735 | Safety door-hinge switch, Shaft Actuator, G1/2 2 x Conduit, 1NC/1NO (slow-action)
D4NH-6ABC | 22560 | 170743 | Safety door-hinge switch, Arm lever actuator, G1/2 2 x Conduit, 1NC/1NO (slow-action)
D4NH-6BAS | 22560 | 170751 | Safety door-hinge switch, Shaft Actuator, G1/2 2 x Conduit, 2NC (slow-action)
D4NH-6BBC | 22560 | 170759 | Safety door-hinge switch, Arm lever actuator, G1/2 2 x Conduit, 2NC (slow-action)
D4NH-6CAS | 26430 | 170767 | Safety door-hinge switch, Shaft Actuator, G1/2 2 x Conduit, 2NC/1NO (slow-action)
D4NH-6CBC | 26430 | 170775 | Safety door-hinge switch, Arm lever actuator, G1/2 2 x Conduit, 2NC/1NO (slow-action)
D4NH-6DAS | 26430 | 170783 | Safety door-hinge switch, Shaft Actuator, G1/2 2 x Conduit, 3NC (slow-action)
D4NH-6DBC | 26430 | 170791 | Safety door-hinge switch, Arm lever actuator, G1/2 2 x Conduit, 3NC (slow-action)
D4NH-6EAS | 25320 | 170800 | Safety door-hinge switch, Shaft Actuator, G1/2 2 x Conduit, 1NC/1NO (MBB contact) (slow-action)
D4NH-6EBC | 25320 | 170809 | Safety door-hinge switch, Arm lever actuator, G1/2 2 x Conduit, 1NC/1NO (MBB contact) (slow-action)
D4NH-6FAS | 27480 | 170817 | Safety door-hinge switch, Shaft Actuator, G1/2 2 x Conduit, 2NC/1NO (MBB contact) (slow-action)
D4NH-6FBC | 27480 | 170825 | Safety door-hinge switch, Arm lever actuator, G1/2 2 x Conduit, 2NC/1NO (MBB contact) (slow-action)
D4NH-8ABC | 22500 | 170745 | Safety door-hinge switch, arm lever actuator, 2 x M20 conduit 1 NC/1 NO (slow-action)
D4NH-8BAS | 22500 | 170753 | Safety door-hinge switch, shaft actuator, 2 x M20 conduit 2 NC (slow-action)
D4NH-8BBC | 22500 | 170761 | Safety door-hinge switch, arm lever actuator, 2 x M20 conduit 2 NC (slow-action)
D4NH-8CAS | 25860 | 170769 | Safety door-hinge switch, Shaft Actuator, M20 2 x Conduit, 2NC/1NO (slow-action)
D4NH-8CBC | 25860 | 170777 | Safety door-hinge switch, Arm lever actuator, M20 2 x Conduit, 2NC/1NO (slow-action)
D4NH-8DAS | 25860 | 170785 | Safety door-hinge switch, Shaft Actuator, M20 2 x Conduit, 3NC (slow-action)
D4NH-8DBC | 25860 | 170793 | Safety door-hinge switch, Arm lever actuator, M20 2 x Conduit, 3NC (slow-action)
D4NH-8EAS | 24440 | 170802 | Safety door-hinge switch, Shaft Actuator, M20 2 x Conduit, 1NC/1NO (MBB contact) (slow-action)
D4NH-8EBC | 24440 | 170811 | Safety door-hinge switch, Arm lever actuator, M20 2 x Conduit, 1NC/1NO (MBB contact) (slow-action)
D4NH-8FAS | 26060 | 170819 | Safety door-hinge switch, Shaft Actuator, M20 2 x Conduit, 2NC/1NO (MBB contact) (slow-action)
D4NH-8FBC | 26060 | 170827 | Safety door-hinge switch, Arm lever actuator, M20 2 x Conduit, 2NC/1NO (MBB contact) (slow-action)
D4NH-9BBC | 32140 | 170757 | Safety Limit switch, D4NH, M12 connector (1 conduit), 2NC (slow-action), arm lever actuator
D4NL-1ADA-B | 75450 | 224189 | Safety door-lock switch, PG13.5 entry, 1NC/1NO + 1NC/1NO, metal head, mechanical lock, 24 VDC,
D4NL-1AFA-B | 75250 | 133792 | Safety door-lock switch, mechanical lock, 24 VDC, 1NC/1NO + 1NC/1NO, 10 A, PG 13.5 entry
D4NL-1AFA-B4 | 80050 | 151294 | Safety door-lock switch, PG13.5 entry, 1NC/1NO + 1NC/1NO, mechanical lock, 24 VDC,
D4NL-1AFB-B | 97750 | 133762 | Safety door-lock switch, PG13.5 entry, 1NC/1NO + 1NC/1NO, mechanical lock, 110 VAC
D4NL-1AFG-B | 75250 | 154667 | Safety door-lock switch, solenoid lock, 24 VDC, 1NC/1NO + 1NC/1NO, 10 A, PG 13.5 entry
D4NL-1AFG-B4 | 80050 | 133744 | Guard lock safety-door switch, D4NL, Special Release Key, Solenoid Lock/Mechanical Release, Pg13.5
D4NL-1AFH-B | 97750 | 133767 | Safety door-lock switch, PG13.5 entry, 1NC/1NO + 1NC/1NO, solenoid lock, 110 VAC,
D4NL-1BFA-B | 75250 | 133794 | Safety door-lock switch, mechanical lock, 24 VDC, 1NC/1NO + 2NC, 10 A, PG 13.5 entry
D4NL-1BFA-B4 | 80050 | 156875 | Guard lock safety-door switch, D4NL, Special Release Key, Mechanical Lock/Solenoid Release, Pg13.5
D4NL-1BFG-B | 75250 | 158073 | Guard lock safety-door switch, D4NL, Standard Release Key, Solenoid Lock/Mechanical Release, Pg13.5
D4NL-1BFG-B4 | 80050 | 133747 | Guard lock safety-door switch, D4NL, Special Release Key, Solenoid Lock/Mechanical Release, Pg13.5
D4NL-1CFA-B | 75250 | 133797 | Safety door-lock switch, mechanical lock, 24 VDC, 2NC + 1NC/1NO, 10 A, PG 13.5 entry
D4NL-1CFA-B4 | 80050 | 151295 | Safety door-lock switch, mechanical lock, 24 VDC, 2NC + 1NC/1NO, 10 A, PG 13.5 entry, special release key
D4NL-1CFB-B | 97750 | 133764
D4NL-1CFG-B | 75250 | 133813 | Safety door-lock switch, solenoid lock, 24 VDC, 2NC + 1NC/1NO, 10 A, PG 13.5 entry
D4NL-1CFG-B4 | 80050 | 133750 | Guard lock safety-door switch, D4NL, Special Release Key, Solenoid Lock/Mechanical Release, Pg13.5
D4NL-1CFH-B | 97750 | 133769
D4NL-1DFA-B | 75250 | 144779 | Safety door-lock switch, mechanical lock, 24 VDC, 2NC + 2NC, 10 A, PG 13.5 entry
D4NL-1DFA-B4 | 80050 | 133736 | Safety door-lock switch, PG13.5 entry, 2NC + 2NC, mechanical lock, 24 VDC,
D4NL-1DFA-B4S | 52300 | 357544 | Safety door-lock switch, PG13.5 entry, 2NC + 2NC, mechanical lock, 24 VDC, Front key release
D4NL-1DFA-BS | 78750 | 228865 | Safety door-lock switch, mechanical lock, 24 VDC, 2NC + 2NC, PG13.5 entry, Front key release
D4NL-1DFB-B | 100300 | 679868 | Safety door-lock switch, mechanical lock, 110 VAC, 2NC + 2NC, 10 A, PG 13.5 entry
D4NL-1DFG-B | 75250 | 133816 | Safety door-lock switch, solenoid lock, 24 VDC, 2NC + 2NC, PG13.5 entry, Front key release
D4NL-1DFG-B4 | 80050 | 133752 | Guard lock safety-door switch, D4NL, Special Release Key, Solenoid Lock/Mechanical Release, Pg13.5
D4NL-1EFA-B | 77650 | 133802 | Safety door-lock switch, PG13.5 entry, 2NC/1NO + 1NC/1NO, mechanical lock, 24 VDC
D4NL-1EFA-B4 | 82400 | 133737 | Guard lock safety-door switch, D4NL, Special Release Key, Mechanical Lock/Solenoid Release, Pg13.5
D4NL-1EFA-BS | 81250 | 334979 | Safety door-lock switch, PG13.5 entry, 2NC/1NO + 1NC/1NO, mechanical lock, 24 VDC, Front key release
D4NL-1EFG-B | 77650 | 133818 | Guard lock safety-door switch, D4NL, Standard Release Key, Solenoid Lock/Mechanical Release, Pg13.5
D4NL-1EFG-B4 | 82400 | 133754 | Guard lock safety-door switch, D4NL, Special Release Key, Solenoid Lock/Mechanical Release, Pg13.5
D4NL-1FFA-B | 77650 | 133804 | Guard lock safety-door switch, D4NL, Standard Release Key, Mechanical Lock/Solenoid Release, Pg13.5
D4NL-1FFA-B4 | 82400 | 133739 | Guard lock safety-door switch, D4NL, Special Release Key, Mechanical Lock/Solenoid Release, Pg13.5
D4NL-1FFB-B | 100100 | 133765
D4NL-1FFG-B | 77650 | 133821 | Guard lock safety-door switch, D4NL, Standard Release Key, Solenoid Lock/Mechanical Release, Pg13.5
D4NL-1FFG-B4 | 82400 | 133756 | Guard lock safety-door switch, D4NL, Special Release Key, Solenoid Lock/Mechanical Release, Pg13.5
D4NL-1FFH-B | 100100 | 133771
D4NL-1GFA-B | 77650 | 154665 | Safety door-lock switch Plastic, Pg 13.5 entry, 3NC + 1NC/1NO, mechanical lock, solenoid release, solenoid 24 VDC,
D4NL-1GFA-B4 | 82400 | 142530 | Safety door-lock switch, PG13.5 entry, 3NC + 1NC/NO, mechanical lock, 24 VDC solenoid, LED, Special key
D4NL-1GFG-B | 77650 | 133824 | Safety door-lock switch, PG13.5 entry, 3NC + 1NC/1NO, solenoid lock, 24 VDC,
D4NL-1GFG-B4 | 82400 | 133758 | Guard lock safety-door switch, D4NL, Special Release Key, Solenoid Lock/Mechanical Release, Pg13.5
D4NL-1HDG-B | 54800 | 363820 | Safety door-lock switch, PG13.5 entry, 3NC + 2NC, metal head, solenoid lock, 24 VDC,
D4NL-1HFA-B | 77650 | 133807 | Guard lock safety-door switch, D4NL, Standard Release Key, Mechanical Lock/Solenoid Release, Pg13.5
D4NL-1HFA-B4 | 82400 | 133743 | Guard lock safety-door switch, D4NL, Special Release Key, Mechanical Lock/Solenoid Release, Pg13.5
D4NL-1HFG-B | 77650 | 133826 | Safety door-lock switch, PG13.5 entry, 3NC + 2NC, solenoid lock, 24 VDC
D4NL-1HFG-B4 | 82400 | 133760 | Safety door-lock switch, PG13.5 entry, 3NC + 2NC, solenoid lock, 24 VDC,
D4NL-2AFA-B | 79650 | 104486 | Safety door-lock switch, G1/2 entry, 1NC/1NO + 1NC/1NO, mechanical lock, Plastic head, 24 VDC,
D4NL-2AFA-B4 | 83300 | 133732 | Safety door-lock switch, mechanical lock, 24 VDC, 1NC/1NO + 1NC/1NO, G1/2 entry
D4NL-2AFG-B | 78500 | 105913 | Safety door-lock switch, G1/2 entry, 1NC/1NO + 1NC/1NO, solenoid lock, 24 VDC
D4NL-2AFG-B4 | 83300 | 133745 | Safety door-lock switch, G1/2 entry, 1NC/1NO + 1NC/1NO, solenoid lock, 24 VDC, special release key
D4NL-2AFH-B | 93450 | 380843 | D4NL, G1/2, 1NC/1NO + 1NC/NO, four mounting directions possible, plastic, 110 VAC solenoiud lock/mechanical release, 10 to 115 VAC/VDC
D4NL-2BFA-B | 78500 | 133795 | Safety door-lock switch, mechanical lock, 24 VDC, 1NC/1NO + 2NC, G1/2 entry
D4NL-2BFA-B4 | 83300 | 133733 | Guard lock safety-door switch, D4NL, Special Release Key, Mechanical Lock/Solenoid Release, G1/2
D4NL-2BFG-B | 78500 | 133811 | Guard lock safety-door switch, D4NL, Standard Release Key, Solenoid Lock/Mechanical Release, G1/2
D4NL-2BFG-B4 | 83300 | 133748 | Guard lock safety-door switch, D4NL, Special Release Key, Solenoid Lock/Mechanical Release, G1/2
D4NL-2CFA-B | 78500 | 133798 | Safety door-lock switch, G1/2 entry, 2NC + 1NC/1NO, mechanical lock, 24 VDC,
D4NL-2CFA-B4 | 83300 | 133735 | Safety door-lock switch, G1/2 entry, 2NC + 1NC/1NO, mechanical lock, 24 VDC, special release key
D4NL-2CFG-B | 78500 | 133814 | Safety door-lock switch, solenoid lock, 24 VDC, 2NC + 1NC/1NO, 10 A G1/2 entry
D4NL-2CFG-B4 | 83300 | 133751 | Guard lock safety-door switch, D4NL, Special Release Key, Solenoid Lock/Mechanical Release, G1/2
D4NL-2DFA-B | 78550 | 133800 | Safety door-lock switch, mechanical lock, 24 VDC, 2NC + 2NC, 10 A, G1/2 entry
D4NL-2DFA-B4 | 83300 | 145868 | Safety door-lock switch, mechanical lock, 24 VDC, 2NC + 2NC, G1/2 entry
D4NL-2DFG-B | 78500 | 133817 | Safety door-lock switch, mechanical lock, 24 VDC, 2NC + 2NC, G1/2 entry
D4NL-2DFG-B4 | 83300 | 158077 | Guard lock safety-door switch, D4NL, Special Release Key, Solenoid Lock/Mechanical Release, G1/2
D4NL-2EFA-B | 80900 | 154664 | Safety door-lock switch, G1/2 entry, 2NC/1NO + 1NC/1NO, mechanical lock, 24 VDC
D4NL-2EFA-B4 | 85700 | 155469 | Guard lock safety-door switch, D4NL, Special Release Key, Mechanical Lock/Solenoid Release, G1/2
D4NL-2EFG-B | 80900 | 133819 | Guard lock safety-door switch, D4NL, Standard Release Key, Solenoid Lock/Mechanical Release, G1/2
D4NL-2EFG-B4 | 85700 | 133755 | Guard lock safety-door switch, D4NL, Special Release Key, Solenoid Lock/Mechanical Release, G1/2
D4NL-2FDG-B | 74000 | 206395 | Safety door-lock switch, G1/2 entry, 2NC/1NO + 2NC, metal head, solenoid lock, 24 VDC,
D4NL-2FFA-B | 80900 | 133805 | Safety door-lock switch, G1/2 entry, 3NC + 2NC, mechanical lock, 24 VDC
D4NL-2FFA-B4 | 85700 | 133740 | Guard lock safety-door switch, D4NL, Special Release Key, Mechanical Lock/Solenoid Release, G1/2
D4NL-2FFA-B4S | 85400 | 353628 | Safety door-lock switch, G1/2 entry, 2NC/1NO + 2NC, mechanical lock, 24 VDC, Front key release
D4NL-2FFG-B | 80900 | 133822 | Safety door-lock switch, G1/2 entry, 2NC/1NO + 2NC, 24 VDC solenoid lock / mechanical release
D4NL-2FFG-B4 | 85700 | 156879 | Guard lock safety-door switch, D4NL, Special Release Key, Solenoid Lock/Mechanical Release, G1/2
D4NL-2GFA-B | 80900 | 149102 | Guard lock safety-door switch, D4NL, Standard Release Key, Mechanical Lock/Solenoid Release, G1/2
D4NL-2GFA-B4 | 85700 | 133742 | Guard lock safety-door switch, D4NL, Special Release Key, Mechanical Lock/Solenoid Release, G1/2
D4NL-2GFG-B | 80900 | 133825 | Safety door-lock switch, G1/2 entry, 3NC + 1NC/1NO, solenoid lock, 24 VDC,
D4NL-2GFG-B4 | 85700 | 133759 | Guard lock safety-door switch, D4NL, Special Release Key, Solenoid Lock/Mechanical Release, G1/2
D4NL-2HDA-B4 | 87700 | 331936 | Safety door-lock switch, G1/2 entry, 3NC + 2NC, metal head, mechanical lock, 24 VDC,
D4NL-2HFA-B | 80900 | 133808 | Guard lock safety-door switch, D4NL, G1/2 entry, 3NC + 2NC (slow-action), mechanical lock/24-VDC solenoid release, 10 to 115 VAC/VDC LED indicator
D4NL-2HFA-B4 | 85700 | 142531 | Safety door-lock switch Plastic, G1/2 entry, 3NC + 2NC, mechanical lock, solenoid release, solenoid 24 VDC, special key release
D4NL-2HFG-B | 80900 | 155468 | Safety door-lock switch, G1/2 entry, 3NC + 2NC, solenoid lock, 24 VDC
D4NL-2HFG-B4 | 85700 | 133761 | Guard lock safety-door switch, D4NL, Special Release Key, Solenoid Lock/Mechanical Release, G1/2
D4NL-4ADA-B | 85750 | 236029 | Safety door switch
D4NL-4AFA-B | 73750 | 133793 | Guard lock safety-door switch, D4NL, M20, 1NC/1NO + 1NC/1NO (slow-action), head: plastic, mechanical lock/24-VDC solenoid release, 10 to 115 VAC/VDC LED indicator
D4NL-4AFA-B4 | 78550 | 105914 | Safety door-lock switch, M20 entry, 1NC/1NO + 1NC/1NO, mechanical lock, 24 VDC,
D4NL-4AFA-B4S | 79950 | 323396 | Safety door-lock switch, M20 entry, 1NC/1NO + 1NC/1NO, mechanical lock, 24 VDC, Front key release
D4NL-4AFA-BS | 78750 | 264061 | Safety door-lock switch, M20 entry, 1NC/1NO + 1NC/1NO, mechanical lock, 24 VDC, Front key release
D4NL-4AFB-B | 96100 | 133763 | Guard lock safety-door switch, D4NL, M20, 1NC/1NO + 1NC/1NO (slow-action), head: plastic, mechanical lock/110 VAC solenoid release, 10 to 115 VAC/VDC LED indicator
D4NL-4AFG-B | 73750 | 133810 | Guard lock safety-door switch, D4NL, M20, 1NC/1NO + 1NC/1NO (slow-action), head: plastic, 24-VDC solenoid lock/mechanical release, 10 to 115 VAC/VDC LED indicator
D4NL-4AFG-B4 | 78550 | 133746 | Guard lock safety-door switch, D4NL, Special Release Key, Solenoid Lock/Mechanical Release, M20
D4NL-4AFG-BS | 81550 | 393321 | Guard lock switch, D4NL, M20, 1NC + 1NC (slow-action), head: plastic, 24-VDC solenoid lock/mechanical release, 10 to 115 VAC/VDC LED indicator, rkp: front
D4NL-4AFH-B | 96100 | 133768 | Safety door-lock switch, M20 entry, 1NC/1NO + 1NC/1NO, solenoid lock, 110 VAC,
D4NL-4BFA-B | 73750 | 133796 | Guard lock safety-door switch, D4NL, M20, 1NC/1NO + 2NC (slow-action), head: plastic, mechanical lock/24-VDC solenoid release, 10 to 115 VAC/VDC LED indicator
D4NL-4BFA-B4 | 78550 | 133734 | Guard lock safety-door switch, D4NL, Special Release Key, Mechanical Lock/Solenoid Release, M20
D4NL-4BFG-B | 73750 | 133812 | Guard lock safety-door switch, D4NL, M20, 1NC/1NO + 2NC (slow-action), head: plastic, 24-VDC solenoid lock/mechanical release, 10 to 115 VAC/VDC LED indicator
D4NL-4BFG-B4 | 78550 | 133749 | Guard lock safety-door switch, D4NL, Special Release Key, Solenoid Lock/Mechanical Release, M20
D4NL-4CFA-B | 73750 | 133799 | Guard locking switch, M20 (1-conduit), 2NC + 1NC/1NO (slow-action), head: plastic, mechanical lock/24-VDC solenoid release, 10 to 115 VAC/VDC LED indicator
D4NL-4CFA-B4 | 78550 | 158074 | Safety door-lock switch, M20 entry, 2NC + 1NC/1NO, mechanical lock, 24 VDC,
D4NL-4CFA-BS | 73750 | 336938 | Safety door-lock switch, M20 entry, 2NC + 1NC/1NO, mechanical lock, 24 VDC, Front key release
D4NL-4CFB-B | 96100 | 154490 | Safety door-lock switch, M20 entry, 2NC + 1NC/1NO, mechanical lock, 110 VAC,
D4NL-4CFG-B | 73750 | 133815 | Guard lock safety-door switch, D4NL, M20, 2NC + 1NC/1NO (slow-action), head: plastic, 24-VDC solenoid lock/mechanical release, 10 to 115 VAC/VDC LED indicator
D4NL-4CFG-B4 | 78550 | 144781 | Guard lock safety-door switch, D4NL, Special Release Key, Solenoid Lock/Mechanical Release, M20
D4NL-4CFH-B | 96100 | 133770
D4NL-4DDB-B | 77250 | 401395 | Guard lock safety-door switch, D4NL, M20, 2NC + 2NC (slow-action), head: metal, mechanical lock/110-VAC solenoid release, 10 to 115 VAC/VDC LED indicator
D4NL-4DFA-B | 73750 | 133801 | Guard lock safety-door switch, D4NL, M20, 2NC + 2NC (slow-action), head: plastic, mechanical lock/24-VDC solenoid release, 10 to 115 VAC/VDC LED indicator
D4NL-4DFA-B4 | 78550 | 145869 | Guard lock safety-door switch, D4NL, Special Release Key, Mechanical Lock/Solenoid Release, M20
D4NL-4DFA-B4S | 52300 | 357545 | Safety door-lock switch, M20 entry, 2NC + 2NC, mechanical lock, 24 VDC, Front key release
D4NL-4DFA-BS | 81550 | 392483 | D4NL switch, M20, 2NC + 2NC, Mechanical lock/24 VDC solenoid release, 10 to 115 VAC/VDC(orange LED indicator), release key position: front
D4NL-4DFA-BS-M12 | 59700 | 393064 | D4NL, 2NC + 2NC (slow-action), head: plastic, mechanical lock, 10 to 115 VAC/VDC LED indicator, release key position: front, M12 connector
D4NL-4DFB-B | 94300 | 183994
D4NL-4DFG-B | 73750 | 151293 | Guard lock safety-door switch, D4NL, M20, 2NC + 2NC (slow-action), head: plastic, 24-VDC solenoid lock/mechanical release, 10 to 115 VAC/VDC LED indicator
D4NL-4DFG-B4 | 78550 | 133753 | Guard lock safety-door switch, D4NL, Special Release Key, Solenoid Lock/Mechanical Release, M20
D4NL-4EFA-B | 76150 | 133803 | Guard lock safety-door switch, D4NL, M20, 2NC/1NO + 1NC/1NO (slow-action), head: plastic, mechanical lock/24-VDC solenoid release, 10 to 115 VAC/VDC LED indicator
D4NL-4EFA-B4 | 80950 | 133738 | Guard lock safety-door switch, D4NL, Special Release Key, Mechanical Lock/Solenoid Release, M20
D4NL-4EFA-BS | 34910 | 702748 | Guard lock safety-door switch, D4NL, M20, 2NC/1NO + 1NC/1NO (slow-action), head: plastic, mechanical lock/24-VDC solenoid release, 10 to 115 VAC/VDC LED indicator, front key
D4NL-4EFG-B | 76150 | 133820 | Guard lock safety-door switch, D4NL, M20, 2NC/1NO + 1NC/1NO (slow-action), head: plastic, 24-VDC solenoid lock/mechanical release, 10 to 115 VAC/VDC LED indicator
D4NL-4EFG-B4 | 80950 | 143729 | Guard lock safety-door switch, D4NL, Special Release Key, Solenoid Lock/Mechanical Release, M20
D4NL-4FFA-B | 76150 | 142528 | Guard lock safety-door switch, D4NL, M20, 2NC/1NO + 2NC (slow-action), head: plastic, mechanical lock/24-VDC solenoid release, 10 to 115 VAC/VDC LED indicator
D4NL-4FFA-B4 | 80950 | 133741 | Guard lock safety-door switch, D4NL, M20, 2NC/1NO + 2NC (slow-action), head: plastic, mechanical lock/24-VDC solenoid release, 10 to 115 VAC/VDC LED indicator, special release key on the bottom side
D4NL-4FFA-B4S | 81000 | 674883 | Guard lock safety-door switch, D4NL, M20, 2NC/1NO + 2NC (slow-action), head: plastic, mechanical lock/24-VDC solenoid release, 10 to 115 VAC/VDC LED indicator, special release key on the front side
D4NL-4FFB-B | 98550 | 133766 | Guard lock safety-door switch, D4NL, M20, 2NC + 1NO, head: plastic, mechanical lock / 110 VAC solenoid release, 10 to 115 VAC/VDC LED indicator, rkp: bottom
D4NL-4FFB-BS | 77250 | 401396 | Guard lock safety-door switch, D4NL, M20, 2NC + 1NO, head: plastic, mechanical lock/110-VAC solenoid release, 10 to 115 VAC/VDC LED indicator, rkp: front
D4NL-4FFG-B | 76150 | 133823 | Guard lock safety-door switch, D4NL, M20, 2NC/1NO + 2NC (slow-action), head: plastic, 24-VDC solenoid lock/mechanical release, 10 to 115 VAC/VDC LED indicator
D4NL-4FFG-B4 | 80950 | 133757 | Guard lock safety-door switch, D4NL, Special Release Key, Solenoid Lock/Mechanical Release, M20
D4NL-4FFH-B | 98550 | 103455
D4NL-4GDA-B4 | 88900 | 288126 | Safety door-lock switch, M20 entry, 3NC + 1NC/1NO, metal head, mechanical lock, 24 VDC,
D4NL-4GDG-B4 | 80950 | 674754 | Guard lock safety-door switch, D4NL, M20, 3NC + 1NC/1NO (slow-action), head: Metal, 24-VDC solenoid lock/mechanical release, 10 to 115 VAC/VDC, Special release key
D4NL-4GFA-B | 76150 | 133806 | Guard lock safety-door switch, D4NL, M20, 3NC + 1NC/1NO (slow-action), head: plastic, mechanical lock/24-VDC solenoid release, 10 to 115 VAC/VDC LED indicator
D4NL-4GFA-B4 | 80950 | 149107 | Guard lock safety-door switch, D4NL, M20, 3NC + 1NC/1NO (slow-action), head: plastic, mechanical lock/24-VDC solenoid release, 10 to 115 VAC/VDC LED indicator, special release key
D4NL-4GFG-B | 76150 | 103662 | Guard lock safety-door switch, D4NL, M20, 3NC + 1NC/1NO (slow-action), head: plastic, 24-VDC solenoid lock/mechanical release, 10 to 115 VAC/VDC LED indicator
D4NL-4GFG-B4 | 80950 | 144782 | Guard lock safety-door switch, D4NL, M20, 3NC + 1NC/1NO (slow-action), head: plastic, 24 VDC solenoid lock / mechanical release, 10 to 115 VAC/VDC LED indicator, special release key
D4NL-4HFA-B | 76150 | 133809 | Guard lock safety-door switch, D4NL, M20, 3NC + 2NC (slow-action), head: plastic, mechanical lock/24-VDC solenoid release, 10 to 115 VAC/VDC LED indicator
D4NL-4HFA-B4 | 80950 | 158076 | Guard lock safety-door switch, D4NL, Special Release Key, Mechanical Lock/Solenoid Release, M20
D4NL-4HFA-B4S | 81000 | 674884 | Guard lock safety-door switch, D4NL, M20, 3NC + 2NC (slow-action), head: plastic, mechanical lock/24-VDC solenoid release, 10 to 115 VAC/VDC LED indicator, special release key on the front side
D4NL-4HFA-BS | 81250 | 264060 | Safety door-lock switch, M20 entry, 3NC + 2NC, mechanical lock, 24 VDC, Front key release
D4NL-4HFG-B | 76150 | 133827 | Guard lock safety-door switch, D4NL, M20, 3NC + 2NC (slow-action), head: plastic, 24-VDC solenoid lock/mechanical release, 10 to 115 VAC/VDC LED indicator
D4NL-4HFG-B4 | 80950 | 104489 | Safety door-lock switch, M20 entry, 3NC + 2NC, solenoid lock, 24 VDC,
D4NL-RK | 4133 | 351663 | Special Release Key for D4NL switch
D4NS-1AF | 9950 | 163395 | Safety interlock switch, 1NC/1NO, 10 A, single PG 13.5 conduit
D4NS-1BF | 9950 | 163393 | Safety interlock switch, 2 NC, 10 A, 1 x PG13.5 conduit
D4NS-1CF | 11650 | 162281 | Safety interlock switch, 2NC+1NO, 10 A, single PG 13.5 conduit
D4NS-1DF | 11650 | 100324 | Safety interlock switch, 3NC, 10 A, single PG 13.5 conduit
D4NS-1EF | 10780 | 163695 | Safety interlock switch, 1NC/1NO, 10 A, PG13.5 conduit
D4NS-1FF | 12770 | 100288 | Safety interlock switch, 2NC/1NO (MBB), 10 A, single PG 13.5 conduit
D4NS-2AF | 11120 | 163779 | Safety interlock switch, 1NC/1NO, 10 A, single G1/2 conduit
D4NS-2BF | 11120 | 163692 | Safety interlock switch, 2NC, 10 A, single G1/2 conduit
D4NS-2CF | 12370 | 162586 | Safety interlock switch, 2NC/1NO, 10 A, single G1/2 conduit
D4NS-2DF | 12370 | 162290 | Safety interlock switch, 3NC, 10 A, single G1/2 conduit
D4NS-2EF | 11510 | 163384 | Safety interlock switch, 1NC/1NO (MBB), 10 A, single G1/2 conduit
D4NS-2FF | 13470 | 163036 | Safety interlock switch, 2NC/1NO (MBB), 10 A, single G1/2 conduit
D4NS-4AF | 10220 | 162578 | Safety interlock switch, D4NS, M20 (1-conduit), 1NC/1NO (slow-action)
D4NS-4BF | 10570 | 163778 | Safety interlock switch, M20 (1-conduit), 2NC (slow-action)
D4NS-4CF | 11850 | 163875 | Safety-door switch, Tongue operated, M20 (1-conduit), 2NC/1NO (slow-action)
D4NS-4DF | 11850 | 163560 | Safety-door switch, D4NS, M20 (1-conduit), 3NC (slow-action)
D4NS-4EF | 11040 | 163561 | Safety-door switch, D4NS, M20 (1-conduit), 1NC/1NO (MBB contact)
D4NS-4FF | 12910 | 163876 | Safety-door switch, D4NS, M20 (1-conduit), 2NC/1NO (MBB contact)
D4NS-5AF | 12830 | 163563 | Safety-door switch, PG13.5 (2-conduit), 1NC/NO (slow-action)
D4NS-5BF | 12830 | 162295 | Safety interlock switch, PG13.5 (2-conduit), 2NC (slow-action)
D4NS-6AF | 12830 | 100344 | Safety interlock switch, 2-Conduit, 1NC/1NO, G1/2
D4NS-6BF | 12830 | 163037 | Safety interlock switch, G1/2 (2-conduit), 2NC (slow-action)
D4NS-6CF | 14550 | 163871 | Safety interlock switch, 2-Conduit, 2NC/1NO, G1/2
D4NS-6DF | 14550 | 162296 | Safety interlock switch, 2-Conduit, 3NC, G1/2
D4NS-6EF | 13680 | 163873 | Safety interlock switch, 2-Conduit, 1NC/1NO, MBB Contacts, G1/2
D4NS-6FF | 15650 | 163114 | Safety interlock switch, 2-Conduit, 2NC/1NO, MBB Contacts, G1/2
D4NS-8AF | 12290 | 163394 | Safety interlock switch, 1NC/1NO, 10 A, 2x M20 conduit
D4NS-8BF | 12290 | 163693 | Safety interlock switch, 2 NC, 10 A, 2 x M20 conduit
D4NS-8CF | 13940 | 100390 | Safety interlock switch, 2 NC+1 NO, 10 A, 2 x M20 conduit
D4NS-8DF | 13940 | 163039 | Safety interlock switch, 3 NC, 10 A, 2 x M20 conduit
D4NS-8EF | 13110 | 163040 | Safety interlock switch, 2-Conduit, 1NC/1NO, MBB Contacts, M20
D4NS-8FF | 15020 | 163115 | Safety interlock switch, 2-Conduit, 2NC/1NO, MBB Contacts, M20
D4NS-9AF | 22610 | 163192 | Safety interlock switch, 1 NC/1 NO, 10 A, M12 connector
D4NS-9BF | 22610 | 163874 | Safety interlock switch, 2 NC, 10 A, M12 connector
D4NS-9EF | 22610 | 163562 | Safety interlock switch, 1 NC/1 NO, 10 A, M12 connector
D4NS-SK01 | 163200 | 168364 | Slide key, for D4NS 1-conduit type
D4NS-SK30 | 223000 | 227639 | Slide key with protective cover, for D4NS 1-conduit type, includes D4DS-K2
D4SL-CN1 | 8460 | 357559 | Guard lock safety-door switch accessory, D4SL-N, connector cable 1m
D4SL-CN10 | 34640 | 393318 | Guard lock safety-door switch accessory, D4SL-N, connector cable 10 m
D4SL-CN3 | 16490 | 357560 | Guard lock safety-door switch accessory, D4SL-N, connector cable 3m
D4SL-CN5 | 24550 | 357561 | Guard lock safety-door switch accessory, D4SL-N, connector cable 5m
D4SL-N2AFA-N | 78450 | 377199 | Guard lock safety-door switch, G1/2, 1NC/1NO + 1NC/1NO, head: resin, Mechanical lock/24VDC solenoid release, connector
D4SL-N2BFA | 60650 | 393671 | Door locking switch, D4SL-N, G1/2, 1NC/1NO + 2NC, head: resin, Mechanical lock/24VDC solenoid release
D4SL-N2CFG | 79450 | 672717 | Guard lock safety-door switch, D4SL-N, G1/2, 2NC + 1NC/1NO, head: resin, 24 VDC solenoid lock/mechanical release
D4SL-N2DFG | 81850 | 679263 | Guard lock safety door switch, G1/2 coduit, 2NC + 2NC, resin head, 24 VDC solenoid lock.
D4SL-N2FFA-D | 87950 | 680367 | Door locking switch, G1/2, 2NC/1NO + 2NC, head: resin, Mechanical lock / 24 VDC solenoid release, LED indicator,
D4SL-N2FFA-DN | 76100 | 680387 | Door locking switch, G1/2 conduit, 2NC/1NO + 2NC, head: resin, Mechanical lock / 24 VDC solenoid release, LED indicator, connector
D4SL-N2HFA-D | 74600 | 668182 | Guard lock safety door switch, G1/2 coduit, 3NC+2NC, resin head, solenoid release, indicator
D4SL-N2HFA-D4 | 74600 | 668180 | Guard lock safety door switch, G1/2 coduit, 3NC+2NC, resin head, solenoid release, indicator, special release key
D4SL-N2HFA-D4N | 74600 | 668181 | Guard lock safety door switch, G1/2 coduit, 3NC+2NC, resin head, solenoid release, indicator, special release key, connector
D4SL-N2HFA-DN | 74600 | 668183 | Guard lock safety door switch, G1/2 coduit, 3NC+2NC, resin head, solenoid release, indicator, connector
D4SL-N2NDA-D | 89350 | 373085 | Guard lock safety door switch, G1/2 conduit, 2NC/1NO + 2NC/1NO, metal head, solenoid release, terminal block
D4SL-N2NDA-DN | 43880 | 702797 | Guard lock safety door switch, G1/2 conduit, 2NC/1NO + 2NC/1NO, metal head, solenoid release, connector
D4SL-N2NFA-D | 89350 | 669102 | Guard lock safety door switch, G1/2 coduit, 2NC/1NO+2NC/1NO, resin, Mechanical lock/24VDC solenoid release, LED indicator
D4SL-N2NFA-D4 | 44870 | 702497 | Guard lock safety door switch, G1/2 coduit, 2NC/1NO+2NC/1NO, resin, Mechanical lock/24VDC solenoid release, LED indicator, special release key
D4SL-N2NFG-DN | 78450 | 372876 | Guard lock safety door switch, G1/2 coduit, 2NC/1NO+2NC/1NO, resin head, solenoid lock, connector
D4SL-N2PFG-D4N | 78450 | 378848 | Door locking switch, G1/2, 2NC/1NO +3NC, head: resin, 24VDC solenoid/mechanical release, 24VSC (orange LED indicator), special release key, connector
D4SL-N2RFG-DN | 79800 | 685624 | Guard lock safety door switch, G1/2 coduit, 3NC+3NC, resin head, solenoid lock, connector
D4SL-N3HFG-DN | 78450 | 374908 | Safety Switch
D4SL-N4AFA | 81100 | 367767 | Guard lock safety-door switch, D4SL-N, M20, 1NC/1NO + 1NC/1NO, head: resin, mechanical lock/24VDC solenoid release
D4SL-N4AFA-N | 98350 | 382531 | Guard lock safety-door switch, M20, 1NC/1NO + 1NC/1NO, head: resin, Mechanical lock/24VDC solenoid release, connector
D4SL-N4AFG | 81100 | 374819 | Guard lock safety-door switch, D4SL-N, M20, 1NC/1NO + 1NC/1NO, head: resin, 24VDC solenoid lock/mechanical release
D4SL-N4AFG-N | 78450 | 374820 | Guard lock safety-door switch, D4SL-N, M20, 1NC/1NO + 1NC/1NO, head: resin, 24VDC solenoid lock/mechanical release, connector type
D4SL-N4BFA | 81100 | 382544 | Guard lock safety-door switch, D4SL-N, M20, 1NC/1NO + 2NC, head: resin, Mechanical lock/24VDC solenoid release
D4SL-N4BFA-N | 78450 | 382545 | Guard lock safety-door switch, D4SL-N, M20, 1NC/1NO + 2NC, head: resin, Mechanical lock/24VDC solenoid release, connector
D4SL-N4BFG | 81100 | 382546 | Guard lock safety-door switch, D4SL-N, M20, 1NC/1NO + 2NC, head: resin, 24VDC solenoid lock/mechanical release
D4SL-N4BFG-N | 78450 | 382547 | Guard lock safety-door switch, D4SL-N, M20, 1NC/1NO + 2NC, head: resin, 24VDC solenoid lock/mechanical release, connector
D4SL-N4CFA | 81100 | 382548 | Guard lock safety-door switch, D4SL-N, M20, 2NC + 1NC/1NO, head: resin, Mechanical lock/24VDC solenoid release
D4SL-N4CFA-N | 78450 | 382549 | Guard lock safety-door switch, D4SL-N, M20, 2NC + 1NC/1NO, head: resin, Mechanical lock/24VDC solenoid release, connector
D4SL-N4CFG | 81100 | 377986 | Guard lock safety-door switch, D4SL-N, M20, 2NC + 1NC/1NO, head: resin, 24VDC solenoid lock/mechanical release
D4SL-N4CFG-N | 78450 | 382550 | Guard lock safety-door switch, D4SL-N, M20, 2NC + 1NC/1NO, head: resin, 24VDC solenoid lock/mechanical release, connector
D4SL-N4DFA | 81100 | 382551 | Guard lock safety-door switch, D4SL-N, M20, 2NC + 2NC, head: resin, Mechanical lock/24VDC solenoid release
D4SL-N4DFA-N | 78450 | 382660 | Guard lock safety-door switch, D4SL-N, M20, 2NC + 2NC, head: resin, Mechanical lock/24VDC solenoid release, connector
D4SL-N4DFG | 81100 | 377987 | Guard lock safety-door switch, D4SL-N, M20, 2NC + 2NC, head: resin, 24VDC solenoid lock/mechanical release
D4SL-N4DFG-N | 78450 | 382552 | Guard lock safety-door switch, D4SL-N, M20, 2NC + 2NC, head: resin, 24VDC solenoid lock/mechanical release, connector
D4SL-N4EDA-D | 89350 | 382632 | Door locking switch, M20, 2NC/1NO + 1NC/1NO, head: metal, Mechanical lock/24VDC solenoid release, LED indicator
D4SL-N4EDA-D4 | 89350 | 382633 | Door locking switch, M20, 2NC/1NO + 1NC/1NO, head: metal, Mechanical lock/24VDC solenoid release, LED indicator, special release key
D4SL-N4EDA-D4N | 83800 | 382634 | Door locking switch, M20, 2NC/1NO + 1NC/1NO, head: metal, Mechanical lock/24VDC solenoid release, LED indicator, special release key, connector
D4SL-N4EDA-DN | 83800 | 382635 | Door locking switch, M20, 2NC/1NO + 1NC/1NO, head: metal, Mechanical lock/24VDC solenoid release, LED indicator, connector
D4SL-N4EDG-D | 89350 | 382636 | Door locking switch, M20, 2NC/1NO + 1NC/1NO, head: metal, 24VDC solenoid lock/mechanical release, LED indicator
D4SL-N4EDG-D4 | 89350 | 382637 | Door locking switch, M20, 2NC/1NO + 1NC/1NO, head: metal, 24VDC solenoid lock/mechanical release, LED indicator, special release key
D4SL-N4EDG-D4N | 83800 | 382638 | Door locking switch, M20, 2NC/1NO + 1NC/1NO, head: metal, 24VDC solenoid lock/mechanical release, LED indicator, special release key, connector
D4SL-N4EDG-DN | 83800 | 382639 | Door locking switch, M20, 2NC/1NO + 1NC/1NO, head: metal, 24VDC solenoid lock/mechanical release, LED indicator, connector
D4SL-N4EFA-D | 83800 | 382663 | Guard lock safety-door switch, D4SL-N, M20, 2NC/1NO + 1NC/1NO, head: resin, Mechanical lock/24VDC solenoid release, LED indicator
D4SL-N4EFA-D4 | 83800 | 382665 | Door locking switch, M20, 2NC/1NO + 1NC/1NO, head: resin, Mechanical lock/24VDC solenoid release, LED indicator, special release key
D4SL-N4EFA-D4N | 78450 | 382554 | Door locking switch, M20, 2NC/1NO + 1NC/1NO, head: resin, Mechanical lock/24VDC solenoid release, LED indicator, special release key, connector
D4SL-N4EFA-DN | 78450 | 382553 | Door locking switch, M20, 2NC/1NO + 1NC/1NO, head: resin, Mechanical lock/24VDC solenoid release, LED indicator, connector
D4SL-N4EFG-D | 83800 | 382555 | Guard lock safety-door switch, D4SL-N, M20, 2NC/1NO + 1NC/1NO, head: resin, 24VDC solenoid lock/mechanical release, LED indicator
D4SL-N4EFG-D4 | 83800 | 382557 | Door locking switch, M20, 2NC/1NO + 1NC/1NO, head: resin, 24VDC solenoid lock/mechanical release, LED indicator, special release key
D4SL-N4EFG-D4N | 78450 | 382558 | Door locking switch, M20, 2NC/1NO + 1NC/1NO, head: resin, 24VDC solenoid lock/mechanical release, LED indicator, special release key, connector
D4SL-N4EFG-DN | 78450 | 382556 | Door locking switch, M20, 2NC/1NO + 1NC/1NO, head: resin, 24VDC solenoid lock/mechanical release, LED indicator, connector
D4SL-N4FDA-D | 89350 | 382640 | Door locking switch, M20, 2NC/1NO + 2NC, head: metal, Mechanical lock/24VDC solenoid release, LED indicator
D4SL-N4FDA-D4 | 89350 | 382641 | Door locking switch, M20, 2NC/1NO + 2NC, head: metal, Mechanical lock/24VDC solenoid release, LED indicator, special release key
D4SL-N4FDA-D4N | 83800 | 382642 | Door locking switch, M20, 2NC/1NO + 2NC, head: metal, Mechanical lock/24VDC solenoid release, LED indicator, special release key, connector
D4SL-N4FDA-DN | 83800 | 382643 | Door locking switch, M20, 2NC/1NO + 2NC, head: metal, Mechanical lock/24VDC solenoid release, LED indicator, connector
D4SL-N4FDG-D | 89350 | 382644 | Door locking switch, M20, 2NC/1NO + 2NC, head: metal, 24VDC solenoid lock/mechanical release, LED indicator
D4SL-N4FDG-D4 | 89350 | 382645 | Door locking switch, M20, 2NC/1NO + 2NC, head: metal, 24VDC solenoid lock/mechanical release, LED indicator, special release key
D4SL-N4FDG-D4N | 83800 | 382646 | Door locking switch, M20, 2NC/1NO + 2NC, head: metal, 24VDC solenoid lock/mechanical release, LED indicator, special release key, connector
D4SL-N4FDG-DN | 83800 | 382543 | Door locking switch, M20, 2NC/1NO + 2NC, head: metal, 24VDC solenoid lock/mechanical release, LED indicator, connector
D4SL-N4FFA-D | 83800 | 382664 | Guard lock safety-door switch, D4SL-N, M20, 2NC/1NO + 2NC, head: resin, Mechanical lock/24VDC solenoid release, LED indicator
D4SL-N4FFA-D4 | 83800 | 382560 | Door locking switch, M20, 2NC/1NO + 2NC, head: resin, Mechanical lock/24VDC solenoid release, LED indicator, special release key
D4SL-N4FFA-D4N | 78450 | 382561 | Door locking switch, M20, 2NC/1NO + 2NC, head: resin, Mechanical lock/24VDC solenoid release, LED indicator, special release key, connector
D4SL-N4FFA-DN | 78450 | 382559 | Door locking switch, M20, 2NC/1NO + 2NC, head: resin, Mechanical lock/24VDC solenoid release, LED indicator, connector
D4SL-N4FFG-D | 83800 | 382562 | Guard lock safety-door switch, D4SL-N, M20, 2NC/1NO + 2NC, head: resin, 24VDC solenoid lock/mechanical release, LED indicator
D4SL-N4FFG-D4 | 83800 | 382564 | Door locking switch, M20, 2NC/1NO + 2NC, head: resin, 24VDC solenoid lock/mechanical release, LED indicator, special release key
D4SL-N4FFG-D4N | 78450 | 382565 | Door locking switch, M20, 2NC/1NO + 2NC, head: resin, 24VDC solenoid lock/mechanical release, LED indicator, special release key, connector
D4SL-N4FFG-DN | 78450 | 382563 | Door locking switch, M20, 2NC/1NO + 2NC, head: resin, 24VDC solenoid lock/mechanical release, LED indicator, connector
D4SL-N4GDA-D | 89350 | 382647 | Door locking switch, M20, 3NC + 1NC/1NO, head: metal, Mechanical lock/24VDC solenoid release, LED indicator
D4SL-N4GDA-D4 | 89350 | 382648 | Door locking switch, M20, 3NC + 1NC/1NO, head: metal, Mechanical lock/24VDC solenoid release, LED indicator, special release key
D4SL-N4GDA-D4N | 83800 | 382649 | Door locking switch, M20, 3NC + 1NC/1NO, head: metal, Mechanical lock/24VDC solenoid release, LED indicator, special release key, connector
D4SL-N4GDA-DN | 83800 | 382650 | Door locking switch, M20, 3NC + 1NC/1NO, head: metal, Mechanical lock/24VDC solenoid release, LED indicator, connector
D4SL-N4GDG-D | 89350 | 377991 | Door locking switch, M20, 3NC + 1NC/1NO, head: metal, 24VDC solenoid lock/mechanical release, LED indicator
D4SL-N4GDG-D4 | 89350 | 382651 | Door locking switch, M20, 3NC + 1NC/1NO, head: metal, 24VDC solenoid lock/mechanical release, LED indicator, special release key
D4SL-N4GDG-D4N | 83800 | 382652 | Door locking switch, M20, 3NC + 1NC/1NO, head: metal, 24VDC solenoid lock/mechanical release, LED indicator, special release key, connector
D4SL-N4GDG-DN | 83800 | 382631 | Door locking switch, M20, 3NC + 1NC/1NO, head: metal, 24VDC solenoid lock/mechanical release, LED indicator, connector
D4SL-N4GFA-D | 83800 | 382661 | Guard lock safety-door switch, D4SL-N, M20, 3NC + 1NC/1NO, head: resin, Mechanical lock/24VDC solenoid release, LED indicator
D4SL-N4GFA-D4 | 83800 | 382567 | Door locking switch, M20, 3NC + 1NC/1NO, head: resin, Mechanical lock/24VDC solenoid release, LED indicator, special release key
D4SL-N4GFA-D4N | 78450 | 382568 | Door locking switch, M20, 3NC + 1NC/1NO, head: resin, Mechanical lock/24VDC solenoid release, LED indicator, special release key, connector
D4SL-N4GFA-DN | 78450 | 382566 | Door locking switch, M20, 3NC + 1NC/1NO, head: resin, Mechanical lock/24VDC solenoid release, LED indicator, connector
D4SL-N4GFG-D | 83800 | 382569 | Guard lock safety-door switch, D4SL-N, M20, 3NC + 1NC/1NO, head: resin, 24VDC solenoid lock/mechanical release, LED indicator
D4SL-N4GFG-D4 | 83800 | 382571 | Door locking switch, M20, 3NC + 1NC/1NO, head: resin, 24VDC solenoid lock/mechanical release, LED indicator, special release key
D4SL-N4GFG-D4N | 78450 | 382572 | Door locking switch, M20, 3NC + 1NC/1NO, head: resin, 24VDC solenoid lock/mechanical release, LED indicator, special release key, connector
D4SL-N4GFG-DN | 78450 | 382570 | Door locking switch, M20, 3NC + 1NC/1NO, head: resin, 24VDC solenoid lock/mechanical release, LED indicator, connector
D4SL-N4HDA-D | 89350 | 382653 | Door locking switch, M20, 3NC + 2NC, head: metal, Mechanical lock/24VDC solenoid release, LED indicator
D4SL-N4HDA-D4 | 89350 | 382654 | Door locking switch, M20, 3NC + 2NC, head: metal, Mechanical lock/24VDC solenoid release, LED indicator, special release key
D4SL-N4HDA-D4N | 83800 | 382655 | Door locking switch, M20, 3NC + 2NC, head: metal, Mechanical lock/24VDC solenoid release, LED indicator, special release key, connector
D4SL-N4HDA-DN | 83800 | 382656 | Door locking switch, M20, 3NC + 2NC, head: metal, Mechanical lock/24VDC solenoid release, LED indicator, connector
D4SL-N4HDG-D | 89350 | 377992 | Door locking switch, M20, 3NC+ 2NC, head: metal, 24VDC solenoid lock/mechanical release, LED indicator
D4SL-N4HDG-D4 | 89350 | 382657 | Door locking switch, M20, 3NC + 2NC, head: metal, 24VDC solenoid lock/mechanical release, LED indicator, special release key
D4SL-N4HDG-D4N | 83800 | 382658 | Door locking switch, M20, 3NC + 2NC, head: metal, 24VDC solenoid lock/mechanical release, LED indicator, special release key, connector
D4SL-N4HDG-DN | 83800 | 382659 | Door locking switch, M20, 3NC + 2NC, head: metal, 24VDC solenoid lock/mechanical release, LED indicator, connector
D4SL-N4HFA-D | 83800 | 382573 | Guard lock safety-door switch, D4SL-N, M20, 3NC + 2NC, head: resin, Mechanical lock/24VDC solenoid release, LED indicator
D4SL-N4HFA-D4 | 83800 | 382575 | Door locking switch, M20, 3NC + 2NC, head: resin, Mechanical lock/24VDC solenoid release, LED indicator, special release key
D4SL-N4HFA-D4N | 78450 | 382576 | Door locking switch, M20, 3NC + 2NC, head: resin, Mechanical lock/24VDC solenoid release, LED indicator, special release key, connector
D4SL-N4HFA-DN | 78450 | 382574 | Door locking switch, M20, 3NC + 2NC, head: resin, Mechanical lock/24VDC solenoid release, LED indicator, connector
D4SL-N4HFG-D | 83800 | 382577 | Guard lock safety-door switch, D4SL-N, M20, 3NC + 2NC, head: resin, 24VDC solenoid lock/mechanical release, LED indicator
D4SL-N4HFG-D4 | 83800 | 382579 | Door locking switch, M20, 3NC + 2NC, head: resin, 24VDC solenoid lock/mechanical release, LED indicator, special release key
D4SL-N4HFG-D4N | 78450 | 382580 | Door locking switch, M20, 3NC + 2NC, head: resin, 24VDC solenoid lock/mechanical release, LED indicator, special release key, connector
D4SL-N4HFG-DN | 78450 | 382578 | Door locking switch, M20, 3NC + 2NC, head: resin, 24VDC solenoid lock/mechanical release, LED indicator, connector
D4SL-N4NDA-D | 89350 | 373889 | Guard lock safety door switch, M20 coduit, 2NC/1NO+2NC/1NO, metal head, solenoid release, terminal block
D4SL-N4NDA-D4 | 89350 | 382611 | Door locking switch, M20, 2NC/1NO + 2NC/1NO, head: metal, Mechanical lock/24VDC solenoid release, LED indicator, special release key
D4SL-N4NDA-D4N | 83800 | 382662 | Door locking switch, M20, 2NC/1NO + 2NC/1NO, head: metal, Mechanical lock/24VDC solenoid release, LED indicator, special release key, connector
D4SL-N4NDA-DN | 83800 | 373892 | Guard lock safety door switch, M20 coduit, 2NC/1NO+2NC/1NO, metal head, solenoid release, connector
D4SL-N4NDG-D | 89350 | 373890 | Guard lock safety door switch, M20 coduit, 2NC/1NO+2NC/1NO, metal head, solenoid lock, terminal block
D4SL-N4NDG-D4 | 89350 | 382612 | Door locking switch, M20, 2NC/1NO + 2NC/1NO, head: metal, 24VDC solenoid lock/mechanical release, LED indicator, special release key
D4SL-N4NDG-D4N | 83800 | 382613 | Door locking switch, M20, 2NC/1NO + 2NC/1NO, head: metal, 24VDC solenoid lock/mechanical release, LED indicator, special release key, connector
D4SL-N4NDG-DN | 83800 | 373891 | Guard lock safety door switch, M20 coduit, 2NC/1NO+2NC/1NO, metal head, solenoid lock, connector
D4SL-N4NFA-D | 83800 | 371536 | Guard lock safety-door switch, D4SL-N, M20, 2NC/1NO + 2NC/1NO, head: resin, mechanical lock/24VDC solenoid release, 24VDC (LED indicator)
D4SL-N4NFA-D4 | 83800 | 382582 | Door locking switch, M20, 2NC/1NO + 2NC/1NO, head: resin, Mechanical lock/24VDC solenoid release, LED indicator, special release key
D4SL-N4NFA-D4N | 78450 | 382583 | Door locking switch, M20, 2NC/1NO + 2NC/1NO, head: resin, Mechanical lock/24VDC solenoid release, LED indicator, special release key, connector
D4SL-N4NFA-DN | 78450 | 382581 | Guard lock safety-door switch, D4SL-N, M20, 2NC/1NO + 2NC/1NO, head: resin, Mechanical lock/24VDC solenoid release, LED indicator, connector
D4SL-N4NFG-D | 83800 | 382584 | Guard lock safety-door switch, D4SL-N, M20, 2NC/1NO + 2NC/1NO, head: resin, 24VDC solenoid lock/mechanical release, LED indicator
D4SL-N4NFG-D4 | 83800 | 382586 | Door locking switch, M20, 2NC/1NO + 2NC/1NO, head: resin, 24VDC solenoid lock/mechanical release, LED indicator, special release key
D4SL-N4NFG-D4N | 78450 | 382587 | Door locking switch, M20, 2NC/1NO + 2NC/1NO, head: resin, 24VDC solenoid lock/mechanical release, LED indicator, special release key, connector
D4SL-N4NFG-DN | 78450 | 382585 | Guard lock safety-door switch, D4SL-N, M20, 2NC/1NO + 2NC/1NO, head: resin, 24VDC solenoid lock/mechanical release, LED indicator, connector
D4SL-N4PDA-D | 89350 | 382614 | Door locking switch, M20, 2NC/1NO + 3NC, head: metal, Mechanical lock/24VDC solenoid release, LED indicator
D4SL-N4PDA-D4 | 89350 | 382616 | Door locking switch, M20, 2NC/1NO + 3NC, head: metal, Mechanical lock/24VDC solenoid release, LED indicator, special release key
D4SL-N4PDA-D4N | 83800 | 382617 | Door locking switch, M20, 2NC/1NO + 3NC, head: metal, Mechanical lock/24VDC solenoid release, LED indicator, special release key, connector
D4SL-N4PDA-DN | 83800 | 382615 | Door locking switch, M20, 2NC/1NO + 3NC, head: metal, Mechanical lock/24VDC solenoid release, LED indicator, connector
D4SL-N4PDG-D | 89350 | 382618 | Door locking switch, M20, 2NC/1NO + 3NC, head: metal, 24VDC solenoid lock/mechanical release, LED indicator
D4SL-N4PDG-D4 | 89350 | 382620 | Door locking switch, M20, 2NC/1NO + 3NC, head: metal, 24VDC solenoid lock/mechanical release, LED indicator, special release key
D4SL-N4PDG-D4N | 83800 | 382621 | Door locking switch, M20, 2NC/1NO + 3NC, head: metal, 24VDC solenoid lock/mechanical release, LED indicator, special release key, connector
D4SL-N4PDG-DN | 83800 | 382619 | Door locking switch, M20, 2NC/1NO + 3NC, head: metal, 24VDC solenoid lock/mechanical release, LED indicator, connector
D4SL-N4PFA-D | 83800 | 382588 | Guard lock safety-door switch, D4SL-N, M20, 2NC/1NO + 3NC, head: resin, Mechanical lock/24VDC solenoid release, LED indicator
D4SL-N4PFA-D4 | 83800 | 382590 | Door locking switch, M20, 2NC/1NO + 3NC, head: resin, Mechanical lock/24VDC solenoid release, LED indicator, special release key
D4SL-N4PFA-D4N | 78450 | 382591 | Door locking switch, M20, 2NC/1NO + 3NC, head: resin, Mechanical lock/24VDC solenoid release, LED indicator, special release key, connector
D4SL-N4PFA-DN | 78450 | 382589 | Guard lock safety-door switch, D4SL-N, M20, 2NC/1NO + 3NC, head: resin, Mechanical lock/24VDC solenoid release, LED indicator, connector
D4SL-N4PFG-D | 83800 | 382592 | Guard lock safety-door switch, D4SL-N, M20, 2NC/1NO + 3NC, head: resin, 24VDC solenoid lock/mechanical release, LED indicator
D4SL-N4PFG-D4 | 83800 | 382594 | Door locking switch, M20, 2NC/1NO + 3NC, head: resin, 24VDC solenoid lock/mechanical release, LED indicator, special release key
D4SL-N4PFG-D4N | 78450 | 382595 | Door locking switch, M20, 2NC/1NO + 3NC, head: resin, 24VDC solenoid lock/mechanical release, LED indicator, special release key, connector
D4SL-N4PFG-DN | 78450 | 382593 | Guard lock safety-door switch, D4SL-N, M20, 2NC/1NO + 3NC, head: resin, 24VDC solenoid lock/mechanical release, LED indicator, connector
D4SL-N4QDA-D | 89350 | 382622 | Door locking switch, M20, 3NC + 2NC/1NO, head: metal, Mechanical lock/24VDC solenoid release, LED indicator
D4SL-N4QDA-D4 | 89350 | 382624 | Door locking switch, M20, 3NC + 2NC/1NO, head: metal, Mechanical lock/24VDC solenoid release, LED indicator, special release key
D4SL-N4QDA-D4N | 83800 | 382625 | Door locking switch, M20, 3NC + 2NC/1NO, head: metal, Mechanical lock/24VDC solenoid release, LED indicator, special release key, connector
D4SL-N4QDA-DN | 83800 | 382623 | Door locking switch, M20, 3NC + 2NC/1NO, head: metal, Mechanical lock/24VDC solenoid release, LED indicator, connector
D4SL-N4QDG-D | 89350 | 377988 | Door locking switch, M20, 3NC + 2NC/1NO head: metal, 24VDC solenoid lock/mechanical release, LED indicator
D4SL-N4QDG-D4 | 89350 | 382627 | Door locking switch, M20, 3NC + 2NC/1NO, head: metal, 24VDC solenoid lock/mechanical release, LED indicator, special release key
D4SL-N4QDG-D4N | 83800 | 382628 | Door locking switch, M20, 3NC + 2NC/1NO, head: metal, 24VDC solenoid lock/mechanical release, LED indicator, special release key, connector
D4SL-N4QDG-DN | 83800 | 382626 | Door locking switch, M20, 3NC + 2NC/1NO, head: metal, 24VDC solenoid lock/mechanical release, LED indicator, connector
D4SL-N4QFA-D | 83800 | 382596 | Guard lock safety-door switch, D4SL-N, M20, 3NC + 2NC/1NO, head: resin, Mechanical lock/24VDC solenoid release, LED indicator
D4SL-N4QFA-D4 | 83800 | 382598 | Door locking switch, M20, 3NC + 2NC/1NO, head: resin, Mechanical lock/24VDC solenoid release, LED indicator, special release key
D4SL-N4QFA-D4N | 78450 | 382599 | Door locking switch, M20, 3NC + 2NC/1NO, head: resin, Mechanical lock/24VDC solenoid release, LED indicator, special release key, connector
D4SL-N4QFA-DN | 78450 | 382597 | Guard lock safety-door switch, D4SL-N, M20, 3NC + 2NC/1NO, head: resin, Mechanical lock/24VDC solenoid release, LED indicator, connector
D4SL-N4QFG-D | 83800 | 382600 | Guard lock safety-door switch, D4SL-N, M20, 3NC + 2NC/1NO, head: resin, 24VDC solenoid lock/mechanical release, LED indicator
D4SL-N4QFG-D4 | 83800 | 382602 | Door locking switch, M20, 3NC + 2NC/1NO, head: resin, 24VDC solenoid lock/mechanical release, LED indicator, special release key
D4SL-N4QFG-D4N | 78450 | 382603 | Door locking switch, M20, 3NC + 2NC/1NO, head: resin, 24VDC solenoid lock/mechanical release, LED indicator, special release key, connector
D4SL-N4QFG-DN | 78450 | 382601 | Guard lock safety-door switch, D4SL-N, M20, 3NC + 2NC/1NO, head: resin, 24VDC solenoid lock/mechanical release, LED indicator, connector
D4SL-N4RDA-D | 89350 | 373886 | Guard lock safety door switch, M20 coduit, 3NC+3NC, metal head, solenoid release, terminal block
D4SL-N4RDA-D4 | 89350 | 382629 | Door locking switch, M20, 3NC + 3NC, head: metal, Mechanical lock/24VDC solenoid release, LED indicator, special release key
D4SL-N4RDA-D4N | 83800 | 382630 | Door locking switch, M20, 3NC + 3NC, head: metal, Mechanical lock/24VDC solenoid release, LED indicator, special release key, connector
D4SL-N4RDA-DN | 83800 | 367248 | Guard lock safety door switch, M20 coduit, 3NC+3NC, metal head, solenoid release, connector
D4SL-N4RDG-D | 89350 | 373887 | Guard lock safety door switch, M20 coduit, 3NC+3NC, metal head, solenoid lock, terminal block
D4SL-N4RDG-D4 | 89350 | 377989 | Door locking switch, M20, 3NC + 3NC, head: metal, 24VDC solenoid lock/mechanical release, LED indicator, special release key
D4SL-N4RDG-D4N | 83800 | 377990 | Door locking switch, M20, 3NC + 3NC, head: metal, 24VDC solenoid lock/mechanical release, LED indicator, special release key, connector
D4SL-N4RDG-DN | 83800 | 373888 | Guard lock safety door switch, M20 coduit, 3NC+3NC, metal head, solenoid lock, connector
D4SL-N4RFA-D | 83800 | 382604 | Guard lock safety-door switch, D4SL-N, M20, 3NC + 3NC, head: resin, Mechanical lock/24VDC solenoid release, LED indicator
D4SL-N4RFA-D4 | 83800 | 374064 | Guard lock safety-door switch
D4SL-N4RFA-D4N | 78450 | 382606 | Door locking switch, M20, 3NC + 3NC, head: resin, Mechanical lock/24VDC solenoid release, LED indicator, special release key, connector
D4SL-N4RFA-DN | 78450 | 382605 | Guard lock safety-door switch, D4SL-N, M20, 3NC + 3NC, head: resin, Mechanical lock/24VDC solenoid release, LED indicator, connector
D4SL-N4RFG-D | 83800 | 382607 | Guard lock safety-door switch, D4SL-N, M20, 3NC + 3NC, head: resin, 24VDC solenoid lock/mechanical release, LED indicator
D4SL-N4RFG-D4 | 83800 | 382609 | Door locking switch, M20, 3NC + 3NC, head: resin, 24VDC solenoid lock/mechanical release, LED indicator, special release key
D4SL-N4RFG-D4N | 78450 | 382610 | Door locking switch, M20, 3NC + 3NC, head: resin, 24VDC solenoid lock/mechanical release, LED indicator, special release key, connector
D4SL-N4RFG-DN | 78450 | 382608 | Guard lock safety-door switch, D4SL-N, M20, 3NC + 3NC, head: resin, 24VDC solenoid lock/mechanical release, LED indicator, connector
D4SL-N4SFA | 72000 | 659496 | Door locking switch, M20, 1NC/1NO + 1NC/1NO, head: resin, Mechanical lock/24VDC solenoid release, connector
D4SL-N4SFG | 77550 | 668896 | Guard lock safety-door switch, D4SL-N, M20, 1NC/1NO + 1NC/1NO, head: resin, 24VDC solenoid lock/mechanical release
D4SL-N4TDA-N | 72000 | 392699 | Door locking switch, M20, 1NC/1NO + 2NC, head: metal, Mechanical lock/24VDC solenoid release, connector
D4SL-N4TFG-N | 77100 | 416698 | Guard lock safety-door switch, D4SL-N, M20, 1NC/1NO + 2NC, head: resin, 24VDC solenoid lock/mechanical release, connector type
D4SL-N4UFA | 81550 | 395402 | Guard lock safety-door switch, D4SL-N, M20, 2NC + 1NC/1NO, head: resin, Mechanical lock/24VDC solenoid release
D4SL-N4UFA-N | 74600 | 668345 | Guard lock safety-door switch, D4SL-N, M20, 2NC + 1NC/1NO, head: resin, Mechanical lock/24VDC solenoid release, connector
D4SL-N4UFG | 77550 | 668412 | Guard lock safety-door switch, D4SL-N, M20, 2NC + 1NC/1NO, head: resin, 24 VDC solenoid lock/mechanical release
D4SL-N4VFA | 81550 | 395860 | Guard lock safety-door switch, D4SL-N, M20, 2NC + 2NC, head: resin, Mechanical lock / 24 VDC solenoid release
D4SL-N4VFA-N | 74600 | 668346 | Guard lock safety-door switch, D4SL-N, M20, 2NC + 2NC, head: resin, Mechanical lock/24VDC solenoid release, connector
D4SL-N4VFG | 77550 | 668495 | Guard lock safety-door switch, D4SL-N, M20, 2NC + 2NC, head: resin, 24 VDC solenoid lock/mechanical release
D4SL-N4VFG-N | 73300 | 699229 | Guard lock safety-door switch, D4SL-N, M20, 2NC + 2NC, head: resin, 24 VDC solenoid lock/mechanical release, Connector
D4SL-NK1 | 3627 | 373813 | Operation key for D4SL-N; horizontal mounting
D4SL-NK1G | 7260 | 373815 | Operation key for D4SL-N; horizontal mounting, cushion rubber
D4SL-NK1S | 3627 | 372695 | Operation key for D4SL-N; horizontal mounting, no cushion rubber (short type)
D4SL-NK2 | 3627 | 373814 | Operation key for D4SL-N; vertical mounting
D4SL-NK2G | 7260 | 373816 | Operation key for D4SL-N; vertical mounting, cushion rubber
D4SL-NK3 | 8380 | 367249 | Operation key for D4SL-N; adjustable mounting (horizontal)
D4SL-NK5 | 8965 | 412973 | Operation key for D4SL-N; adjustable (horizontal/vertical)
D4SL-NSK10-LK | 102900 | 373979 | D4SL-N slide/lockout key system, without inner lever
D4SL-NSK10-LK-09 | 110100 | 382309 | D4SL-N slide key with mounting plate, 3 door switch special mounting screws, D4SL-NK1 + 2 special mounting screws, 2 lockout keys 09, 1 lockout key strap
D4SL-NSK10-LK-10 | 110100 | 382310 | D4SL-N slide key with mounting plate, 3 door switch special mounting screws, D4SL-NK1 + 2 special mounting screws, 2 lockout keys 10, 1 lockout key strap
D4SL-NSK10-LK-11 | 110100 | 382311 | D4SL-N slide key with mounting plate, 3 door switch special mounting screws, D4SL-NK1 + 2 special mounting screws, 2 lockout keys 11, 1 lockout key strap
D4SL-NSK10-LK-12 | 110100 | 382312 | D4SL-N slide key with mounting plate, 3 door switch special mounting screws, D4SL-NK1 + 2 special mounting screws, 2 lockout keys 12, 1 lockout key strap
D4SL-NSK10-LK-13 | 110100 | 382313 | D4SL-N slide key with mounting plate, 3 door switch special mounting screws, D4SL-NK1 + 2 special mounting screws, 2 lockout keys 13, 1 lockout key strap
D4SL-NSK10-LKH | 105600 | 373978 | D4SLN slide/lockout key system, with inner lever
D4SL-SK10H | 25020 | 374846 | Inner lever for slide key D4SL-NSK10-LK
D4V-8104Z OMR | 45790 | 683979 | Limit switch, roller lever , DPDB, IP65
D4V-8108Z | 36460 | 668126 | Limit switch D4V, adjustable roller lever: R30 to 75 mm, DPDB, with ground terminal
D5A-1100 | 79150 | 105958 | Limit switch
D5A-1200 | 87500 | 133697 | Limit switch, High-precision Switch for Detecting Micron-unit Displacement, Pin plunger, IP40, pre-wired 1 m
D5A-2100 | 59500 | 145962 | Limit switch
D5A-2200 | 79150 | 142611 | Limit switch
D5A-3200 | 92600 | 133699 | Limit switch, high precision, pin plunger, M8, 0.49 N Operating force, SPST-NC, prewired 1 m
D5A-3210 | 123600 | 152524 | Limit switch, high precision, pin plunger, M8, 0.49 N Operating force, PNP transistor output, prewired 1 m
D5A-3212 | 118300 | 133700 | Limit switch, High-precision Switch for Detecting Micron-unit Displacement,
D5A-3300 | 92600 | 133701 | Limit switch, high precision, pin plunger, M8, 0.98 N Operating force, SPST-NC, prewired 1 m
D5A-3310 | 135600 | 133702 | Limit switch, high precision, pin plunger
D5A-5210 | 140800 | 133703 | Limit switch
D5A-5310 | 118100 | 133704 | Limit switch, High-precision Switch for Detecting Micron-unit Displacement, Pin plunger, IP67, pre-wired 1 m
D5A-7400 | 155400 | 133706 | High-precision switch, plunger, SPST-NO, 10 mA
D5A-7403 | 181000 | 133707 | Limit switch, High-precision Switch for Detecting Micron-unit Displacement, Standard sensitivity, IP67, Slow action, Self-reset mechanism, Normally Close type, SPST-NC, Plunger, Oil-resistant cable 2 cores 1 m
D5A-7410 | 176800 | 144863 | Limit switch, high precision, pin plunger
D5A-7413 | 169500 | 145963 | Limit switch
D5A-8511 | 169200 | 154744 | Limit switch
D5A-8512 | 158800 | 142612 | Limit switch, high precision, top plunger
D5A-8514 | 219100 | 133708 | Limit switch, high precision, top plunger
D5A-8515 | 167000 | 133709 | Limit switch
D5A-9511 | 150600 | 133710 | Limit switch, High-precision Switch for Detecting Micron-unit Displacement, Bevel plunger, IP67, pre-wired 3 m
D5A-9512 | 183600 | 133711 | Limit switch, High-precision Switch for Detecting Micron-unit Displacement, Bevel plunger, IP67, pre-wired 5 m
D5A-9514 | 162800 | 133712 | Limit switch, High-precision Switch for Detecting Micron-unit Displacement, Bevel plunger, IP67, pre-wired connector 3 m
D5A-9515 | 181000 | 133713 | Limit switch, High-precision Switch for Detecting Micron-unit Displacement, Bevel plunger, IP67, pre-wired connector 5 m
D5B-1011 | 40570 | 133714 | Tactile Limit switch, M10 body, hemispheric actuator, 1 m prewired
D5B-1013 | 40570 | 133715 | Tactile Limit switch, M10 body, hemispheric actuator, 3 m prewired
D5B-1015 | 45890 | 150260 | Tactile Limit switch, M10 body, hemispheric actuator, 5 m prewired
D5B-1021 | 26500 | 133716 | Tactile Limit switch, M10 body, conical actuator,1 m prewired
D5B-1023 | 44510 | 133717 | Tactile Limit switch, M10 body, conical actuator,3 m prewired
D5B-1025 | 35000 | 133718 | Tactile Limit switch, M10 body, conical actuator,5 m prewired
D5B-1511 | 25790 | 133719 | Tactile Limit switch, M10 body, short spring wobble stick actuator, 1 m prewired
D5B-1513 | 41300 | 133720 | Tactile Limit switch, M10 body, short spring wobble stick actuator, 3 m prewired
D5B-1515 | 39440 | 133721 | Tactile Limit switch, M10 body, short spring wobble stick actuator, 5 m prewired
D5B-1531 | 29020 | 133722 | Tactile Limit switch, M10 body, long spring wobble stick actuator, 1 m prewired
D5B-1533 | 29570 | 151368 | Tactile Limit switch, M10 body, long spring wobble stick actuator, 3 m prewired
D5B-1535 | 32840 | 133723 | Tactile Limit switch, M10 body, long spring wobble stick actuator, 5 m prewired
D5B-5011 | 27020 | 133724 | Tactile Limit switch, M5 body, hemispheric actuator, 1 m prewired
D5B-5013 | 33860 | 133725 | Tactile Limit switch, M5 body, hemispheric actuator, 3 m prewired
D5B-5015 | 43100 | 144864 | Tactile Limit switch, M5 body, hemispheric actuator, 5 m prewired
D5B-5021 | 27020 | 133726 | Tactile Limit switch, M5 body, conical actuator, 1 m prewired
D5B-5023 | 30230 | 154745 | Tactile Limit switch, M5 body, conical actuator, 3 m prewired
D5B-5025 | 32180 | 133727 | Tactile Limit switch, M5 body, conical actuator, 5 m prewired
D5B-5511 | 27210 | 133728 | Tactile Limit switch, M5 body, short spring wobble stick actuator, 1 m prewired
D5B-5513 | 30510 | 133729 | Tactile Limit switch, M5 body, short spring wobble stick actuator, 3 m prewired
D5B-5515 | 34660 | 133730 | Tactile Limit switch, M5 body, short spring wobble stick actuator, 5 m prewired
D5B-8011 | 36180 | 133731 | Tactile Limit switch, M8 body, hemispheric actuator, 1 m prewired
D5B-8013 | 40560 | 133636 | Tactile Limit switch, M8 body, hemispheric actuator, 3 m prewired
D5B-8015 | 30430 | 133637 | Tactile Limit switch, M8 body, hemispheric actuator, 5 m prewired
D5B-8021 | 36180 | 133638 | Tactile Limit switch, M8 body, conical actuator, 1 m prewired
D5B-8023 | 30310 | 133639 | Tactile Limit switch, M8 body, conical actuator, 3 m prewired
D5B-8025 | 31190 | 133640 | Tactile Limit switch, M8 body, conical actuator, 5 m prewired
D5B-8511 | 33390 | 149181 | Tactile Limit switch, M8 body, short spring wobble stick actuator, 1 m prewired
D5B-8513 | 40560 | 133641 | Tactile Limit switch, M8 body, short spring wobble stick actuator, 3 m prewired
D5B-8515 | 34250 | 133642 | Tactile Limit switch, M8 body, short spring wobble stick actuator, 5 m prewired
D5C-00S0 | 6105 | 133648 | Limit switch
D5C-1DA0 | 58250 | 133644 | Touch switch, free-attachment, M4 screw actuator, DC, 3-wire, NPN-NO, 3 m cable
D5C-1DP0 | 62350 | 152051 | Limit switch
D5C-1DS0 | 58350 | 133643 | Limit switch
D5F-H001 | 961200 | 151370 | High precision switch
D5F-H002 | 1109800 | 147022 | High precision limit switch
D5F-H004 | 1457100 | 150261
D5F-H005 | 1242600 | 152411 | High precision limit switch
D5F-H006 | 1341900 | 133652 | High precision limit switch
D5F-H007 | 2122400 | 133653
D5SN-A01 | 379000 | 177352 | Amplifier Unit
D5SN-S01 | 590500 | 177351 | Sensor Unit, Measurement Range, 1 mm, Resolution, 0.1 µm, Operating Force 0.7 N
D5SN-S04 | 590500 | 177353 | Sensor Unit, Measurement Range, 4 mm, Resolution, 0.4 µm, Operating Force 0.7 N
D5SN-TA | 25350 | 168493 | Conversion adaptor
D5SN-TB1 | 21080 | 168487 | Steel ball (fitted as standard to sensor heads), general purpose, flat surfaces
D5SN-TB2 | 56850 | 168488 | Steel ball, measuring carbide steel or softer materials
D5SN-TB3 | 82700 | 168489 | Ruby ball, measuring carbide steel or softer materials
D5SN-TF1 | 252700 | 168491 | Carbide steel Ball, measuring spherical surfaces (requires conversion adaptor)
D5VA-3B1 | 448300 | 133663 | Contact Displacement Sensor, 4- to 40-mA linear output, Ball type, 10 µm resolution
D5VA-3F1 | 453100 | 133665
D5VA-3P1 | 454000 | 133664 | Limit switch, Pin Type, Resolution 10 µm, Linear Output
D6FZ-FC02 | 51050 | 392024 | T-branch connector
D6FZ-FGS1000 | 1180300 | 392021 | Air Flow Sensor (1000L type, cable length: 0.2 m)
D6FZ-FGS1000-S | 1492700 | 392023 | Air Flow Sensor Set (1000L type) including 01*Air Flow Sensor (1000L type), 01*Air Flow Station, 01*T-branch connector, 01Single-end wire cable (3m)
D6FZ-FGT200 | 280000 | 392228 | Air Flow Sensor (200L type)
D6FZ-FGT500 | 309300 | 392229 | Air Flow Sensor (500L type)
D6FZ-FGX21 | 255300 | 392022 | Air Flow Station (Cable length 1.5m, including T-branch connector cable)
D6FZ-JD10A | 72650 | 392026 | Single-end wire cable (cable length 10m)
D6FZ-JD10B | 72650 | 392030 | Double-end connector cable (cable length 10m)
D6FZ-JD20A | 122000 | 392027 | Single-end wire cable (cable length 20m)
D6FZ-JD20B | 121200 | 392031 | Double-end connector cable (cable length 20m)
D6FZ-JD3A | 35490 | 392025 | Single-end wire cable (cable length 3 m)
D6FZ-JD3B | 38630 | 392028 | Double-end connector cable (cable length 3m)
D6FZ-JD5B | 48220 | 392029 | Double-end connector cable (cable length 5m)
DCA1-5C10 | 399300 | 372433 | DeviceNet thin cable, grey, 100 m
DCA1-5CN01F1 | 25830 | 103344 | DeviceNet thin cable, straight M12 connector (female) to open ends, 1 m
DCA1-5CN01F1-R | 28860 | 164711 | DeviceNet vibration-resistant thin cable, straight M12 connector (female) to open ends, 1 m
DCA1-5CN01H1 | 25830 | 133683 | DeviceNet thin cable, straight M12 connector (male) to open ends, 1 m
DCA1-5CN01H1-R | 28540 | 175707 | DeviceNet vibration-resistant thin cable, straight M12 connector (male) to open ends, 1 m
DCA1-5CN01W1 | 40640 | 133594 | DeviceNet thin cable, straight M12 connectors (1 male, 1 female), 1 m
DCA1-5CN01W1-R | 49190 | 156703 | DeviceNet vibration-resistant thin cable, straight M12 connectors (1 male, 1 female), 1 m
DCA1-5CN01W5 | 34920 | 164707 | DeviceNet thin cable, straight M12 connector (female) to straight 7/8" connector (male), 1 m
DCA1-5CN02F1 | 35500 | 133592 | DeviceNet thin cable, straight M12 connector (female) to open ends, 2 m
DCA1-5CN02F1-R | 37010 | 164712 | DeviceNet vibration-resistant thin cable, straight M12 connector (female) to open ends, 2 m
DCA1-5CN02H1 | 35500 | 133588 | DeviceNet thin cable, straight M12 connector (male) to open ends, 2 m
DCA1-5CN02H1-R | 36690 | 175708 | DeviceNet vibration-resistant thin cable, straight M12 connector (male) to open ends, 2 m
DCA1-5CN02W1 | 51000 | 133595 | DeviceNet thin cable, straight M12 connectors (1 male, 1 female), 2 m
DCA1-5CN02W1-R | 62850 | 133599 | DeviceNet vibration-resistant thin cable, straight M12 connectors (1 male, 1 female), 2 m
DCA1-5CN02W5 | 44770 | 164708 | DeviceNet thin cable, straight M12 connector (female) to straight 7/8" connector (male), 2 m
DCA1-5CN03F1 | 45810 | 133593 | DeviceNet thin cable, straight M12 connector (female) to open ends, 3 m
DCA1-5CN03H1 | 45810 | 133589 | DeviceNet thin cable, straight M12 connector (male) to open ends, 3 m
DCA1-5CN03W1 | 61000 | 105602 | DeviceNet thin cable, straight M12 connectors (1 male, 1 female), 3 m
DCA1-5CN03W1-R | 50500 | 690287 | DeviceNet thin cable, straight M12 connectors (1 male, 1 female), 3 m, robot type
DCA1-5CN05F1 | 66150 | 153117 | DeviceNet thin cable, straight M12 connector (female) to open ends, 5 m
DCA1-5CN05F1-R | 109700 | 133601 | DeviceNet vibration-resistant thin cable, straight M12 connector (female) to open ends, 5 m
DCA1-5CN05H1 | 66150 | 133590 | DeviceNet thin cable, straight M12 connector (male) to open ends, 5 m
DCA1-5CN05H1-R | 80650 | 175709 | DeviceNet vibration-resistant thin cable, straight M12 connector (male) to open ends, 5 m
DCA1-5CN05W1 | 81600 | 133596 | DeviceNet thin cable, straight M12 connectors (1 male, 1 female), 5 m
DCA1-5CN05W1-R | 117900 | 133600 | DeviceNet vibration-resistant thin cable, straight M12 connectors (1 male, 1 female), 5 m
DCA1-5CN05W5 | 72250 | 164709 | DeviceNet thin cable, straight M12 connector (female) to straight 7/8" connector (male), 5 m
DCA1-5CN10F1 | 116500 | 133597 | DeviceNet thin cable, straight M12 connector (female) to open ends, 10 m
DCA1-5CN10F1-R | 161700 | 163870 | DeviceNet vibration-resistant thin cable, straight M12 connector (female) to open ends, 10 m
DCA1-5CN10H1 | 116500 | 143327 | DeviceNet thin cable, straight M12 connector (male) to open ends, 10 m
DCA1-5CN10H1-R | 141100 | 175710 | DeviceNet vibration-resistant thin cable, straight M12 connector (male) to open ends, 10 m
DCA1-5CN10W1 | 132300 | 133598 | DeviceNet thin cable, straight M12 connectors (1 male, 1 female), 10 m
DCA1-5CN10W1-R | 171400 | 162628 | DeviceNet vibration-resistant thin cable, straight M12 connectors (1 male, 1 female), 10 m
DCA1-5CN10W5 | 117400 | 164710 | DeviceNet thin cable, straight M12 connector (female) to straight 7/8" connector (male), 10 m
DCA1-5CN15W1-R | 247100 | 163194 | DeviceNet vibration-resistant thin cable, straight M12 connectors (1 male, 1 female), 15 m
DCA1-5CNC5F1 | 21020 | 133591 | DeviceNet thin cable, straight M12 connector (female) to open ends, 0.5 m
DCA1-5CNC5H1 | 21020 | 143326 | DeviceNet thin cable, straight M12 connector (male) to open ends, 0.5 m
DCA1-5CNC5M1 | 19930 | 669364 | DeviceNet thin cable, M12 panel mount connector (male) to open ends, 0.5 m
DCA1-5CNC5P1 | 20220 | 690934 | DeviceNet thin cable, M12 panel mount connector (female) to open ends, 0.5 m
DCA1-5CNC5W1 | 35650 | 146629 | DeviceNet thin cable, straight M12 connectors (1 male, 1 female), 0.5 m
DCA1-5CS05W1 | 77550 | 375340 | DeviceNet thin cable, straight M12 SmartClick connectors (1 male, 1 female), 5 m
DCA2-5C10-B | 458200 | 702722 | DeviceNet thick cable, blue, 100 m
DCA2-5CN01F1 | 22720 | 164718 | DeviceNet thick cable, straight 7/8" connector (female) to open ends, 1 m
DCA2-5CN01H1 | 22720 | 164722 | DeviceNet thick cable, straight 7/8" connector (male) to open ends, 1 m
DCA2-5CN01W1 | 34920 | 164714 | DeviceNet thick cable, straight 7/8" connectors (1 male, 1 female), 1 m
DCA2-5CN02F1 | 32420 | 164719 | DeviceNet thick cable, straight 7/8" connector (female) to open ends, 2 m
DCA2-5CN02H1 | 32420 | 164723 | DeviceNet thick cable, straight 7/8" connector (male) to open ends, 2 m
DCA2-5CN02W1 | 44890 | 164715 | DeviceNet thick cable, straight 7/8" connectors (1 male, 1 female), 2 m
DCA2-5CN03W1 | 36830 | 247538 | DeviceNet thick cable, straight 7/8" connectors (1 male, 1 female), 3 m
DCA2-5CN05F1 | 59800 | 164720 | DeviceNet thick cable, straight 7/8" connector (female) to open ends, 5 m
DCA2-5CN05H1 | 59800 | 164724 | DeviceNet thick cable, straight 7/8" connector (male) to open ends, 5 m
DCA2-5CN05W1 | 72500 | 164716 | DeviceNet thick cable, straight 7/8" connectors (1 male, 1 female), 5 m
DCA2-5CN10F1 | 104900 | 164721 | DeviceNet thick cable, straight 7/8" connector (female) to open ends, 10 m
DCA2-5CN10H1 | 104900 | 164725 | DeviceNet thick cable, straight 7/8" connector (male) to open ends, 10 m
DCA2-5CN10W1 | 117300 | 164717 | DeviceNet thick cable, straight 7/8" connectors (1 male, 1 female), 10 m
DCA2-5CN15W1 | 164200 | 176514 | DeviceNet thick cable, straight 7/8" connectors (1 male, 1 female), 15 m
DCA2-5CNC5M1 | 19730 | 175985 | DeviceNet thick cable, 7/8" panel mount connector (male) to open ends, 0.5 m
DCA2-5CNC5P1 | 20720 | 164726 | DeviceNet thick cable, 7/8" panel mount connector (female) to open ends, 0.5 m
DCA4-4F10 | 153500 | 226110 | CompoNet standard flat cable, 4-wire, 100m
DCA5-4F10 | 280200 | 226111 | CompoNet sheathed flat cable (IP54), 4-wire, 100m
DCN1-1 | 37370 | 152044 | DeviceNet T-branch tap for 1 branch line, without connectors
DCN1-1C | 43410 | 133602 | DeviceNet T-branch tap for 1 branch line, 3 connectors with screws, side cable entry
DCN1-1NC | 36840 | 164731 | DeviceNet T-Branch tap for 1 branch line, 3 parallel clamp connectors, top cable entry
DCN1-1P | 93850 | 133604 | DeviceNet power supply tap with 2 connectors, standard terminating resistor, and fuse
DCN1-2C | 61650 | 164727 | DeviceNet T-branch tap for 1 branch line, 3 connectors with screws, top cable entry
DCN1-2R | 100700 | 164729 | DeviceNet T-branch tap for 1 branch line, 3 straight connectors with screws, side cable entry
DCN1-3 | 53400 | 142238 | DeviceNet T-branch tap for 3 branch lines, without connectors
DCN1-3C | 66000 | 133603 | DeviceNet T-branch tap for 3 branch lines, 5 connectors with screws, side cable entry
DCN1-3NC | 51400 | 226006 | DeviceNet T-Branch tap for 3 branch lines, 5 parallel clamp connectors, top cable entry
DCN1-4C | 90550 | 164728 | DeviceNet T-branch tap for 3 branch lines, 5 connectors with screws, top cable entry
DCN1-4R | 81850 | 164730 | DeviceNet T-branch tap for 3 branch lines, 5 straight connectors with screws, side cable entry
DCN2-1 | 21100 | 133605 | DeviceNet IP67 T-branch connector (2x female, 1x male M12)
DCN3-11 | 27430 | 164733 | DeviceNet IP67 T-branch connector (2x female, 1x male 7/8")
DCN3-12 | 24920 | 164734 | DeviceNet IP67 T-branch connector (1x female + 1x male 7/8", 1x female M12)
DCN4-BR4 | 4742 | 226113 | CompoNet/DeviceNet branch line connector for standard flat cable
DCN4-BR4D | 3261 | 249459 | DeviceNet conversion connector for thin cable to standard flatcable
DCN4-MD4 | 4238 | 226115 | CompoNet multidrop connector for standard flat cable
DCN4-MR4 | 3609 | 334973 | CompoNet multidrop connector for standard flat cable
DCN4-TB4 | 6430 | 226114 | CompoNet screw terminal connector, M3
DCN4-TM4 | 6755 | 226116 | CompoNet/DeviceNet terminating resistor for standard flat cable
DCN4-TP4D | 13070 | 249458 | DeviceNet power feed with terminator for standard flatcable
DCN4-TR4 | 17250 | 226112 | CompoNet/DeviceNet connector socket for standard flat cable
DEV3 | 926600 | 685384 | Movicon SCADA Editor 1 License
DEV4 | 926600 | 696211 | Movicon Next V4 SCADA Editor, 1 License
DEV403L | 1310200 | 696292 | Movicon 4 SCADA Editor 3 Licenses package
DEV410L | 2619900 | 696291 | Movicon 4 SCADA Editor 10 Licenses package
DF29-46 | 18730 | 687276 | Filter adapter M46x0.75 to M29X0.5
DF-LDL2-119X16 | 20340 | 354722 | Diffusion plate for LDL2-119X16
DF-LDL2-146X30 | 17890 | 375707 | Diffusion plate for LDL2-146X30xx
DF-LDL2-158X16 | 22210 | 376238 | Diffusion plate for LDL2-158X16xx
DF-LDL2-170X30 | 22210 | 364826 | Diffusion plate for LDL2-170X30
DF-LDL2-194X30 | 22210 | 681002 | Diffusion plate for LDL2-194x30
DF-LDL2-197X16 | 23920 | 708461 | Diffusion plate for LDL2-197x16
DF-LDL2-218X30 | 22210 | 361771 | Diffusion plate for LDL2-218x30
DF-LDL2-266X30 | 27730 | 659421 | Diffusion plate for LDL2-266x30
DF-LDL2-33X8 | 6780 | 682478 | Diffusion plate for LDL2-33X8
DF-LDL2-362X30 | 33270 | 364958 | Diffusion plate for LDL2-362X30
DF-LDL2-392X16 | 25890 | 672472 | Diffusion plate for LDL2-392X16
DF-LDL2-41X16 | 10470 | 356214 | Diffusion plate for LDL2-41X16
DF-LDL2-458X30 | 48010 | 385618 | Diffusion plate for LDL2-458X30xx
DF-LDL2-50X30 | 10470 | 671155 | Diffusion plate for LDL2-50X30xx
DF-LDL2-74X30 | 10470 | 349652 | Diffusion plate for LDL2-74X30xx
DF-LDL2-80X16 | 14800 | 355485 | Diffusion plate for LDL2-80X16xx
DF-LDL2-98X30 | 17890 | 393679 | Diffusion plate for LDL2-98X30xx
DF-LDR-100LA | 82700 | 353649 | Diffusion plate for LDR-100LA
DF-LDR-120-45 | 22820 | 226063 | Diffusion plate for LDR-120-45
DF-LDR-132LA | 91850 | 408460 | Diffusion plate for LDR2-132LA
DF-LDR-146LA-1 | 187100 | 669097 | Diffusion plate for LDR-146LA-1
DF-LDR-170LA | 137500 | 233748 | Diffusion plate for LDR-170LA
DF-LDR-208LA | 220000 | 375917 | Diffusion plate for LDR2-208LA
DF-LDR-32 | 13570 | 391986 | Diffusion plate for LDR2-32xx
DF-LDR-50 2MM | 13570 | 375819 | Diffusion plate for LDR2-50xx
DF-LDR-70 2MM | 13720 | 695781 | Diffusor plate for LDR 70
DF-LDR-90 | 18500 | 226061 | Diffusion plate for LDR-90
DF-LFV3-100 | 17260 | 684922 | Diffusor plate for LFV3-100-series Coaxial Lights and LFV-PF-100-series
DF-LFV3-200-UF | 34280 | 700918 | Diffusor for LFV3-200
DF-QBR3-050030 | 11260 | 688676 | Diffusor for QBR3-050030 Led Illuminator
DF-QBR3-100015 | 11260 | 690554 | Diffusor for QBR3-100015
DF-QBR3-100030 | 13760 | 688483 | Diffusor for QBR3-10030 illuminator
DF-QBR3-350015 | 27070 | 707136 | Diffuser for QBR3-350015 LED illuminator
DF-QRL3-090050 | 34410 | 698322 | Diffusor for QRL3-090050
DF-QSQ3-70 | 17260 | 680034 | Diffusor for QSQ3-70
DI-A3 | 57400 | 332272 | Digital Input option board
DKL2418A-470i | 866300 | 682479 | Darkfield LED light, 240 x 240 x 13 mm, inner diameter 180 mm, blue, 24 VDC, iBlueDrive
DKL2418A-630I | 810200 | 690820 | Darkfield LED light, 240 x 240 x 13 mm, inner diameter 180 mm, red, 24 VDC, iBlueDrive
DMEWKZ 8 | 23140 | 375760 | Attachment for DMEWKZ for M8 connectors
DMEWKZ K12 | 23140 | 375761 | Attachment for DMEWKZ for M12 field attachable connectors
DMEWKZ K8 | 23140 | 375762 | Attachment for DMEWKZ for M8 field attachable connectors
D-MR-80 | 43630 | 694989 | Dome module for MR-80 led light
DO-30X20 | 31910 | 699441 | Opaque diffuser 300 X 200 mm
DO-A3 | 56250 | 329799 | Digital Output option board
DO-BAR-125 | 14080 | 687704 | Diffusor Plate for EBar 125
DO-BAR-250 | 18740 | 690817 | Opaque diffusor for Bar 250
DO-BAR-375 | 26550 | 688512 | Opaque diffuser for type 375 LED bar illuminator
DO-BAR-500 | 34080 | 701634 | Opaque diffusor for Bar 500
DO-BAR-625 | 41940 | 707319 | Opaque diffuser for 625 mm bar light
DOM1410A-W00C | 491800 | 688637 | LED Dome Illuminator, 145 x 145 x 72 mm, white, continuous mode, 24 VDC
DOM2414A-W00C | 853300 | 684113 | LED Dome Illuminator, outer diameter 236 mm, white, continuous mode, 24 V
DOM4127A-W00S/M02 | 970900 | 690158 | Dome LED light, Inner dia. 265 mm, Outer dim. 425x425x181 mm, white, Continuous mode, 24 VDC, cable 1.8 m, 40 camera hole
DO-TSPOT1 | 36920 | 700813 | Diffusor option for TSpot1, opaque
DP9420007-E | 54100 | 373656 | I/O 4CN connector
DRS1-T | 4052 | 133617 | CompoNet/DeviceNet termination terminal block
DRS2-1 | 8895 | 133611 | DeviceNet IP67 terminating resistor (male M12)
DRS2-2 | 8895 | 149766 | DeviceNet IP67 terminating resistor (female M12)
DRS3-1 | 10810 | 164735 | DeviceNet IP67 terminating resistor (male 7/8")
DRS3-2 | 10810 | 176515 | DeviceNet IP67 terminating resistor (female 7/8")
DRT1-COM | 152800 | 133630 | DeviceNet communications unit, connects 8x GT1 MULTIPLE I/O units max.
DRT2-AD04H | 239500 | 175516 | DeviceNet analog input unit, 4 x inputs 0/4 to 20 mA, 0/1 to 5 V, 0 to 10 V, -10 to 10 V, isolated, resolution 1:30000
DRT2-HD16C | 350400 | 338236 | DeviceNet digital input unit, IP67, 16 x inputs, 24 VDC, NPN, power via network, M12 I/O connections
DRT2-HD16C-1 | 369000 | 338237 | DeviceNet digital input unit, IP67, 16 x inputs, 24 VDC, PNP, power via network, M12 I/O connections
DRT2-HD16CL | 207000 | 338248 | DeviceNet digital input unit, IP67, 16 x inputs, 24 VDC, NPN, M12 I/O connections
DRT2-HD16CL-1 | 207000 | 338249 | DeviceNet digital input unit, IP67, 16 x inputs, 24 VDC, PNP, M12 I/O connections
DRT2-ID04CL | 134900 | 338260 | DeviceNet digital input unit, IP67, 4 x inputs, 24 VDC, NPN, M12 I/O connections
DRT2-ID04CL-1 | 131200 | 338261 | DeviceNet digital input unit, IP67, 4 x inputs, 24 VDC, PNP, M12 I/O connections
DRT2-ID08 | 124700 | 231466 | DeviceNet digital input unit, 8 x inputs, 24 VDC, NPN, screw terminal block
DRT2-ID08-1 | 124700 | 231467 | DeviceNet digital input unit, 8 x inputs, 24 VDC, PNP, screw terminal block
DRT2-ID08C | 295200 | 338238 | DeviceNet digital input unit, IP67, 8 x inputs, 24 VDC, NPN, power via network, M12 I/O connections
DRT2-ID08C-1 | 295200 | 338239 | DeviceNet digital input unit, IP67, 8 x inputs, 24 VDC, PNP, power via network, M12 I/O connections
DRT2-ID08CL | 151500 | 338250 | DeviceNet digital input unit, IP67, 8 x inputs, 24 VDC, NPN, M12 I/O connections
DRT2-ID08CL-1 | 147400 | 338251 | DeviceNet digital input unit, IP67, 8 x inputs, 24 VDC, PNP, M12 I/O connections
DRT2-ID16 | 148400 | 226501 | DeviceNet digital input unit, 16 x inputs, 24 VDC, NPN, screw terminal block
DRT2-ID16-1 | 156800 | 226516 | DeviceNet digital input unit, 16 x inputs, 24 VDC, PNP, screw terminal block
DRT2-ID16MLX | 135900 | 248823 | DeviceNet digital input unit, 16 x inputs, 24 VDC, NPN, MIL connector (not included)
DRT2-ID16MLX-1 | 135900 | 248824 | DeviceNet digital input unit, 16 x inputs, 24 VDC, PNP, MIL connector + 10 cm cable
DRT2-ID16S | 172100 | 226523 | DeviceNet digital input unit, 16 x inputs, 24 VDC, NPN, sensor connector terminals
DRT2-ID16S-1 | 172100 | 226524 | DeviceNet digital input unit, 16 x inputs, 24 VDC, PNP, sensor connector terminals
DRT2-ID16SL | 211900 | 377365 | DeviceNet digital input unit, 16 x inputs, 24 VDC, NPN, 3-wire, screwless push-in connection
DRT2-ID16SL-1 | 211900 | 377366 | DeviceNet digital input unit, 16 x inputs, 24 VDC, PNP, 3-wire, screwless push-in connection
DRT2-ID16SLH | 278400 | 377369 | DeviceNet digital input unit, 16 x inputs, 24 VDC, NPN, 3-wire, with open/short circuit detection, screwless push-in connection
DRT2-ID16SLH-1 | 278400 | 377370 | DeviceNet digital input unit, 16 x inputs, 24 VDC, PNP, 3-wire, with open/short circuit detection, screwless push-in connection
DRT2-ID16TA | 164800 | 164736 | DeviceNet digital input unit, 16 x inputs, 24 VDC, NPN, 3-tier screw terminal block
DRT2-ID16TA-1 | 164800 | 164737 | DeviceNet digital input unit, 16 x inputs, 24 VDC, PNP, 3-tier screw terminal block
DRT2-ID32B | 133700 | 237766 | DeviceNet digital input board, 32 x inputs, 24 VDC, NPN, MIL connector (not included)
DRT2-ID32B-1 | 113000 | 237767 | DeviceNet digital input board, 32 x inputs, 24 VDC, PNP, MIL connector (not included)
DRT2-ID32BV | 133700 | 237770 | DeviceNet digital input board, 32 x inputs, 24 VDC, NPN, right-angle MIL connector (not included)
DRT2-ID32BV-1 | 133700 | 237771 | DeviceNet digital input board, 32 x inputs, 24 VDC, PNP, right-angle MIL connector (not included)
DRT2-ID32ML | 231600 | 274903 | DeviceNet digital input unit, 32 x inputs, 24 VDC, NPN, MIL connector (not included)
DRT2-ID32ML-1 | 198400 | 164743 | DeviceNet digital input unit, 32 x inputs, 24 VDC, PNP, MIL connector (not included)
DRT2-ID32SLH | 610800 | 338242 | DeviceNet digital input unit, 32 x inputs, 24 VDC, with open/short circuit detection, NPN, screwless push-in connection
DRT2-ID32SLH-1 | 610800 | 338243 | DeviceNet digital input unit, 32 x inputs, 24 VDC, with open/short circuit detection, PNP, screwless push-in connection
DRT2-MD16 | 182600 | 338258 | DeviceNet digital I/O unit, 8 x inputs and 8 x outputs 0.5 A, 24 VDC, NPN, screw terminal block
DRT2-MD16-1 | 185500 | 338259 | DeviceNet digital I/O unit, 8 x inputs and 8 x outputs 0.5 A, 24 VDC, PNP, screw terminal block
DRT2-MD16CL | 207000 | 338256 | DeviceNet digital I/O unit, IP67, 8 x inputs and 8 x outputs 0.5 A, 24 VDC, NPN, M12 I/O connections
DRT2-MD16CL-1 | 207000 | 338257 | DeviceNet digital I/O unit, IP67, 8 x inputs and 8 x outputs 0.5 A, 24 VDC, PNP, M12 I/O connections
DRT2-MD16S | 172100 | 226525 | DeviceNet digital I/O unit, 8 x inputs and 8 x outputs 0.3 A, 24 VDC, NPN, sensor connector terminals
DRT2-MD16S-1 | 179300 | 226526 | DeviceNet digital I/O unit, 8 x inputs and 8 x outputs 0.3 A, 24 VDC, PNP, sensor connector terminals
DRT2-MD16TA | 159000 | 164740 | DeviceNet digital I/O unit, 8 x inputs and 8 x outputs 0.5 A, 24 VDC, NPN, 3-tier screw terminal block
DRT2-MD16TA-1 | 163200 | 164741 | DeviceNet digital I/O unit, 8 x inputs and 8 x outputs 0.5 A, 24 VDC, PNP, 3-tier screw terminal block
DRT2-MD32B | 133700 | 237775 | DeviceNet digital I/O board, 16 x inputs and 16 x outputs, 24 VDC, NPN, MIL connector (not included)
DRT2-MD32B-1 | 133700 | 237774 | DeviceNet digital I/O board, 16 x inputs and 16 x outputs, 24 VDC, PNP, MIL connector (not included)
DRT2-MD32BV | 133700 | 237776 | DeviceNet digital I/O board, 16 x inputs and 16 x outputs, 24 VDC, NPN, right-angle MIL connector (not included)
DRT2-MD32BV-1 | 133700 | 237777 | DeviceNet digital I/O board, 16 x inputs and 16 x outputs, 24 VDC, PNP, right-angle MIL connector (not included)
DRT2-MD32ML | 198400 | 164746 | DeviceNet digital I/O unit, 16 x inputs and 16 x outputs 0.3 A, 24 VDC, NPN, MIL connector (not included)
DRT2-MD32ML-1 | 198400 | 164747 | DeviceNet digital I/O unit, 16 x inputs and 16 x outputs 0.3 A, 24 VDC, PNP, MIL connector (not included)
DRT2-MD32SLH | 610800 | 338246 | DeviceNet digital I/O unit, 16 x inputs and 16 x outputs 0.5 A, 24 VDC, NPN, with open/short circuit detection, screwless push-in connection
DRT2-MD32SLH-1 | 610800 | 338247 | DeviceNet digital I/O unit, 16 x inputs and 16 x outputs 0.5 A, 24 VDC, PNP, with open/short circuit detection, screwless push-in connection
DRT2-OD04CL | 134900 | 338262 | DeviceNet digital output unit, IP67, 4 x outputs 1.5 A, 24 VDC, NPN, M12 I/O connections
DRT2-OD04CL-1 | 84600 | 338263 | DeviceNet digital output unit, IP67, 4 x outputs 1.5 A, 24 VDC, PNP, M12 I/O connections
DRT2-OD08 | 118600 | 231468 | DeviceNet digital output unit, 8 x transistor outputs 0.5 A, 24 VDC, NPN, screw terminal block
DRT2-OD08-1 | 124800 | 231469 | DeviceNet digital output unit, 8 x transistor outputs 0.5 A, 24 VDC, PNP, screw terminal block
DRT2-OD08C | 308100 | 338240 | DeviceNet digital output unit, IP67, 8 x outputs 1.5 A, 24 VDC, NPN, M12 I/O connections
DRT2-OD08C-1 | 308100 | 338241 | DeviceNet digital output unit, IP67, 8 x outputs 1.5 A, 24 VDC, PNP, M12 I/O connections
DRT2-OD08CL | 151500 | 338254 | DeviceNet digital output unit, IP67, 8 x outputs 1.5 A, 24 VDC, NPN, M12 I/O connections
DRT2-OD08CL-1 | 151500 | 338255 | DeviceNet digital output unit, IP67, 8 x outputs 1.5 A, 24 VDC, PNP, M12 I/O connections
DRT2-OD16 | 175000 | 226515 | DeviceNet digital output unit, 16 x transistor outputs 0.5 A, 24 VDC, NPN, screw terminal block
DRT2-OD16-1 | 175000 | 226527 | DeviceNet digital output unit, 16 x transistor outputs 0.5 A, 24 VDC, PNP, screw terminal block
DRT2-OD16MLX | 113900 | 248825 | DeviceNet digital output unit, 16 x transistor outputs 0.3 A, 24 VDC, NPN, with MIL connector + 10 cm cable
DRT2-OD16MLX-1 | 113900 | 248826 | DeviceNet digital output unit, 16 x transistor outputs 0.3 A, 24 VDC, PNP, with MIL connector + 10 cm cable
DRT2-OD16SL | 211900 | 377367 | DeviceNet digital output unit, 16 x outputs, 24 VDC, NPN, 3-wire, screwless push-in connection
DRT2-OD16SL-1 | 211900 | 377368 | DeviceNet digital output unit, 16 x outputs, 24 VDC, PNP, 3-wire, screwless push-in connection
DRT2-OD16SLH | 278400 | 377371 | DeviceNet digital output unit, 16 x outputs, 24 VDC, NPN, 3-wire, with open/short circuit detection, screwless push-in connection
DRT2-OD16SLH-1 | 278400 | 377372 | DeviceNet digital output unit, 16 x outputs, 24 VDC, PNP, 3-wire, with open/short circuit detection, screwless push-in connection
DRT2-OD16TA | 163200 | 164738 | DeviceNet digital output unit, 16 x outputs 0.5 A, 24 VDC, NPN, 3-tier screw terminal block
DRT2-OD16TA-1 | 163200 | 164739 | DeviceNet digital output unit, 16 x outputs 0.5 A, 24 VDC, PNP, 3-tier screw terminal block
DRT2-OD32B | 133700 | 237768 | DeviceNet digital output board, 32 x outputs, 24 VDC, NPN, MIL connector (not included)
DRT2-OD32B-1 | 133700 | 237769 | DeviceNet digital output board, 32 x outputs, 24 VDC, PNP, MIL connector (not included)
DRT2-OD32BV | 133700 | 237772 | DeviceNet digital output board, 32 x outputs, 24 VDC, NPN, right-angle MIL connector (not included)
DRT2-OD32BV-1 | 133700 | 237773 | DeviceNet digital output board, 32 x outputs, 24 VDC, PNP, right-angle MIL connector (not included)
DRT2-OD32ML | 198400 | 164744 | DeviceNet digital output unit, 32 x outputs 0.3 A, 24 VDC, NPN, MIL connector (not included)
DRT2-OD32ML-1 | 198400 | 164745 | DeviceNet digital output unit, 32 x outputs 0.3 A, 24 VDC, PNP, MIL connector (not included)
DRT2-OD32SLH | 610800 | 338244 | DeviceNet digital output unit, 32 x outputs 0.3 A, 24 VDC, NPN, with open/short circuit detection, screwless push-in connection
DRT2-OD32SLH-1 | 610800 | 338245 | DeviceNet digital output unit, 32 x outputs 0.3 A, 24 VDC, PNP, with open/short circuit detection, screwless push-in connection
DRT2-ROS16 | 235200 | 229626 | DeviceNet digital output unit, 16 x relay outputs, 3A, 240 VAC, 24 VDC, screw terminal block
DRT2-TS04P | 222700 | 175514 | DeviceNet resistance thermometer input unit 4 x inputs Pt, JPt, Pt2, JPt2
DRT2-TS04T | 247400 | 175515 | DeviceNet thermocouple input unit, 4 x inputs type R, S, K, J, T, B, L, E, U, N, C, P(PLII)
DRT2-WD16CL | 207000 | 338252 | DeviceNet digital output unit, IP67, 16 x outputs 0.5 A, 24 VDC, NPN, M12 I/O connections
DRT2-WD16CL-1 | 207000 | 338253 | DeviceNet digital output unit, IP67, 16 x outputs 0.5 A, 24 VDC, PNP, M12 I/O connections
DRTA-NY5W-K | 3149 | 338235 | Relay 5 A, 5 VDC 30 VDC/250 VAC
DS-BAR-125 | 14710 | 690345 | Satin Diffusor for Bar 125
DS-BAR-250 | 18720 | 696450 | Satin Diffusor for Bar 250
DS-BAR-500 | 33520 | 693939 | Satin diffusor for BAR 500
DS-BAR-625 | 43840 | 702215 | Diffusor for Bar 625
DS-BAR-750 | 49850 | 700205 | Satin diffusor for BAR 750
DST1-ID12SL-1 | 288100 | 353672 | Remote I/O terminal, 12 x PNP inputs, 4 x test outputs
DST1-MD16SL-1 | 326100 | 353673 | Remote I/O terminal, 8 x PNP inputs, 8 x PNP outputs, 4 x test outputs
DST1-MRD08SL-1 | 335600 | 353655 | Remote I/O terminal, 4 x PNP inputs, 4 x relay outputs, 4 x test outputs
DST1-MRD08SL-1Y-BH | 324400 | 353656
DST1-XD0808SL-1 | 345500 | 353657 | Devicenet Safety
DT-BAR-125 | 11870 | 707727 | Transparent diffuser for bar light 125
DTL3521B-630C | 1267100 | 684429 | Transmitted Dome LED Light, inner Dia. 55 mm, outer Dia. 211 mm, red, continuous mode
DTL3521B-W00S | 1330800 | 683772 | Transmitted Dome LED Light, inner Dia. 55 mm, outer Dia. 211 mm, White, Strobe Mode
DWT-A01 | 282100 | 226120 | CompoNet standard flat cable connector crimp tool
DZ-10G-1A | 16360 | 133556 | Basic switch, pin plunger, 10 A, DPDT, solder terminals
DZ-10G-1B | 17000 | 133557 | Basic switch, pin plunger, 10 A, DPDT, screw terminals
DZ-10G2-1B6 | 12510 | 133573 | Basic switch, pin plunger, 10 A, DPDT, screw terminals
DZ-10GV-1A | 17600 | 133558 | Basic switch, hinge lever, 10 A, DPDT, solder terminals
DZ-10GV-1B | 17570 | 147687 | Basic switch, hinge lever, 10 A, DPDT, screwr terminals
DZ-10GV2-1A | 18290 | 147688 | Switch, Hinge Roller Lever, Solder Terminal, Low OT
DZ-10GV2-1B | 19940 | 133560 | Basic switch, hinge roller lever, 10 A, DPDT, screw terminals
DZ-10GV22-1A | 10750 | 147689 | Basic switch, hinge roller lever, 10 A, DPDT, Double-Pole, Double-throw, Hinge roller lever (30.2 R, 9.5 * 4 dia., Resin roller, low OT), Snap action, Self-reset type, Solder terminal
DZ-10GV22-1B | 18640 | 133562 | Basic switch, short hinge roller lever, 10 A, DPDT, screw terminals
DZ-10GW-1A | 18830 | 133563 | Basic switch, hinge lever, 10 A, DPDT, solder terminals
DZ-10GW-1B | 17580 | 133564 | Basic switch, hinge lever, 10 A, DPDT, screw terminals
DZ-10GW2-1A | 19560 | 133566 | Basic switch, hinge roller lever, 10 A, DPDT, solder terminals
DZ-10GW2-1B | 19610 | 133567 | Basic switch, hinge roller lever, 10 A, DPDT, screw terminals
DZ-10GW22-1A | 19670 | 133568 | Basic switch, short hinge roller lever, 10 A, DPDT, solder terminals
DZ-10GW22-1B | 19670 | 133569 | Basic switch, short hinge roller lever, 10 A, DPDT, screw terminals
DZ-10GW55-1B | 16230 | 133572 | Basic switch, hinge lever, 10 A, DPDT, Screw Terminal
E29-FM12 5M | 56950 | 133371 | Accessory for inductive sensors, connection cable
E2A3-M18KS11-M1-B1 | 39990 | 183131 | Proximity sensor, inductive, triple distance, brass-nickel, short body, M18, shielded, 11mm, DC, 3-wire, PNP-NO, M12 plug-in
E2A3-M18KS11-M1-B2 | 39260 | 183132 | Proximity sensor, inductive, triple distance, brass-nickel, short body, M18, shielded, 11mm, DC, 3-wire, PNP-NC, M12 plug-in
E2A3-M18KS11-M1-C1 | 39260 | 183133 | Proximity sensor, inductive, triple distance, brass-nickel, short body, M18, shielded, 11mm, DC, 3-wire, NPN-NO, M12 plug-in
E2A3-M18KS11-WP-B1 2M | 35480 | 183119 | Proximity sensor, inductive, triple distance, brass-nickel, short body, M18, shielded, 11mm, DC, 3-wire, PNP-NO, 2m prewired
E2A3-M18KS11-WP-C1 2M | 34830 | 183121 | Proximity sensor, inductive, brass-nickel, short body, M18, shielded, 11mm, DC, 3-wire, NPN-NO, 2m cable
E2A3-M30KS20-WP-C1 2M | 40850 | 183125 | Proximity sensor, inductive, brass-nickel, short body, M30, shielded, 20mm, DC, 3-wire, NPN-NO, 2m cable
E2A-M08KN04-M1-B1 | 20380 | 183889 | Proximity sensor, inductive, nickel-brass, short body, M8, unshielded, 4mm, DC, 3-wire, PNP-NO, M12 plug-in
E2A-M08KS02-M1-B1 | 20380 | 183908 | Proximity sensor, inductive, nickel-brass, short body, M8, shielded, 2mm, DC, 3-wire, PNP-NO, M12 plug-in
E2A-M08KS02-M1-B2 | 20380 | 183909 | Proximity sensor
E2A-M08KS02-M1-C1 | 20380 | 183890 | Proximity sensor, inductive, nickel-brass, short body, M8, shielded, 2mm, DC, 3-wire, NPN-NO, M12 plug-in
E2A-M08LN04-M1-B1 | 20380 | 183911 | Proximity sensor, inductive, nickel-brass, long body, M8, non-shielded, 4mm, DC, 3-wire, PNP-NO, M12 plug-in
E2A-M08LS02-M1-B2 | 20380 | 401323 | Proximity sensor, inductive, brass, long body, M8, shielded, 2 mm, DC, 3-wire, PNP-NC, M12 connector
E2A-M12KN05-M1-B1 | 19440 | 234948 | Proximity sensor, inductive, brass-nickel, short body, M12, non-shielded, 5mm, DC, 3-wire, PNP-NO, M12 connector
E2A-M12KN05-M1-B1-TP | 19440 | 236982 | Proximity sensor, inductive, nickel-brass, short body, M12, unshielded, 5 mm, DC, 3-wire, PNP-NO, M12 connector, including washer
E2A-M12KN05-M1-B3 | 19440 | 667853 | Proximity sensor, inductive, nickel-brass, short body, M12, unshielded, 5 mm, DC, 4-wire, PNP-Antivalent (NO+NC), M12 plug-in
E2A-M12KN05-WP-B1 2M | 19440 | 234568 | Proximity sensor, inductive, brass-nickel, short body, M12, non-shielded, 5mm, DC, 3-wire, PNP-NO, 2m prewired
E2A-M12KN05-WP-B1-TP 5M | 19440 | 232411 | Proximity sensor, inductive, nickel-brass, M12, unsheilded, 5 mm, PNP-NO 5 m, including washer
E2A-M12KN08-M1-B1 | 19440 | 133478 | Proximity sensor, inductive, brass-nickel, short body, M12, non-shielded, 8mm, DC, 3-wire, PNP-NO, M12 connector
E2A-M12KN08-M1-B1-4 | 27910 | 368982 | Proximity sensor, inductive, brass-nickel, short body, M12, non-shielded, 8mm, DC, 3-wire, PNP-NO, M12 connector, gold-plated pins
E2A-M12KN08-M1-B3 | 19440 | 659333 | Proximity sensor, inductive, nickel-brass, short body, M12, unshielded, 8mm, DC, 4-wire, PNP-Antivalent (NO or NC), M12 plug-in
E2A-M12KN08-M1-C3 | 19440 | 667844 | Proximity sensor, inductive, nickel-brass, short body, M12, unshielded, 8 mm, DC, 3-wire, NPN-Antivalent (NO+NC), M12 plug-in
E2A-M12KN08-M1G-D1 | 18140 | 669208 | Proximity sensor, inductive, brass-nickeled, short body, M12, non-shielded, 8 mm, DC, 2-wire, M12 plug-in
E2A-M12KN08-M5-B1 | 19440 | 659160 | Proximity sensor, inductive, nickel-brass, short body, M12, unshielded, 8 mm, DC, 3-wire, PNP-NO, M8 3 Pin plug-in
E2A-M12KN08-WP-B1 2M | 19440 | 133538 | Proximity sensor, inductive, brass-nickel, short body, M12, non-shielded, 8mm, DC, 3-wire, PNP-NO, 2m prewired
E2A-M12KN08-WP-B2 2M | 19440 | 133452 | Proximity sensor, inductive, brass-nickel, short body, M12, non-shielded, 8mm, DC, 3-wire, PNP-NC, 2m prewired
E2A-M12KN08-WP-C1 5M | 21120 | 149130 | Proximity sensor, inductive, nickel-brass, short body, M12, unshielded, 8 mm, DC, 3-wire, NPN-NO, 5m cable
E2A-M12KN08-WP-C2 2M | 19440 | 133470 | Proximity sensor, inductive, brass-nickel, short body, M12, non-shielded, 8mm, DC, 3-wire, NPN-NC, 2m prewired
E2A-M12KN08-WP-D1 5M | 26590 | 656808 | Proximity sensor, inductive, brass-nickel, short body, M12, non-shielded, 8 mm, DC, 2-wire, NO, 5 m prewired
E2A-M12KS02-M1-B1 | 19440 | 235819 | Proximity sensor, inductive, brass-nickel, short body, M12, shielded, 2mm, DC, 3-wire, PNP-NO, M12 connector
E2A-M12KS02-M1-B2 | 19440 | 659172 | Proximity sensor, inductive, nickel-brass, short body, M12,shielded, 2 mm, DC, 3-wire, PNP-NC, M12 plug-in
E2A-M12KS02-WA-B1 5M | 33290 | 659478 | Proximity sensor, inductive, nickel-brass, short body, M12,shielded, 2 mm, DC, 3-wire, PNP-NO, 5 m Prewired PUR dia. 4 mm
E2A-M12KS02-WP-B1 2M | 19440 | 235820 | Proximity sensor, inductive, brass-nickel, short body, M12, shielded, 2 mm, DC, 3-wire, PNP-NO, 2 m prewired
E2A-M12KS02-WP-B1-TP 5M | 19440 | 236985 | Proximity sensor, inductive, brass-nickel, short body, M12, shielded, 2 mm, DC, 3-wire, PNP-NO, 5 m prewired, including washer
E2A-M12KS04-M1-B1 | 19440 | 103677 | Proximity sensor, inductive, brass-nickel, short body, M12, shielded, 4mm, DC, 3-wire, PNP-NO, M12 connector
E2A-M12KS04-M1-B1-20 | 327800 | 671541 | Multi-pack E2A-M12KS04-M1-B1: 1 pcs. = 1 box of 20 pcs.
E2A-M12KS04-M1-B1-4 | 27910 | 368983 | Proximity sensor, inductive, brass-nickel, short body, M12, shielded, 4 mm, DC, 3-wire, PNP-NO, M12 plug-in, gold-plated pins
E2A-M12KS04-M1-B2 | 19440 | 133482 | Proximity sensor, inductive, brass-nickel, short body, M12, shielded, 4mm, DC, 3-wire, PNP-NC, M12 connector
E2A-M12KS04-M1-B3 | 19440 | 244372 | Proximity sensor, inductive, brass-nickel, short body, M12, shielded, 4 mm, DC, 4-wire, PNP-Antivalent (NO+NC), , M12 connector
E2A-M12KS04-M1-C2 | 19440 | 133489 | Proximity sensor, inductive, brass-nickel, short body, M12, shielded, 4mm, DC, 3-wire, NPN-NC, M12 connector
E2A-M12KS04-M1G-D1 | 19440 | 659194 | Proximity sensor, inductive, brass-nickel, short body, M12, shielded, 4mm, DC, 2-wire, NO, M12 connector
E2A-M12KS04-M5-B1 | 19440 | 659199 | Proximity sensor, inductive, nickel-brass, short body, M12, shielded, 4 mm, DC, 3-wire, PNP-NO, M8 3 pin plug-in
E2A-M12KS04-M5-B2 | 19440 | 659225 | Proximity sensor, M12
E2A-M12KS04-WP-B1 5M | 19440 | 133447 | Proximity sensor, inductive, brass-nickel, short body, M12, shielded, 4mm, DC, 3-wire, PNP-NO, 5m prewired
E2A-M12KS04-WP-B2 5M | 21120 | 133456 | Proximity sensor, inductive, brass-nickel, short body, M12, shielded, 4 mm, DC, 3-wire, PNP-NC, 5 m prewired
E2A-M12KS04-WP-B3 2M | 19440 | 659337 | Proximity sensor, inductive, nickel-brass, short body, M12,shielded, 4mm, DC, 4-wire, PNP-Antivalent (NO or NC), 2m Prewired
E2A-M12KS04-WP-B3 5M | 21120 | 659325 | Proximity sensor, inductive, nickel-brass, short body, M12,shielded, 4 mm, DC, 4-wire, PNP-Antivalent (NO or NC), 5m Prewired
E2A-M12KS04-WP-C1 2M | 19440 | 133461 | Proximity sensor, inductive, brass-nickel, short body, M12, shielded, 4mm, DC, 3-wire, NPN-NO, 2m prewired
E2A-M12KS04-WP-C1 5M | 19440 | 133465 | Proximity sensor, inductive, brass-nickel, short body, M12, shielded, 4mm, DC, 3-wire, NPN-NO, 5m prewired
E2A-M12KS04-WP-C1-BM 5M | 19440 | 237656 | Proximity sensor, inductive, brass-nickel, short body, M12, shielded, 4 mm, DC, 3-wire, NPN-NO, 5 m
E2A-M12KS04-WP-C3 2M | 19440 | 659336 | Proximity sensor, inductive, nickel-brass, short body, M12,shielded, 4 mm, DC, 4-wire,NPN-Antivalent (NO+NC), 2 m Prewired
E2A-M12KS04-WP-D2 2M | 19440 | 411120 | Proximity sensor, inductive, brass-nickel, short body, M12, shielded, 4 mm, DC, 2 wire, NC, 2 m prewired
E2A-M12LN05-M1-B1-TP | 19440 | 656805 | Proximity sensor, inductive, brass-nickel, long body, M12, non-shielded, 5 mm, DC, 3-wire, PNP-NO, M12 connector, including washer
E2A-M12LN05-WP-B1-TP 5M | 19440 | 232412 | Proximity sensor, inductive, brass-nickel, long body, M12, non-shielded, 5 mm, DC, 3-wire, PNP-NO, 5 m prewired, including washer
E2A-M12LN08-M1-B1 | 19440 | 133399 | Proximity sensor, inductive, brass-nickel, long body, M12, non-shielded, 8mm, DC, 3-wire, PNP-NO, M12 connector
E2A-M12LN08-M1-B2 | 19440 | 152246 | Proximity sensor, inductive, brass-nickel, long body, M12, non-shielded, 8mm, DC, 3-wire, PNP-NC, M12 connector
E2A-M12LN08-M1-B3 | 19440 | 659329 | Proximity sensor, inductive, nickel-brass, long body, M12, unshielded, 8 mm, DC, 4-wire,PNP-Antivalent (NO+NC), M12 plug-in
E2A-M12LN08-M1-C1 | 19440 | 133400 | Proximity sensor, inductive, brass-nickel, long body, M12, non-shielded, 8mm, DC, 3-wire, NPN-NO, M12 connector
E2A-M12LN08-WP-B3 2M | 19440 | 659317 | Proximity sensor, inductive, nickel-brass, long body, M12, unshielded, 8 mm, DC, 4-wire, NPN-Antivalent (NO+NC), 2 m cable
E2A-M12LN08-WP-C1 2M | 19440 | 133405 | Proximity sensor, inductive, brass-nickel, long body, M12, non-shielded, 8mm, DC, 3-wire, NPN-NO, 2m prewired
E2A-M12LS02-M1-B1 | 19440 | 244363 | Proximity sensor, inductive, brass-nickel, long body, M12, shielded, 2 mm, DC, 3-wire, PNP-NO, M12 connector
E2A-M12LS02-WP-B1-TP 5M | 19440 | 244366 | Proximity sensor, inductive, brass-nickel, long body, M12, shielded, 2 mm, DC, 3-wire, PNP-NO, 5 m prewired, including washer
E2A-M12LS04-M1-B1 | 19440 | 155292 | Proximity sensor, inductive, brass-nickel, long body, M12, shielded, 4mm, DC, 3-wire, PNP-NO, M12 connector
E2A-M12LS04-M1-B1-20 | 327800 | 671538 | Multi-pack E2A-M12LS04-M1-B1: 1pcs. = 1 box of 20 pcs.
E2A-M12LS04-M1-B2 | 19440 | 143545 | Proximity sensor, inductive, brass-nickel, long body, M12, shielded, 4mm, DC, 3-wire, PNP-NC, M12 connector
E2A-M12LS04-M1-B3 | 19440 | 244373 | Proximity sensor, inductive, brass-nickel, long body, M12, shielded, 4mm, DC, 4-wire, PNP-Antivalent (NO+NC), M12 connector
E2A-M12LS04-M1-C3 | 19440 | 659311 | Proximity sensor, inductive, nickel-brass, long body, M12, shielded, 4 mm, DC, 4-wire, NPN-Antivalent (NO+NC), M12 plug-in
E2A-M12LS04-M5-B1 | 19440 | 659190 | Proximity sensor, inductive M12
E2A-M12LS04-WP-B3 5M | 21120 | 659331 | Proximity sensor, inductive, nickel-brass, long body, M12, shielded, 4 mm, DC, 4-wire, PNP-Antivalent (NO+NC), 5 m cable
E2A-M18KN10-M1-B1 | 20380 | 235821 | Proximity sensor, inductive, brass-nickel, short body, M18, non-shielded, 10mm, DC, 3-wire, PNP-NO, M12 connector
E2A-M18KN10-WP-C1-1 0.8M | 20380 | 658910 | Proximity sensor, inductive, brass-nickel, short body, M18, non-shielded, 10mm, DC, 3-wire, NPN-NO, 0.8m cable with sleeves
E2A-M18KN16-M1-B1 | 20380 | 133479 | Proximity sensor, inductive, brass-nickel, short body, M18, non-shielded, 16mm, DC, 3-wire, PNP-NO, M12 connector
E2A-M18KN16-M1-B1-20 | 371900 | 671539 | Multi-pack E2A-M18KN16-M1-B1: 1pcs.= 1 box of 20 pcs.
E2A-M18KN16-M1-B2 | 20380 | 142538 | Proximity sensor, inductive, brass-nickel, short body, M18, non-shielded, 16mm, DC, 3-wire, PNP-NC, M12 connector
E2A-M18KN16-M1-B3 | 20380 | 244374 | Proximity sensor, inductive, brass-nickel, short body, M18, non-shielded, 16 mm, DC, 4-wire, PNP-Antivalent (NO+NC), M12 connector
E2A-M18KN16-M1-C1 | 20380 | 133487 | Proximity sensor, inductive, brass-nickel, short body, M18, non-shielded, 16mm, DC, 3-wire, NPN-NO, M12 connector
E2A-M18KN16-M5-B1 | 20380 | 659226 | Proximity sensor, inductive, nickel-brass, short body, M18, unshielded, 16mm, DC, 3-wire, PNP-NO, M8 3 pin plug-in
E2A-M18KN16-WP-B1 10M | 20380 | 272191 | Proximity sensor, inductive, brass-nickel, short body, M18, non-shielded, 16mm, DC, 3-wire, PNP-NO, 10m prewired
E2A-M18KN16-WP-B1 5M | 20380 | 133449 | Proximity sensor, inductive, brass-nickel, short body, M18, non-shielded, 16mm, DC, 3-wire, PNP-NO, 5m prewired
E2A-M18KN16-WP-B2 2M | 20380 | 133453 | Proximity sensor, inductive, brass-nickel, short body, M18, non-shielded, 16mm, DC, 3-wire, PNP-NC, 2m prewired
E2A-M18KS05-M1-B1 | 20380 | 244367 | Proximity sensor, inductive, brass-nickel, short body, M18, shielded, 5 mm, DC, 3-wire, PNP-NO, M12 connector
E2A-M18KS05-WP-B1-TP 6M | 20380 | 236990 | Proximity sensor, inductive, brass-nickel, short body, M18, shielded, 5 mm, DC, 3-wire, PNP-NO, 6 m prewired, including washer
E2A-M18KS08-M1-B1 | 20380 | 143612 | Proximity sensor, inductive, brass-nickel, short body, M18, shielded, 8mm, DC, 3-wire, PNP-NO, M12 connector
E2A-M18KS08-M1-B1-20 | 371900 | 671534 | Multi-pack E2A-M18KS08-M1-B1: 1 pcs. = 1 box of 20 pcs.
E2A-M18KS08-M1-B2 | 20380 | 144793 | Proximity sensor, inductive, brass-nickel, short body, M18, shielded, 8mm, DC, 3-wire, PNP-NC, M12 connector
E2A-M18KS08-M1-B3 | 20380 | 242078 | Proximity sensor, inductive, brass-nickel, short body, M18, shielded, 8mm, DC, 4-wire, PNP-Antivalent (NO+NC), M12 connector
E2A-M18KS08-M1-B3-4 | 21530 | 658994 | Proximity sensor, inductive, nickel-brass, short body, M18,shielded, 8 mm, DC, 4-wire, PNP-Antivalent (NO+NC), M12 plug-in, gold-plated pins
E2A-M18KS08-M1-C1 | 20380 | 152470 | Proximity sensor, inductive, brass-nickel, short body, M18, shielded, 8mm, DC, 3-wire, NPN-NO, M12 connector
E2A-M18KS08-M1-C2 | 20380 | 153536 | Proximity sensor, inductive, brass-nickel, short body, M18, shielded, 8mm, DC, 3-wire, NPN-NC, M12 connector
E2A-M18KS08-M1G-D1 | 20380 | 659161 | Proximity sensor, inductive, brass-nickel, short body, M18, shielded, 8mm, DC, 2-wire, NO, M12 connector
E2A-M18KS08-M1JB1 0.5M | 20380 | 656807 | Proximity sensor, inductive, nickel-brass, short body, M18, shielded, 8 mm, DC, 3-wire, PNP-NO, pre-wired with M12 cable end connector (4 pin)
E2A-M18KS08-M5-B1 | 20380 | 659164 | Proximity sensor, inductive, nickel-brass, short body, M18, shielded, 8 mm, DC, 3-wire, PNP-NO, M8 3 pin plug-in
E2A-M18KS08-WP-B1 11M | 31010 | 377884 | Proximity sensor, inductive, nickel-brass, short body, M18,shielded, 8 mm, DC, 3-wire, PNP-NO, 11 m Prewired
E2A-M18KS08-WP-B1 2M | 20380 | 133539 | Proximity sensor, inductive, brass-nickel, short body, M18, shielded, 8mm, DC, 3-wire, PNP-NO, 2m prewired
E2A-M18KS08-WP-B1 5M | 20380 | 145881 | Proximity sensor, inductive, brass-nickel, short body, M18, shielded, 8mm, DC, 3-wire, PNP-NO, 5m prewired
E2A-M18KS08-WP-B3 2M | 20380 | 244361 | Proximity sensor, inductive, brass-nickel, short body, M18, shielded, 8mm, DC, 4-wire, PNP-Antivalent (NO+NC), 2m prewired
E2A-M18KS08-WP-C1 5M | 20380 | 133466 | Proximity sensor, inductive, brass-nickel, short body, M18, shielded, 8mm, DC, 3-wire, NPN-NO, 5m prewired
E2A-M18KS08-WS-B1 0.5M | 18950 | 169570
E2A-M18KS08-WS-B1 5M | 20380 | 656806 | Proximity sensor, inductive, brass-nickel, short body, M18, shielded, 8 mm, DC, 3-wire, PNP-NO, 5 m prewired dia. 6 mm
E2A-M18LN10-WP-B1-TP 5M | 20380 | 659205 | Proximity sensor, inductive, brass-nickel, long body, M18, non-shielded, 10 mm, DC, 3-wire, PNP-NO, 5 m cable, including washer
E2A-M18LN16-WP-B1 5M | 22090 | 133420 | Proximity sensor, inductive
E2A-M18LS05-M1-B1 | 20380 | 244368 | Proximity sensor, inductive, brass-nickel, long body, M18, shielded, 5 mm, DC, 3-wire, PNP-NO, M12 connector
E2A-M18LS08-M1-B1 | 20380 | 104288 | Proximity sensor, inductive, brass-nickel, long body, M18, shielded, 8mm, DC, 3-wire, PNP-NO, M12 connector
E2A-M18LS08-M1-B2 | 20380 | 146851 | Proximity sensor, inductive, brass-nickel, long body, M18, shielded, 8mm, DC, 3-wire, PNP-NC, M12 connector
E2A-M18LS08-M1-B3 | 20380 | 244375 | Proximity sensor, inductive, brass-nickel, long body, M18, shielded, 8mm, DC, 4-wire, PNP-Antivalent (NO+NC), M12 connector
E2A-M18LS08-M1-C1 | 20380 | 133425 | Proximity sensor, inductive, brass-nickel, long body, M18, shielded, 8mm, DC, 3-wire, NPN-NO, M12 connector
E2A-M18LS08-M1-C3 | 20380 | 667845 | Proximity sensor, inductive, nickel-brass, long body,M18, shielded, 8 mm, DC, 3-wire, NPN-Antivalent (NO+NC), M12 plug-in
E2A-M18LS08-M5-B1 | 20380 | 659165 | Proximity sensor, inductive, nickel-brass, long body, M18, shielded, 8 mm, DC, 3-wire, PNP-NO, M8 3 pin plug-in
E2A-M18LS08-WP-B1 2M | 20380 | 133427 | Proximity sensor, inductive, brass-nickel, long body, M18, shielded, 8mm, DC, 3-wire, PNP-NO, 2m prewired
E2A-M18LS08-WP-D1 2M | 20380 | 411128 | Proximity sensor, inductive, brass-nickel, long body, M18, shielded, 8 mm, DC, 2 wire, NO, 2 m prewired
E2A-M18LS08-WS-B1-M01 | 25490 | 667328 | Prox M18, 8 mm, shield, PNP with circular plug connector for Automotive industry...Replacement for TL-X8MF1-M01
E2A-M30KN20-WP-C1 2M | 24300 | 133396 | Proximity sensor, inductive, brass-nickel, short body, M30, non-shielded, 20 mm, DC, 3-wire, NPN-NO, 2 m prewired
E2A-M30KS10-M1-B1 | 24300 | 659166 | Proximity sensor, inductive, brass-nickel, short body, M30, shielded, 10 mm, DC, 3-wire, PNP-NO, M12 plug-in
E2A-M30KS10-WP-B1-TP 5M | 24300 | 659203 | Proximity sensor, inductive, brass-nickel, short body, M30, shielded, 10 mm, DC, 3-wire, PNP-NO, 5 m cable, including washer
E2A-M30KS10-WP-B3 10M | 24300 | 659307 | Proximity sensor, inductive, nickel-brass, short body, M30, shielded, 10mm, DC, 4-wire, PNP-antivalent (NO+NC), 10 m cable
E2A-M30KS10-WP-B3 15M | 24300 | 667856 | Proximity sensor, inductive, nickel-brass, short body, M30, shielded, 10 mm, DC, 4-wire, PNP-Antivalent (NO+NC), 15 m cable
E2A-M30KS15-WP-B1 10M | 30540 | 171615 | Inductive sensor, brass, M30, Sn=15 mm, shielded, short body, NO, 10 m PVC cable
E2A-M30KS15-WP-B1 2M | 24300 | 133445 | Proximity sensor, inductive, brass-nickel, short body, M30, shielded, 15mm, DC, 3-wire, PNP-NO, 2m prewired
E2A-M30KS15-WP-B1 5M | 24300 | 133450 | Proximity sensor, inductive, brass-nickel, short body, M30, shielded, 15mm, DC, 3-wire, PNP-NO, 5m prewired
E2A-M30KS15-WP-B2 2M | 24300 | 133454 | Proximity sensor, inductive, brass-nickel, short body, M30, shielded, 15 mm, DC, 3-wire, PNP-NC, 2 m prewired
E2A-M30KS15-WP-B2 5M | 25510 | 133460 | Proximity sensor, inductive, brass-nickel, short body, M30, shielded, 15 mm, DC, 3-wire, PNP-NC, 5 m prewired
E2A-M30KS15-WP-B3 2M | 24300 | 659304 | Proximity sensor, inductive, nickel-brass, short body, M30,shielded, 15 mm, DC, 4-wire, PNP-Antivalent (NO+NC), 2 m cable
E2A-M30KS15-WP-C1 5M | 25510 | 133467 | Proximity sensor, inductive, brass-nickel, short body, M30, shielded, 15 mm, DC, 3-wire, NPN-NO, 5 m prewired
E2A-M30KS15-WS-C1 2M | 24300 | 659192 | Proximity sensor, inductive, brass-nickel, short body, M30, shielded, 15 mm, DC, 3-wire, NPN-NO, 2 m cable PVC dia. 6 mm
E2A-M30LN30-M1-B1 | 24300 | 133481 | Proximity sensor, inductive, brass-nickel, long body, M30, non-shielded, 30mm, DC, 3-wire, PNP-NO, M12 connector
E2A-M30LN30-M1-B3 | 24300 | 659314 | Proximity sensor, inductive, nickel-brass, long body, M30, unshielded, 30 mm, DC, 4-wire, PNP-Antivalent (NC+NO), M12 plug-in
E2A-M30LN30-WP-B1 2M | 24300 | 133446 | Proximity sensor, inductive, brass-nickel, long body, M30, non-shielded, 30mm, DC, 3-wire, PNP-NO, 2m prewired
E2A-M30LN30-WP-B1 5M | 25510 | 145882 | Proximity sensor, inductive, nickel-brass, long body, M30, unshielded, 30 mm, DC, 3-wire, PNP-NO, 5 m cable
E2A-M30LN30-WP-B2 2M | 24300 | 133455 | Proximity sensor, inductive, brass-nickel, long body, M30, non-shielded, 30 mm, DC, 3-wire, PNP-NC, 2 m cable
E2A-M30LS15-M1-B1 | 24300 | 133433 | Proximity sensor, inductive, brass-nickel, long body, M30, shielded, 15mm, DC, 3-wire, PNP-NO, M12 connector
E2A-M30LS15-M1-B3 | 24300 | 244377 | Proximity sensor, inductive, brass-nickel, long body, M30, shielded, 15mm, DC, 4-wire, PNP-Antivalent (NO+NC), M12 connector
E2A-M30LS15-WP-B1 2M | 24300 | 142327 | Proximity sensor, inductive, brass-nickel, long body, M30, shielded, 15mm, DC, 3-wire, PNP-NO, 2m prewired
E2A-M30LS15-WP-B3 2M | 24300 | 659338 | Proximity sensor, inductive, nickel-brass, long body, M30, shielded, 15 mm, DC, 4-wire, PNP-Antivalent (NC+NO), 2 m cable
E2A-M30LS15-WP-C1 2M | 24300 | 133440 | Proximity sensor, inductive, nickel-brass, long body, M30, shielded, 15mm, DC, 3-wire, NPN-NO, 2m cable
E2A-M30LS15-WP-D2 2M | 24300 | 411136 | Proximity sensor, inductive, nickel-brass, long body, M30, shielded, 15mm, DC, 2 wire, NC, 2m prewired
E2A-S08KN02-M1-B1 | 20380 | 659162 | Proximity sensor, inductive, stainless steel, short body, M8, non-shielded, 2 mm, DC, 3-wire, PNP-NO, M12 4 pin plug-in
E2A-S08KN02-M1-C1 | 20380 | 659642 | Proximity sensor, inductive, stainless steel, long body, M8, unshielded, 2 mm, DC, 3-wire, NPN-NO, M12 plug-in
E2A-S08KN02-WP-B1 2M | 20380 | 659181 | Proximity sensor, inductive, stainless steel, short body, M8, non-shielded, 2 mm, DC, 3-wire, PNP-NO, 2 m cable
E2A-S08KN04-M1-B1 | 20380 | 183917 | Proximity sensor, inductive, stainless steel, short body, M8, non-shielded, 4mm, DC, 3-wire, PNP-NO, M12 connector
E2A-S08KN04-M1-B2 | 20380 | 401325 | Proximity sensor, inductive, stainless steel, short body, M8, non-shielded, 4 mm, DC, 3-wire, PNP-NC, M12 connector
E2A-S08KN04-M1-C1 | 20380 | 239506 | Proximity sensor, inductive, stainless steel, short body, M8, non-shielded, 4mm, DC, 3-wire, NPN-NO, M12 connector
E2A-S08KN04-M1-C2 | 20380 | 406767 | Proximity sensor, inductive, stainless steel, short body, M8, non-shielded, 4mm, DC, 3-wire, NPN-NC, M12 plug-in
E2A-S08KN04-M3-B1 | 20380 | 659185 | Proximity sensor, inductive, stainless steel, short body, M8, unshielded, 4mm, DC, 3-wire, PNP-NO, M8 plug-in
E2A-S08KN04-M3-B2 | 20380 | 659169 | Proximity sensor, inductive, stainless steel, short body, M8, non-shielded, 4 mm, DC, 3-wire, PNP-NC, M8 4 pin plug-in
E2A-S08KN04-M5-B1 | 20380 | 183894 | Proximity sensor, inductive, stainless steel, short body, M8, non-shielded, 4mm, DC, 3-wire, PNP-NO, M8 connector
E2A-S08KN04-M5-B2 | 20380 | 401326 | Proximity sensor, inductive, stainless steel, short body, M8, non-shielded, 4 mm, DC, 3-wire, PNP-NC, M8 connector
E2A-S08KN04-M5-C1 | 20380 | 183921 | Proximity sensor, inductive, stainless steel, short body, M8, non-shielded, 4mm, DC, 3-wire, NPN-NO, M8 connector
E2A-S08KN04-M5-C2 | 20380 | 406768 | Proximity sensor, inductive, stainless steel, short body, M8, non-shielded, 4mm, DC, 3-wire, NPN-NC, M8 plug-in
E2A-S08KN04-WP-B1 10M | 20380 | 659576 | Proximity sensor, inductive, stainless steel, short body, M8, unshielded, 4mm, DC, 3-wire, PNP-NO, 10m Prewired
E2A-S08KN04-WP-B1 2M | 20380 | 183895 | Proximity sensor, inductive, stainless steel, short body, M8, non-shielded, 4mm, DC, 3-wire, PNP-NO, 2m prewired
E2A-S08KN04-WP-B1 5M | 22090 | 401327 | Proximity sensor, inductive, stainless steel, short body, M8, non-shielded, 4 mm, DC, 3-wire, PNP-NO, 5 m prewired
E2A-S08KN04-WP-B2 2M | 20380 | 401328 | Proximity sensor, inductive, stainless steel, short body, M8, non-shielded, 4 mm, DC, 3-wire, PNP-NC, 2 m prewired
E2A-S08KN04-WP-B2 5M | 22090 | 406780 | Proximity sensor, inductive, stainless steel, short body, M8, unshielded, 4 mm, DC, 3-wire, PNP-NC, 5m cable
E2A-S08KN04-WP-C1 10M | 20380 | 234569 | Proximity sensor, inductive, stainless steel, short body, M8, non-shielded, 4 mm, DC, 3-wire, NPN-NO, 10 m prewired
E2A-S08KN04-WP-C1 2M | 20380 | 183926 | Proximity sensor, inductive, stainless steel, short body, M8, non-shielded, 4mm, DC, 3-wire, NPN-NO, 2m prewired
E2A-S08KN04-WP-C1 5M | 22090 | 406769 | Proximity sensor, inductive, stainless steel, short body, M8, unshielded, 4mm, DC, 3-wire, NPN-NO, 5m cable
E2A-S08KN04-WP-C2 2M | 20380 | 406770 | Proximity sensor, inductive, stainless steel, short body, M8, non-shielded, 4mm, DC, 3-wire, NPN-NC, 2m Prewired
E2A-S08KN04-WP-D1 2M | 20380 | 659196 | Proximity sensor, inductive, stainless steel, M8, unshielded, 4mm, DC, 2 wire, 2m prewired
E2A-S08KN04-WP-D2 2M | 20380 | 659182 | Proximity sensor, inductive, stainless steel, short body, M8, non-shielded, 4 mm, DC, 2-wire, NC, 2 m cable
E2A-S08KS01-M1-B1 | 20380 | 244369 | Proximity sensor, inductive, stainless steel, short body, M8, shielded, 1mm, DC, 3-wire, PNP-NO, M12 connector
E2A-S08KS01-M1-B2 | 20380 | 659222 | Proximity sensor, inductive, stainless steel, long body, M8, shielded, 1 mm, DC, 3-wire, PNP-NC, M12 plug-in
E2A-S08KS01-M1-C1 | 20380 | 659573 | Proximity sensor, inductive, stainless steel, long body, M8, shielded, 1 mm, DC, 3-wire, NPN-NO, M12 plug-in
E2A-S08KS01-M3-B1-TP | 14140 | 237659 | Proximity sensor, inductive, stainless steel, short body, M8, shielded, 1 mm, DC, 3-wire, PNP-NO, M8 connector (4 pin), including washer
E2A-S08KS01-M5-B1 | 20380 | 659197 | Proximity sensor, inductive, stainless steel, short body, M8, shielded, 1 mm, DC, 3-wire, PNP-NO, M8 4 pin plug-in
E2A-S08KS01-M5J-B1 0.3M | 20680 | 659619 | Proximity sensor, inductive, stainless steel, long body, M8, shielded, 1 mm, DC, 3-wire, NPN-NO, M8 pig-tail 0.3 m, 3-pin connector
E2A-S08KS01-WP-B1 2M | 20380 | 658909 | Proximity sensor, inductive, stainless steel, short body, M8, shielded, 1 mm, DC, 3-wire, PNP-NO, 2 m prewired
E2A-S08KS01-WP-B1 5M | 22090 | 228773 | Proximity sensor, inductive, stainless steel, short body, M8, shielded, 1mm, DC, 3-wire, PNP-NO, 5m prewired
E2A-S08KS01-WP-B2 2M | 20380 | 659186 | Proximity sensor, inductive, stainless steel, short body, M8, shielded, 1 mm, DC, 3-wire, PNP-NC, 2 m cable
E2A-S08KS01-WP-C1 2M | 20380 | 659193 | Proximity sensor, inductive, stainless steel, short body, M8, shielded, 1 mm, DC, 3-wire, NPN-NO, 2 m cable
E2A-S08KS02-M1-B1 | 20380 | 183896 | Proximity sensor, inductive, stainless steel, short body, M8, shielded, 2mm, DC, 3-wire, PNP-NO, M12 connector
E2A-S08KS02-M1-B2 | 20380 | 183930 | Proximity sensor, inductive, stainless steel, short body, M8, shielded, 2mm, DC, 3-wire, PNP-NC, M12 connector
E2A-S08KS02-M1-C1 | 20380 | 183931 | Proximity sensor, inductive, stainless steel, short body, M8, shielded, 2mm, DC, 3-wire, NPN-NO, M12 connector
E2A-S08KS02-M1-C2 | 20380 | 406771 | Proximity sensor, inductive, stainless steel, short body, M8, shielded, 2mm, DC, 3-wire, NPN-NC, M12 connector
E2A-S08KS02-M3-B1 | 20380 | 242079 | Proximity sensor, inductive, stainless steel, short body, M8, shielded, 2mm, DC, 3-wire, PNP-NO, M8 connector (4 pin)
E2A-S08KS02-M3-B2 | 20380 | 244370 | Proximity sensor, inductive, stainless steel, short body, M8, shielded, 2mm, DC, 3-wire, PNP-NC, M8 connector (4 pin)
E2A-S08KS02-M3-C1 | 20380 | 659227 | Proximity sensor, inductive, stainless steel, short body, M8, shielded, 2 mm, DC, 3-wire, NPN-NO, M8 4-pin plug-in
E2A-S08KS02-M3-C1-20 | 327800 | 671537 | Multi-pack E2A-S08KS02-M3-C1: 1 pcs. = 1 box of 20 pcs.
E2A-S08KS02-M3-C2 | 20380 | 659201 | Proximity sensor, inductive, stainless steel, short body, M8, shielded, 2mm, DC, 3-wire, NPN-NC, M8 4-pin plug-in
E2A-S08KS02-M5-B1 | 20380 | 183933 | Proximity sensor, inductive, stainless steel, short body, M8, shielded, 2mm, DC, 3-wire, PNP-NO, M8 connector (3 pin)
E2A-S08KS02-M5-B2 | 20380 | 183934 | Proximity sensor, inductive, stainless steel, short body, M8, shielded, 2mm, DC, 3-wire, PNP-NC, M8 connector (3 pin)
E2A-S08KS02-M5-B2-2 | 20380 | 659609 | Proximity sensor, inductive, stainless steel, short body, M8, shielded, 2 mm, DC, PNP NC, 3-wire, M8 3-pin connector, with stainless steel nuts (V2A 1.4305)
E2A-S08KS02-M5-C1 | 20380 | 183897 | Proximity sensor, inductive, stainless steel, short body, M8, shielded, 2mm, DC, 3-wire, NPN-NO, M8 connector (3 pin)
E2A-S08KS02-M5-C1-4 | 30270 | 368980 | Proximity sensor, inductive, stainless steel, short body, M8, shielded, 2mm, DC, 3-wire, NPN-NO, M8 connector (3 pin), gold-plated pins
E2A-S08KS02-M5-C2 | 20380 | 232021 | Proximity sensor, inductive, stainless steel, short body, M8, shielded, 2mm, DC, 3-wire, NPN-NC, M8 connector (3 pin)
E2A-S08KS02-WP-B1 10M | 20380 | 241819 | Proximity sensor, inductive, stainless steel, short body, M8, shielded, 2 mm, DC, 3-wire, PNP-NO, 10 m prewired
E2A-S08KS02-WP-B1 2M | 20380 | 183936 | Proximity sensor, inductive, stainless steel, short body, M8, shielded, 2 mm, DC, 3-wire, PNP-NO, 2 m prewired
E2A-S08KS02-WP-B1 5M | 20380 | 183937 | Proximity sensor, inductive, stainless steel, short body, M8, shielded, 2 mm, DC, 3-wire, PNP-NO, 5 m prewired
E2A-S08KS02-WP-B2 10M | 20380 | 332969 | Proximity sensor, inductive, stainless steel, short body, M8, shielded, 2mm, DC, 3-wire, PNP-NC, 10m prewired
E2A-S08KS02-WP-B2 2M | 20380 | 183938 | Proximity sensor, inductive, stainless steel, short body, M8, shielded, 2mm, DC, 3-wire, PNP-NC, 2m prewired
E2A-S08KS02-WP-B2 5M | 20380 | 401329 | Proximity sensor, inductive, stainless steel, short body, M8, shielded, 2 mm, DC, 3-wire, PNP-NC, 5 m prewired
E2A-S08KS02-WP-B2-1 0.2M | 44450 | 658912 | Proximity sensor, inductive, stainless steel, short body, M8, shielded, 2 mm, DC, 3-wire, PNP-NC, 200 mm M8 cable end connector (3 pole)
E2A-S08KS02-WP-C1 2M | 20380 | 183898 | Proximity sensor, inductive, stainless steel, short body, M8, shielded, 2mm, DC, 3-wire, NPN-NO, 2m prewired
E2A-S08KS02-WP-C1 5M | 22090 | 183940 | Proximity sensor, inductive, stainless steel, short body, M8, shielded, 2mm, DC, 3-wire, NPN-NO, 5m prewired
E2A-S08KS02-WP-C2 2M | 20380 | 183941 | Proximity sensor, inductive, stainless steel, short body, M8, shielded, 2mm, DC, 3-wire, NPN-NC, 2m prewired
E2A-S08KS02-WP-C2 5M | 22090 | 406782 | Proximity sensor, inductive, stainless steel, short body, M8, shielded, 2 mm, DC, 3-wire, NPN-NC, 5 m prewired
E2A-S08KS02-WP-D1 2M | 20380 | 656810 | Proximity sensor, inductive, stainless steel, short body, M8, shielded, 2 mm, DC, 2-wire, NO, 2 m prewired
E2A-S08KS02-WP-D2 2M | 20380 | 658911 | Proximity sensor, inductive, stainless steel, short body, M8, shielded, 2mm, DC, 2-wire, NC, 2m prewired
E2A-S08LN04-M1-B1 | 20380 | 183899 | Proximity sensor, inductive, stainless steel, long body, M8, non-shielded, 4mm, DC, 3-wire, PNP-NO, M12 connector
E2A-S08LN04-M1-B2 | 20380 | 406772 | Proximity sensor, inductive, stainless steel, long body, M8, non-shielded, 4mm, DC, 3-wire, PNP-NC, M12 connector
E2A-S08LN04-M1-C1 | 20380 | 406773 | Proximity sensor, inductive, stainless steel, long body, M8, non-shielded, 4 mm, DC, 3-wire, NPN-NO, M12 plug-in
E2A-S08LN04-M3-B1 | 20380 | 659204 | Proximity sensor, inductive, stainless steel, long body, M8, unshielded, 4 mm, DC, 3-wire, PNP-NO, M8 4pin plug-in
E2A-S08LN04-M3-B3 | 42590 | 667839 | Proximity sensor, inductive, stainless steel, long body, M8, unshielded, 4 mm, DC, 4-wire, PNP-Antivalent (NO+NC), M8 4pin plug-in
E2A-S08LN04-M5-B1 | 20380 | 183946 | Proximity sensor, inductive, stainless steel, long body, M8, non-shielded, 4mm, DC, 3-wire, PNP-NO, M8 connector(3 pin)
E2A-S08LN04-M5-B2 | 20380 | 183947 | Proximity sensor, inductive, stainless steel, long body, M8, non-shielded, 4mm, DC, 3-wire, PNP-NC, M8 connector(3 pin)
E2A-S08LN04-M5-C1 | 20380 | 183900 | Proximity sensor, inductive, stainless steel, long body, M8, non-shielded, 4mm, DC, 3-wire, NPN-NO, M8 connector(3 pin)
E2A-S08LN04-M5J-B1 0.3M | 20380 | 659617 | Proximity sensor, inductive, stainless steel, long body, M8, unshielded, 4 mm, DC, 3-wire, PNP-NO, M8 pig-tail 0.3 m, 3-pin connector
E2A-S08LN04-M5J-B1 0.6M | 20380 | 659629 | Proximity sensor, inductive, stainless steel, long body, M8, unshielded, 4 mm, DC, 3-wire, PNP-NO, M8 pig-tail 0.6 m, 3-pin connector
E2A-S08LN04-WP-B1 2M | 20380 | 183949 | Proximity sensor, inductive, stainless steel, long body, M8, non-shielded, 4mm, DC, 3-wire, PNP-NO, 2m prewired
E2A-S08LN04-WP-B2 2M | 20380 | 406784 | Proximity sensor, inductive, stainless steel, long body, M8, non-shielded, 4mm, DC, 3-wire, PNP-NC, 2m Prewired
E2A-S08LN04-WP-C1 2M | 20380 | 401324 | Proximity sensor, inductive, stainless steel, long body, M8, non-shielded, 4 mm, DC, 3-wire, NPN-NO, 2 m prewired
E2A-S08LS01-M1-B1 | 20380 | 659637 | Proximity sensor, inductive, stainless steel, long body, M8, shielded, 1 mm, DC, PNP NO, 3-wire, M12 plag-in connector
E2A-S08LS01-M5-B1 | 20380 | 659167 | Proximity sensor, inductive, stainless steel, long body, M8, shielded, 1 mm, DC, 3-wire, PNP-NO, M8 4 pin plug-in
E2A-S08LS02-M1-B1 | 20380 | 183956 | Proximity sensor, inductive, stainless steel, long body, M8, shielded, 2mm, DC, 3-wire, PNP-NO, M12 connector
E2A-S08LS02-M1-B2 | 20380 | 232023 | Proximity sensor, inductive, stainless steel, long body, M8, shielded, 2mm, DC, 3-wire, PNP-NC, M12 connector
E2A-S08LS02-M1-C1 | 20380 | 232019 | Proximity sensor, inductive, stainless steel, long body, M8, shielded, 2mm, DC, 3-wire, NPN-NO, M12 connector
E2A-S08LS02-M1-C2 | 20380 | 406776 | Proximity sensor, inductive, stainless steel, long body, M8, shielded, 2mm, DC, 3-wire, NPN-NC, M12 plug-in
E2A-S08LS02-M3-B1 | 20380 | 244371 | Proximity sensor, inductive, stainless steel, long body, M8, shielded, 2mm, DC, 3-wire, PNP-NO, M8 connector (4 pin)
E2A-S08LS02-M3-B3 | 47430 | 659342 | Proximity sensor, inductive, stainless steel, long body, M8, shielded, 2 mm, DC, 4-wire, PNP-Antivalent (NO+NC), M8 4pin plug-in
E2A-S08LS02-M5-B1 | 20380 | 183903 | Proximity sensor, inductive, stainless steel, long body, M8, shielded, 2mm, DC, 3-wire, PNP-NO, M8 connector (3 pin)
E2A-S08LS02-M5-B2 | 20380 | 183959 | Proximity sensor, inductive, stainless steel, long body, M8, shielded, 2mm, DC, 3-wire, PNP-NC, M8 connector (3 pin)
E2A-S08LS02-M5-C1 | 20380 | 183960 | Proximity sensor, inductive, stainless steel, long body, M8, shielded, 2mm, DC, 3-wire, NPN-NO, M8 connector (3 pin)
E2A-S08LS02-M5-C1-4 | 25510 | 368981 | Proximity sensor, inductive, stainless steel, long body, M8, shielded, 2 mm, DC, 3-wire, NPN-NO, M8 plug-in, gold-plated pins
E2A-S08LS02-WP-B1 2M | 20380 | 183904 | Proximity sensor, inductive, stainless steel, long body, M8, shielded, 2mm, DC, 3-wire, PNP-NO, 2m prewired
E2A-S08LS02-WP-B1 5M | 20380 | 401330 | Proximity sensor, inductive, stainless steel, long body, M8, shielded, 2 mm, DC, 3-wire, PNP-NO, 5 m prewired
E2A-S08LS02-WP-B2 2M | 20380 | 243967 | Proximity sensor, inductive, stainless steel, long body, M8, shielded, 2mm, DC, 3-wire, PNP-NC, 2m prewired
E2A-S08LS02-WP-B2 5M | 22090 | 406787 | Proximity sensor, inductive, stainless steel, long body, M8, shielded, 2 mm, DC, 3-wire, PNP-NC, 5m cable
E2A-S08LS02-WP-C1 2M | 20380 | 183965 | Proximity sensor, inductive, stainless steel, long body, M8, shielded, 2mm, DC, 3-wire, NPN-NO, 2m prewired
E2A-S08LS02-WP-C2 2M | 20380 | 406779 | Proximity sensor, inductive, stainless steel, long body, M8, shielded, 2mm, DC, 3-wire, NPN-NC, 2m cable
E2A-S12KN05-M1-B1 | 15170 | 242977 | Proximity sensor, inductive
E2A-S12KN05-M1-B2 | 19440 | 659175 | Proximity sensor, inductive, stainless steel, short body, M12, non-shielded, 5 mm, DC, 3-wire, PNP-NC, M8 3 pin plug-in
E2A-S12KN08-M1-B1 | 19440 | 411139 | Proximity sensor, inductive, stainless steel, short body, M12, non-shielded, 8 mm, DC, 3-wire, PNP-NO, M12 connector
E2A-S12KN08-WP-B1 20M | 29010 | 659616 | Proximity sensor, inductive, stainless steel, long body, M12, unshielded, 8 mm, DC, PNP NO, 3-wire, 20 m PVC cable
E2A-S12KN08-WP-B1 2M | 19440 | 242075 | Proximity sensor, inductive, stainless steel, short body, M12, non-shielded, 8 mm, DC, 3-wire, PNP-NO, 2m prewired
E2A-S12KN08-WP-C1 2M | 19910 | 377980 | Proximity switch, inductive, stainless steel, short body, M12, unshielded, 8 mm, DC, 3-wire, NPN-NO, 2 m cable
E2A-S12KS04-M1-B1 | 23720 | 351403 | Proximity sensor, inductive, stainless steel, short body, M12, shielded, 4mm, DC, 3-wire, PNP-NO, M12 connector
E2A-S12KS04-M1-B2 | 19440 | 659200 | Proximity sensor, inductive, stainless steel, short body, M12, shielded, 4 mm, DC, 3-wire, PNP-NC, M12 connector
E2A-S12KS04-M1-C1 | 19440 | 656802 | Proximity sensor, inductive, stainless steel, short body, M12, shielded, 4 mm, DC, 3-wire, NPN-NO, M12 connector
E2A-S12KS04-M5-B1 | 19440 | 659216 | Proximity switch, inductive, stainless steel, short body, M12, shielded, 4 mm, DC, PNP-NO, M8 connector (3 pin)
E2A-S12KS04-M5-B2 | 19440 | 659605 | Proximity sensor, inductive, stainless steel, short body, M12, shielded, 4 mm, DC, 3-wire, PNP-NC, M8 plug-in 3-pin connector
E2A-S12KS04-M5-C1 | 19070 | 659171 | Proximity sensor, inductive, stainless steel, short body, M12,shielded, 4mm, DC, 3-wire, NPN-NO, M12 plug-in
E2A-S12KS04-WP-B1 2M | 19440 | 341512 | Proximity sensor, inductive, stainless steel, short body, M12, shielded, 4mm, DC, 3-wire, PNP-NO, 2 m cable
E2A-S12KS04-WP-B1 5M | 19440 | 659215 | Proximity sensor, inductive, stainlessteel,
E2A-S12KS04-WP-B2 2M | 19440 | 659570 | Proximity sensor, inductive, stainless steel, short body, M12, shielded, 4 mm, DC, 3-wire, PNP-NC, 2 m cable
E2A-S12KS04-WP-C1 2M | 19440 | 659210 | Proximity sensor, inductive, stainless steel, short body, M12, shielded, 4 mm, DC, 3-wire, NPN-NO, 2 m prewired
E2A-S12KS04-WS-B1 5M | 19070 | 659184 | Proximity sensor, inductive, stainless steel, short body, M12,shielded, 4mm, DC, 3-wire, PNP-NC, 5m dia. 6mm Prewired
E2A-S12KS04-WS-C1 7.5M | 19440 | 656804 | Proximity sensor, inductive, stainless steel, short body, M12,shielded, 4 mm, DC, 3-wire, NPN-NO, 7.5 m dia. 6 mm Prewired
E2A-S12LN08-M1-B1 | 50100 | 659613 | Proximity sensor, inductive, stainless steel, long body, M12, unshielded, 8 mm, DC, 3-wire, PNP NO, M12 plug-in connector
E2A-S12LN08-M1-B3 | 23100 | 659303 | Proximity sensor, inductive, stainless steel, long body, M12, unshielded, 8mm, DC, 4-wire, PNP-Antivalent (NO+NC), M12 plug-in
E2A-S12LN08-M1-C3 | 47950 | 667835 | Proximity sensor, inductive, stainless steel, long body, M12, unshielded, 8 mm, DC, 3-wire, NPN-Antivalent (NO+NC), M12 plug-in
E2A-S12LS04-M1-B1 | 19440 | 658903 | Proximity sensor, inductive, stainless steel, long body, M12, shielded, 4 mm, DC, 3-wire, PNP-NO, M12 connector
E2A-S12LS04-M1-C1 | 19440 | 659218 | Proximity sensor, inductive, stainless steel, long body, M12, shielded, 4 mm, DC, 3-wire, NPN-NO, M12 plug-in
E2A-S12LS04-WP-B1 2M | 19440 | 658908 | Proximity sensor, inductive, stainless steel, long body, M12, shielded, 4 mm, DC, 3-wire, PNP-NO, 2 m prewired
E2A-S12LS04-WP-C1 2M | 19440 | 659206 | Proximity sensor, inductive, stainless steel, long body, M12, shielded, 4 mm, DC, 3-wire, NPN-NO, 2 m cable
E2A-S18KN16-M1-B1 | 20380 | 168903 | Proximity sensor, inductive, stainless steel, short body, M18, non-shielded, 16mm, DC, 3-wire, PNP-NO, M12 connector
E2A-S18KN16-WP-B1 2M | 20380 | 659191 | Proximity sensor, inductive, stainless steel, short body, M18, non-shielded, 16mm, DC, 3-wire, PNP-NO, 2 m cable
E2A-S18KS08-M1-B1 | 20380 | 168902 | Proximity sensor, inductive, stainless steel, short body, M18, shielded, 8 mm, DC, 3-wire, PNP NO, M12 connector
E2A-S18KS08-M1-B2 | 18560 | 659571 | Proximity sensor, inductive, stailess steel, short body, M18, shielded, 8 mm, DC, 3-wire, PNP NC, M12 connector
E2A-S18KS08-M1-C1 | 20380 | 659223 | Proximity sensor, inductive, stainless steel, short body, M18, shielded, 8 mm, DC, 3-wire, NPN-NO, M12 plug-in
E2A-S18KS08-M5-B1 | 20970 | 659632 | Proximity sensor, inductive, stailess steel, short body, M18, shielded, 8mm, DC, 3-wire, PNP-NO, M8 plug-in 3-pin connector
E2A-S18KS08-WP-B1 2M | 20380 | 658904 | Proximity sensor, inductive, stainless steel, short body, M18, shielded, 8 mm, DC, 3-wire, PNP-NO, 2 m prewired
E2A-S18KS08-WP-B1 5M | 20380 | 658906 | Proximity sensor, inductive, stainless steel, short body, M18, shielded, 8 mm, DC, 3-wire, PNP-NO, 5 m prewired
E2A-S18KS08-WP-B3 10M | 23050 | 659313 | Proximity sensor, inductive, stainless steel, short body, M18, shielded, 8 mm, DC, 4-wire, PNP-Antivalent (NO+NC), 10 m cable
E2A-S18KS08-WP-C1 2M | 20380 | 659214 | Proximity sensor, inductive, stainless steel, short body, M18, shielded, 8mm, DC, 3-wire, NPN-NO, 2m cable
E2A-S18KS08-WS-B1 10M | 41970 | 659179 | Proximity sensor, inductive, stainless steel, short body, M18, shielded, 8 mm, DC, 3-wire, NPN-NO, 10 m cable PVC dia. 6 mm
E2A-S18LN16-M1-B3 | 30990 | 667838 | Proximity sensor, inductive, stainless steel, long body, M18, unshielded, 16 mm, DC, 4-wire, PNP-Antivalent (NO+NC), M12 plug-in
E2A-S18LS08-M1-B1 | 20380 | 658907 | Proximity sensor, inductive, stainless steel, long body, M18, shielded, 8 mm, DC, 3-wire, PNP-NO, M12 connector
E2A-S18LS08-M1-B3 | 24110 | 667850 | Proximity sensor, inductive, stainless steel, long body, M18, shielded, 8 mm, DC, 4-wire, PNP NO+NC, M12 connector
E2A-S18LS08-WP-B1 2M | 20380 | 659207 | Proximity sensor, inductive, stainless steel, long body, M18, shielded, 8 mm, DC, 3-wire, PNP-NO, 2 m Prewired
E2A-S18LS08-WP-C1 2M | 20380 | 659220 | Proximity sensor, inductive, stainless steel, long body, M18, shielded, 8 mm, DC, 3-wire, NPN-NO, 2 m Prewired
E2A-S18LS08-WS-C1 2M | 24300 | 656803 | Proximity sensor, inductive, stainless steel, long body, M18, shielded, 8 mm, DC, 3-wire, NPN-NO, 2 m prewired
E2A-S30KS15-M1-B1 | 22660 | 168904 | Proximity sensor, inductive, stainless steel, short body, M30, shielded, 15mm, DC, 3-wire, PNP-NO, M12 plug-in
E2A-S30KS15-M5-B1 | 27600 | 659603 | Proximity sensor, inductive, stailess steel, short body, M30, shielded, 15 mm, DC, 3-wire, NPN-NC, M8 plag-in 3-pin
E2A-S30KS15-WP-B1 2M | 24300 | 659221 | Proximity sensor, inductive, stainless steel, short body, M30, shielded, 15 mm, DC, 3-wire, PNP-NO, 2 m cable
E2A-S30KS15-WP-B1 5M | 24300 | 659211 | Proximity sensor, inductive, stainless steel, short body, M30, shielded, 15 mm, DC, 3-wire, PNP-NO, 5 m cable
E2AU-M12KS04-WP-B1 2M | 23990 | 177457 | Proximity sensor, inductive, brass-nickeled, short body, M12, shielded, 4 mm, DC, 3-wire, PNP-NO, 2 m cable, e1 approval
E2B-M12KN05-M1-B1 | 7395 | 674364 | Proximity sensor, LITE, inductive, nickel-brass, short body, M12, unshielded, 5 mm, DC, 3-wire, PNP-NO, M12 plug-in
E2B-M12KN05-M1-B2 | 7395 | 674426 | Proximity sensor, inductive, nickel-brass, short body, M12, unshielded, 5 mm, DC, 3-wire, PNP-NC, M12 plug-in
E2B-M12KN05-M1-C1 | 7395 | 674675 | Proximity sensor, LITE, inductive, nickel-brass, short body, M12, unshielded, 5 mm, DC, 3-wire, NPN-NO, M12 plug-in
E2B-M12KN05-M1-C2 | 7395 | 674350 | Proximity sensor, inductive, nickel-brass, short body, M12, unshielded, 5 mm, DC, 3-wire, NPN-NC, M12 plug-in
E2B-M12KN05-WP-B1 2M | 7395 | 674338 | Proximity sensor, LITE, inductive, nickel-brass, short body, M12, unshielded, 5 mm, DC, 3-wire, PNP-NO, 2 m cable
E2B-M12KN05-WP-B1 5M | 8445 | 674422 | Proximity sensor, inductive, nickel-brass, short body, M12, unshielded, 5 mm, DC, 3-wire, PNP-NO, 5 m cable
E2B-M12KN05-WP-B2 2M | 7395 | 674405 | Proximity sensor, inductive, nickel-brass, short body, M12, unshielded, 5 mm, DC, 3-wire, PNP-NC, 2 m Prewired
E2B-M12KN05-WP-B2 5M | 8445 | 674347 | Proximity sensor, inductive, nickel-brass, short body, M12, unshielded, 5 mm, DC, 3-wire, PNP-NC, 5 m Prewired
E2B-M12KN05-WP-C1 2M | 7395 | 674369 | Proximity sensor, inductive, nickel-brass, short body, M12, unshielded, 5 mm, DC, 3-wire, NPN-NO, 2 m cable
E2B-M12KN05-WP-C1 5M | 8445 | 674548 | Proximity sensor, inductive, nickel-brass, short body, M12, unshielded, 5 mm, DC, 3-wire, NPN-NO, 5 m cable
E2B-M12KN05-WP-C2 2M | 7395 | 674360 | Proximity sensor, inductive, nickel-brass, short body, M12, unshielded, 5 mm, DC, 3-wire, NPN-NC, 2 m cable
E2B-M12KN05-WP-C2 5M | 8445 | 674311 | Proximity sensor, inductive, nickel-brass, short body, M12, unshielded, 5 mm, DC, 3-wire, NPN-NC, 5 m cable
E2B-M12KN08-M1-B1 | 7750 | 674557 | Proximity sensor, LITE, inductive, nickel-brass, short body, M12, unshielded, 8 mm, DC, 3-wire, PNP-NO, M12 plug-in
E2B-M12KN08-M1-B1-20 | 99900 | 671224 | Multi-pack E2B-M12KN08-M1-B1 OMS: 1 pcs. = 1 box of 20 pcs.
E2B-M12KN08-M1-B2 | 7750 | 674640 | Proximity sensor, LITE, inductive, nickel-brass, short body, M12, unshielded, 8 mm, DC, 3-wire, PNP-NC, M12 plug-in
E2B-M12KN08-M1-C1 | 7750 | 674637 | Proximity sensor, LITE, inductive, nickel-brass, short body, M12, unshielded, 8 mm, DC, 3-wire, NPN-NO, M12 plug-in
E2B-M12KN08-M1-C2 | 7750 | 674370 | Proximity sensor, LITE, inductive, nickel-brass, short body, M12, unshielded, 8 mm, DC, 3-wire, NPN-NC, M12 plug-in
E2B-M12KN08-WP-B1 2M | 7750 | 674571 | Proximity sensor, LITE, inductive, nickel-brass, short body, M12, unshielded, 8 mm, DC, 3-wire, PNP-NO, 2 m cable
E2B-M12KN08-WP-B1 5M | 8785 | 674559 | Proximity sensor, LITE, inductive, nickel-brass, short body, M12, unshielded, 8 mm, DC, 3-wire, PNP-NO, 5 m cable
E2B-M12KN08-WP-B2 2M | 7750 | 674322 | Proximity sensor, LITE, inductive, nickel-brass, short body, M12, unshielded, 8 mm, DC, 3-wire, PNP-NC, 2 m cable
E2B-M12KN08-WP-B2 5M | 8785 | 674486 | Proximity sensor, LITE, inductive, nickel-brass, short body, M12, unshielded, 8 mm, DC, 3-wire, PNP-NC, 5 m cable
E2B-M12KN08-WP-C1 2M | 7750 | 674561 | Proximity sensor, LITE, inductive, nickel-brass, short body, M12, unshielded, 8 mm, DC, 3-wire, NPN-NO, 2 m cable
E2B-M12KN08-WP-C1 5M | 8785 | 674596 | Proximity sensor, inductive, nickel-brass, short body, M12, unshielded, 8 mm, DC, 3-wire, NPN-NO, 5 m cable
E2B-M12KN08-WP-C2 2M | 7750 | 674356 | Proximity sensor, LITE, inductive, nickel-brass, short body, M12, unshielded, 8 mm, DC, 3-wire, NPN-NC, 2 m cable
E2B-M12KN08-WP-C2 5M | 8785 | 674554 | Proximity sensor, inductive, nickel-brass, short body, M12, unshielded, 8 mm, DC, 3-wire, NPN-NC, 5 m cable
E2B-M12KS02-M1-B1 | 7395 | 674680 | Proximity sensor, LITE, inductive, nickel-brass, short body, M12, shielded, 2 mm, DC, 3-wire, PNP-NO, M12 plug-in
E2B-M12KS02-M1-B2 | 7395 | 674363 | Proximity sensor, LITE, inductive, nickel-brass, short body, M12, shielded, 2 mm, DC, 3-wire, PNP-NC, M12 plug-in
E2B-M12KS02-M1-C1 | 7395 | 674346 | Proximity sensor, inductive, nickel-brass, short body, M12, shielded, 2 mm, DC, 3-wire, NPN-NO, M12 plug-in
E2B-M12KS02-M1-C2 | 7395 | 674566 | Proximity sensor, inductive, nickel-brass, short body, M12,shielded, 2 mm, DC, 3-wire, NPN-NC, M12 plug-in
E2B-M12KS02-WP-B1 2M | 7395 | 674327 | Proximity sensor, LITE, inductive, nickel-brass, short body, M12, shielded, 2 mm, DC, 3-wire, PNP-NO, 2 m cable
E2B-M12KS02-WP-B1 5M | 8445 | 674543 | Proximity sensor, inductive, nickel-brass, short body, M12,shielded, 2 mm, DC, 3-wire, PNP-NO, 5 m Prewired
E2B-M12KS02-WP-B2 2M | 7395 | 674449 | Proximity sensor, inductive, nickel-brass, short body, M12,shielded, 2 mm, DC, 3-wire, PNP-NC, 2 m Prewired
E2B-M12KS02-WP-B2 5M | 8445 | 674607 | Proximity sensor, inductive, nickel-brass, short body, M12,shielded, 2 mm, DC, 3-wire, PNP-NC, 5 m Prewired
E2B-M12KS02-WP-C1 2M | 7395 | 674380 | Proximity sensor, LITE, inductive, nickel-brass, short body, M12, shielded, 2 mm, DC, 3-wire, NPN-NO, 2 m cable
E2B-M12KS02-WP-C1 5M | 8445 | 674499 | Proximity sensor, inductive, nickel-brass, short body, M12, shielded, 2 mm, DC, 3-wire, NPN-NO, 5 m cable
E2B-M12KS02-WP-C2 2M | 7395 | 674538 | Proximity sensor, inductive, nickel-brass, short body, M12, shielded, 2 mm, DC, 3-wire, NPN-NC, 2 m cable
E2B-M12KS02-WP-C2 5M | 8445 | 674602 | Proximity sensor, inductive, nickel-brass, short body, M12, shielded, 2 mm, DC, 3-wire, NPN-NC, 5 m cable
E2B-M12KS04-M1-B1 | 7750 | 674633 | Proximity sensor, LITE, inductive, nickel-brass, short body, M12, shielded, 4 mm, DC, 3-wire, PNP-NO, M12 plug-in
E2B-M12KS04-M1-B1-20 | 101900 | 392627 | Multi-pack E2B-M12KS04-M1-B1 OMS: 1 pcs. = 1 box of 20 pcs.
E2B-M12KS04-M1-B2 | 7750 | 674624 | Proximity sensor, LITE, inductive, nickel-brass, short body, M12, shielded, 4 mm, DC, 3-wire, PNP-NC, M12 plug-in
E2B-M12KS04-M1-C1 | 7750 | 674524 | Proximity sensor, LITE, inductive, nickel-brass, short body, M12, shielded, 4 mm, DC, 3-wire, NPN-NO, M12 plug-in
E2B-M12KS04-M1-C1-20 | 99900 | 671223 | Multi-pack E2B-M12KS04-M1-C1 OMS: 1 pcs. = 1 box of 20 pcs.
E2B-M12KS04-M1-C1-20TH | 94400 | 669688 | Multi-pack E2B-M12KS04-M1-C1 OMS: 1 pcs. = 1 box of 20 pcs. without nuts
E2B-M12KS04-M1-C2 | 7750 | 674479 | Proximity sensor, LITE, inductive, nickel-brass, short body, M12, shielded, 4 mm, DC, 3-wire, NPN-NC, M12 plug-in
E2B-M12KS04-WP-B1 2M | 7750 | 674414 | Proximity sensor, LITE, inductive, nickel-brass, short body, M12, shielded, 4 mm, DC, 3-wire, PNP-NO, 2 m cable
E2B-M12KS04-WP-B1 5M | 8785 | 674429 | Proximity sensor, LITE, inductive, nickel-brass, short body, M12, shielded, 4 mm, DC, 3-wire, PNP-NO, 5 m cable
E2B-M12KS04-WP-B2 2M | 7750 | 674573 | Proximity sensor, LITE, inductive, nickel-brass, short body, M12, shielded, 4 mm, DC, 3-wire, PNP-NC, 2 m cable
E2B-M12KS04-WP-B2 5M | 8785 | 674528 | Proximity sensor, LITE, inductive, nickel-brass, short body, M12, shielded, 4 mm, DC, 3-wire, PNP-NC, 5 m cable
E2B-M12KS04-WP-C1 2M | 7750 | 674459 | Proximity sensor, LITE, inductive, nickel-brass, short body, M12, shielded, 4 mm, DC, 3-wire, NPN-NO, 2 m cable
E2B-M12KS04-WP-C1 5M | 8785 | 674337 | Proximity sensor, LITE, inductive, nickel-brass, short body, M12, shielded, 4 mm, DC, 3-wire, NPN-NO, 5 m cable
E2B-M12KS04-WP-C2 2M | 7750 | 674500 | Proximity sensor, LITE, inductive, nickel-brass, short body, M12, shielded, 4 mm, DC, 3-wire, NPN-NC, 2 m cable
E2B-M12KS04-WP-C2 5M | 8785 | 674366 | Proximity sensor, LITE, inductive, nickel-brass, short body, M12, shielded, 4 mm, DC, 3-wire, NPN-NC, 5 m cable
E2B-M12LN05-M1-B1 | 7395 | 674481 | Proximity sensor, inductive, nickel-brass, long body, M12, unshielded, 5 mm, DC, 3-wire, PNP-NO, M12 plug-in
E2B-M12LN05-M1-B2 | 7395 | 674374 | Proximity sensor, inductive, nickel-brass, long body, M12, unshielded, 5 mm, DC, 3-wire, PNP-NC, M12 plug-in
E2B-M12LN05-M1-C1 | 7395 | 674348 | Proximity sensor, inductive, nickel-brass, long body, M12, unshielded, 5 mm, DC, 3-wire, NPN-NO, M12 plug-in
E2B-M12LN05-M1-C2 | 7395 | 674384 | Proximity sensor, inductive, nickel-brass, long body, M12, unshielded, 5 mm, DC, 3-wire, NPN-NC, M12 plug-in
E2B-M12LN05-WP-B1 2M | 7395 | 674433 | Proximity sensor, inductive, nickel-brass, long body, M12, unshielded, 5 mm, DC, 3-wire, PNP-NO, 2 m cable
E2B-M12LN05-WP-B1 5M | 8445 | 674381 | Proximity sensor, inductive, nickel-brass, long body,M12,unshielded, 5 mm, DC, 3-wire, PNP-NO, 5 m Prewired
E2B-M12LN05-WP-B2 2M | 7395 | 674507 | Proximity sensor, inductive, nickel-brass, long body,M12,unshielded, 5 mm, DC, 3-wire, PNP-NC, 2 m Prewired
E2B-M12LN05-WP-B2 5M | 8445 | 674565 | Proximity sensor, inductive, nickel-brass, long body,M12,unshielded, 5 mm, DC, 3-wire, PNP-NC, 5 m Prewired
E2B-M12LN05-WP-C1 2M | 7395 | 674587 | Proximity sensor, inductive, nickel-brass, long body, M12, unshielded, 5 mm, DC, 3-wire, NPN-NO, 2 m cable
E2B-M12LN05-WP-C1 5M | 7395 | 674504 | Proximity sensor, inductive, nickel-brass, long body, M12, unshielded, 5 mm, DC, 3-wire, NPN-NO, 5 m cable
E2B-M12LN05-WP-C2 2M | 7395 | 674610 | Proximity sensor, inductive, nickel-brass, long body, M12, unshielded, 5 mm, DC, 3-wire, NPN-NC, 2 m cable
E2B-M12LN05-WP-C2 5M | 7395 | 674372 | Proximity sensor, inductive, nickel-brass, long body, M12, unshielded, 5 mm, DC, 3-wire, NPN-NC, 5 m cable
E2B-M12LN08-M1-B1 | 7750 | 674659 | Proximity sensor, LITE, inductive, nickel-brass, long body, M12, unshielded, 8 mm, DC, 3-wire, PNP-NO, M12 plug-in
E2B-M12LN08-M1-B2 | 7750 | 674480 | Proximity sensor, LITE, inductive, nickel-brass, long body, M12, unshielded, 8 mm, DC, 3-wire, PNP-NC, M12 plug-in
E2B-M12LN08-M1-C1 | 7750 | 674474 | Proximity sensor, LITE, inductive, nickel-brass, long body, M12, unshielded, 8 mm, DC, 3-wire, NPN-NO, M12 plug-in
E2B-M12LN08-M1-C2 | 7750 | 674461 | Proximity sensor, inductive, nickel-brass, long body, M12, unshielded, 8 mm, DC, 3-wire, NPN-NC, M12 plug-in
E2B-M12LN08-WP-B1 2M | 7750 | 674533 | Proximity sensor, LITE, inductive, nickel-brass, long body, M12, unshielded, 8 mm, DC, 3-wire, PNP-NO, 2 m cable
E2B-M12LN08-WP-B1 5M | 8785 | 674439 | Proximity sensor, inductive, nickel-brass, long body,M12,unshielded, 8 mm, DC, 3-wire, PNP-NO, 5 m Prewired
E2B-M12LN08-WP-B2 2M | 7750 | 674523 | Proximity sensor, inductive, nickel-brass, long body,M12,unshielded, 8 mm, DC, 3-wire, PNP-NC, 2 m Prewired
E2B-M12LN08-WP-B2 5M | 8785 | 674545 | Proximity sensor, inductive, nickel-brass, long body,M12,unshielded, 8 mm, DC, 3-wire, PNP-NC, 5 m Prewired
E2B-M12LN08-WP-C1 2M | 7750 | 674522 | Proximity sensor, LITE, inductive, nickel-brass, long body, M12, unshielded, 8 mm, DC, 3-wire, NPN-NO, 2 m cable
E2B-M12LN08-WP-C1 5M | 7750 | 674617 | Proximity sensor, inductive, nickel-brass, long body, M12, unshielded, 8 mm, DC, 3-wire, NPN-NO, 5 m cable
E2B-M12LN08-WP-C2 2M | 7750 | 674400 | Proximity sensor, inductive, nickel-brass, long body, M12, unshielded, 8 mm, DC, 3-wire, NPN-NC, 2 m cable
E2B-M12LN08-WP-C2 5M | 7750 | 674658 | Proximity sensor, inductive, nickel-brass, long body, M12, unshielded, 8 mm, DC, 3-wire, NPN-NC, 5 m cable
E2B-M12LS02-M1-B1 | 7395 | 674622 | Proximity sensor, LITE, inductive, nickel-brass, long body, M12, shielded, 2 mm, DC, 3-wire, PNP-NO, M12 plug-in
E2B-M12LS02-M1-B2 | 7395 | 674446 | Proximity sensor, inductive, nickel-brass, long body, M12,shielded, 2 mm, DC, 3-wire, PNP-NC, M12 plug-in
E2B-M12LS02-M1-C1 | 7395 | 674391 | Proximity sensor, inductive, nickel-brass, long body, M12, shielded, 2 mm, DC, 3-wire, NPN-NO, M12 plug-in
E2B-M12LS02-M1-C2 | 7395 | 674653 | Proximity sensor, inductive, nickel-brass, long body, M12, shielded, 2 mm, DC, 3-wire, NPN-NC, M12 plug-in
E2B-M12LS02-WP-B1 2M | 7395 | 674505 | Proximity sensor, inductive, nickel-brass, long body, M12, shielded, 2 mm, DC, 3-wire, PNP-NO, 2 m cable
E2B-M12LS02-WP-B1 5M | 8445 | 674669 | Proximity sensor, inductive, nickel-brass, long body, M12,shielded, 2 mm, DC, 3-wire, PNP-NO, 5 m Prewired
E2B-M12LS02-WP-B2 2M | 7395 | 674603 | Proximity sensor, inductive, nickel-brass, long body, M12, shielded, 2 mm, DC, 3-wire, PNP-NC, 2 m cable
E2B-M12LS02-WP-B2 5M | 8445 | 674362 | Proximity sensor, inductive, nickel-brass, long body, M12, shielded, 2 mm, DC, 3-wire, PNP-NC, 5 m cable
E2B-M12LS02-WP-C1 2M | 7395 | 674450 | Proximity sensor, inductive, nickel-brass, long body, M12, shielded, 2 mm, DC, 3-wire, NPN-NO, 2 m cable
E2B-M12LS02-WP-C1 5M | 8445 | 674404 | Proximity sensor, inductive, nickel-brass, long body, M12, shielded, 2 mm, DC, 3-wire, NPN-NO, 5 m cable
E2B-M12LS02-WP-C2 2M | 7395 | 674451 | Proximity sensor, inductive, nickel-brass, long body, M12, shielded, 2 mm, DC, 3-wire, NPN-NC, 2 m cable
E2B-M12LS02-WP-C2 5M | 8445 | 674599 | Proximity sensor, inductive, nickel-brass, long body, M12, shielded, 2 mm, DC, 3-wire, NPN-NC, 5 m cable
E2B-M12LS04-M1-B1 | 7750 | 674527 | Proximity sensor, LITE, inductive, nickel-brass, long body, M12, shielded, 4 mm, DC, 3-wire, PNP-NO, M12 plug-in
E2B-M12LS04-M1-B1-20 | 101900 | 392628 | Multi-pack E2B-M12LS04-M1-B1 OMS: 1 pcs. = 1 box of 20 pcs.
E2B-M12LS04-M1-B2 | 7750 | 674657 | Proximity sensor, LITE, inductive, nickel-brass, long body, M12, shielded, 4 mm, DC, 3-wire, PNP-NC, M12 plug-in
E2B-M12LS04-M1-C1 | 7750 | 674329 | Proximity sensor, LITE, inductive, nickel-brass, long body, M12, shielded, 4 mm, DC, 3-wire, NPN-NO, M12 plug-in
E2B-M12LS04-M1-C2 | 7750 | 674378 | Proximity sensor, inductive, nickel-brass, long body, M12, shielded, 4 mm, DC, 3-wire, NPN-NC, M12 plug-in
E2B-M12LS04-WP-B1 2M | 7750 | 674517 | Proximity sensor, LITE, inductive, nickel-brass, long body, M12, shielded, 4 mm, DC, 3-wire, PNP-NO, 2 m cable
E2B-M12LS04-WP-B1 5M | 8785 | 674316 | Proximity sensor, LITE, inductive, nickel-brass, long body, M12, shielded, 4 mm, DC, 3-wire, PNP-NO, 5 m Prewired
E2B-M12LS04-WP-B2 2M | 7750 | 674472 | Proximity sensor, LITE, inductive, nickel-brass, long body, M12, shielded, 4 mm, DC, 3-wire, PNP-NC, 2 m cable
E2B-M12LS04-WP-B2 5M | 8785 | 674667 | Proximity sensor, inductive, nickel-brass, long body, M12, shielded, 4 mm, DC, 3-wire, PNP-NC, 5 m cable
E2B-M12LS04-WP-C1 2M | 7750 | 674605 | Proximity sensor, LITE, inductive, nickel-brass, long body, M12, shielded, 4 mm, DC, 3-wire, NPN-NO, 2 m cable
E2B-M12LS04-WP-C1 5M | 8785 | 674324 | Proximity sensor, inductive, nickel-brass, long body, M12, shielded, 4 mm, DC, 3-wire, NPN-NO, 5 m cable
E2B-M12LS04-WP-C2 2M | 7750 | 674331 | Proximity sensor, inductive, nickel-brass, long body, M12, shielded, 4 mm, DC, 3-wire, NPN-NC, 2 m cable
E2B-M12LS04-WP-C2 5M | 8785 | 674477 | Proximity sensor, inductive, nickel-brass, long body, M12, shielded, 4 mm, DC, 3-wire, NPN-NC, 5 m cable
E2B-M18KN10-M1-B1 | 8445 | 674558 | Proximity sensor, LITE, inductive, nickel-brass, short body, M18, unshielded, 10 mm, DC, 3-wire, PNP-NO, M12 plug-in
E2B-M18KN10-M1-B2 | 8445 | 674568 | Proximity sensor, inductive, nickel-brass, short body, M18, unshielded, 10 mm, DC, 3-wire, PNP-NC, M12 plug-in
E2B-M18KN10-M1-C1 | 8445 | 674402 | Proximity sensor, inductive, nickel-brass, short body, M18, unshielded, 10 mm, DC, 3-wire, NPN-NO, M12 plug-in
E2B-M18KN10-M1-C2 | 8445 | 674530 | Proximity sensor, inductive, nickel-brass, short body, M18, unshielded, 10 mm, DC, 3-wire, NPN-NC, M12 plug-in
E2B-M18KN10-WP-B1 2M | 8445 | 674415 | Proximity sensor, inductive, nickel-brass, short body, M18, unshielded, 10 mm, DC, 3-wire, PNP-NO, 2 m cable
E2B-M18KN10-WP-B1 5M | 9500 | 674475 | Proximity sensor, inductive, nickel-brass, short body, M18, unshielded, 10 mm, DC, 3-wire, PNP-NO, 5 m cable
E2B-M18KN10-WP-B2 2M | 8445 | 674594 | Proximity sensor, inductive, nickel-brass, short body, M18, unshielded, 10 mm, DC, 3-wire, PNP-NC, 2 m Prewired
E2B-M18KN10-WP-B2 5M | 9500 | 674597 | Proximity sensor, inductive, nickel-brass, short body, M18, unshielded, 10 mm, DC, 3-wire, PNP-NC, 5 m Prewired
E2B-M18KN10-WP-C1 2M | 8445 | 674578 | Proximity sensor, inductive, nickel-brass, short body, M18, unshielded, 10 mm, DC, 3-wire, NPN-NO, 2 m cable
E2B-M18KN10-WP-C1 5M | 9500 | 674336 | Proximity sensor, inductive, nickel-brass, short body, M18, unshielded, 10 mm, DC, 3-wire, NPN-NO, 5 m cable
E2B-M18KN10-WP-C2 2M | 8445 | 674492 | Proximity sensor, inductive, nickel-brass, short body, M18, unshielded, 10 mm, DC, 3-wire, NPN-NC, 2 m cable
E2B-M18KN10-WP-C2 5M | 9500 | 674563 | Proximity sensor, inductive, nickel-brass, short body, M18, unshielded, 10 mm, DC, 3-wire, NPN-NC, 5 m cable
E2B-M18KN16-M1-B1 | 9015 | 674469 | Proximity sensor, LITE, inductive, nickel-brass, short body, M18, unshielded, 16 mm, DC, 3-wire, PNP-NO, M12 plug-in
E2B-M18KN16-M1-B1-20 | 120000 | 671226 | Multi-pack E2B-M18KN16-M1-B1 OMS: 1 pcs. = 1 box of 20 pcs.
E2B-M18KN16-M1-B2 | 9015 | 674359 | Proximity sensor, LITE, inductive, nickel-brass, short body, M18, unshielded, 16 mm, DC, 3-wire, PNP-NC, M12 plug-in
E2B-M18KN16-M1-C1 | 9015 | 674368 | Proximity sensor, LITE, inductive, nickel-brass, short body, M18, unshielded, 16 mm, DC, 3-wire, NPN-NO, M12 plug-in
E2B-M18KN16-M1-C2 | 9015 | 674408 | Proximity sensor, LITE, inductive, nickel-brass, short body, M18, unshielded, 16 mm, DC, 3-wire, NPN-NC, M12 plug-in
E2B-M18KN16-WP-B1 2M | 9015 | 674614 | Proximity sensor, LITE, inductive, nickel-brass, short body, M18, unshielded, 16 mm, DC, 3-wire, PNP-NO, 2 m cable
E2B-M18KN16-WP-B1 5M | 10050 | 674484 | Proximity sensor, LITE, inductive, nickel-brass, short body, M18, unshielded, 16 mm, DC, 3-wire, PNP-NO, 5 m cable
E2B-M18KN16-WP-B2 2M | 9015 | 674342 | Proximity sensor, LITE, inductive, nickel-brass, short body, M18, unshielded, 16 mm, DC, 3-wire, PNP-NC, 2 m cable
E2B-M18KN16-WP-B2 5M | 10050 | 674491 | Proximity sensor, inductive, nickel-brass, short body, M18, unshielded, 16 mm, DC, 3-wire, PNP-NC, 5 m Prewired
E2B-M18KN16-WP-C1 2M | 9015 | 674655 | Proximity sensor, LITE, inductive, nickel-brass, short body, M18, unshielded, 16 mm, DC, 3-wire, NPN-NO, 2 m cable
E2B-M18KN16-WP-C1 5M | 10050 | 674661 | Proximity sensor, inductive, nickel-brass, short body, M18, unshielded, 16 mm, DC, 3-wire, NPN-NO, 5 m cable
E2B-M18KN16-WP-C2 2M | 9015 | 674467 | Proximity sensor, LITE, inductive, nickel-brass, short body, M18, unshielded, 16 mm, DC, 3-wire, NPN-NC, 2 m cable
E2B-M18KN16-WP-C2 5M | 10050 | 674417 | Proximity sensor, inductive, nickel-brass, short body, M18, unshielded, 16 mm, DC, 3-wire, NPN-NC, 5 m cable
E2B-M18KS05-M1-B1 | 8445 | 674612 | Proximity sensor, LITE, inductive, nickel-brass, short body, M18, shielded, 5 mm, DC, 3-wire, PNP-NO, M12 plug-in
E2B-M18KS05-M1-B2 | 8445 | 674508 | Proximity sensor, inductive, nickel-brass, short body, M18,shielded, 5 mm, DC, 3-wire, PNP-NC, M12 plug-in
E2B-M18KS05-M1-C1 | 8445 | 674355 | Proximity sensor, inductive, nickel-brass, short body, M18, shielded, 5 mm, DC, 3-wire, NPN-NO, M12 plug-in
E2B-M18KS05-M1-C2 | 8445 | 674351 | Proximity sensor, inductive, nickel-brass, short body, M18,shielded, 5 mm, DC, 3-wire, NPN-NC, M12 plug-in
E2B-M18KS05-WP-B1 2M | 8445 | 674572 | Proximity sensor, LITE, inductive, nickel-brass, short body, M18, shielded, 5 mm, DC, 3-wire, PNP-NO, 2 m cable
E2B-M18KS05-WP-B1 5M | 9500 | 674334 | Proximity sensor, inductive, nickel-brass, short body, M18,shielded, 5 mm, DC, 3-wire, PNP-NO, 5 m Prewired
E2B-M18KS05-WP-B2 2M | 8445 | 674412 | Proximity sensor, inductive, nickel-brass, short body, M18,shielded, 5 mm, DC, 3-wire, PNP-NC, 2 m Prewired
E2B-M18KS05-WP-B2 5M | 9500 | 674387 | Proximity sensor, inductive, nickel-brass, short body, M18,shielded, 5 mm, DC, 3-wire, PNP-NC, 5 m Prewired
E2B-M18KS05-WP-C1 2M | 8445 | 674330 | Proximity sensor, inductive, nickel-brass, short body, M18, shielded, 5 mm, DC, 3-wire, NPN-NO, 2 m cable
E2B-M18KS05-WP-C1 5M | 9500 | 674442 | Proximity sensor, inductive, nickel-brass, short body, M18, shielded, 5 mm, DC, 3-wire, NPN-NO, 5 m cable
E2B-M18KS05-WP-C2 2M | 8445 | 674460 | Proximity sensor, inductive, nickel-brass, short body, M18, shielded, 5 mm, DC, 3-wire, NPN-NC, 2 m cable
E2B-M18KS05-WP-C2 5M | 9500 | 674352 | Proximity sensor, inductive, nickel-brass, short body, M18, shielded, 5 mm, DC, 3-wire, NPN-NC, 5 m cable
E2B-M18KS08-M1-B1 | 9030 | 674616 | Proximity sensor, LITE, inductive, nickel-brass, short body, M18, shielded, 8 mm, DC, 3-wire, PNP-NO, M12 plug-in
E2B-M18KS08-M1-B1-20 | 122200 | 392629 | Multi-pack E2B-M18KS08-M1-B1 OMS: 1 pcs. = 1 box of 20 pcs.
E2B-M18KS08-M1-B2 | 9015 | 674473 | Proximity sensor, LITE, inductive, nickel-brass, short body, M18, shielded, 8 mm, DC, 3-wire, PNP-NC, M12 plug-in
E2B-M18KS08-M1-C1 | 9015 | 674656 | Proximity sensor, LITE, inductive, nickel-brass, short body, M18, shielded, 8 mm, DC, 3-wire, NPN-NO, M12 plug-in
E2B-M18KS08-M1-C2 | 9015 | 674553 | Proximity sensor, LITE, inductive, nickel-brass, short body, M18, shielded, 8 mm, DC, 3-wire, NPN-NC, M12 plug-in
E2B-M18KS08-WP-B1 2M | 9015 | 674516 | Proximity sensor, LITE, inductive, nickel-brass, short body, M18, shielded, 8 mm, DC, 3-wire, PNP-NO, 2 m cable
E2B-M18KS08-WP-B1 5M | 10050 | 674410 | Proximity sensor, LITE, inductive, nickel-brass, short body, M18, shielded, 8 mm, DC, 3-wire, PNP-NO, 5 m cable
E2B-M18KS08-WP-B2 2M | 9015 | 674314 | Proximity sensor, LITE, inductive, nickel-brass, short body, M18, shielded, 8 mm, DC, 3-wire, PNP-NC, 2 m cable
E2B-M18KS08-WP-B2 5M | 10050 | 674679 | Proximity sensor, LITE, inductive, nickel-brass, short body, M18, shielded, 8 mm, DC, 3-wire, PNP-NC, 5 m cable
E2B-M18KS08-WP-C1 2M | 9015 | 674575 | Proximity sensor, LITE, inductive, nickel-brass, short body, M18, shielded, 8 mm, DC, 3-wire, NPN-NO, 2 m cable
E2B-M18KS08-WP-C1 5M | 10050 | 674663 | Proximity sensor, LITE, inductive, nickel-brass, short body, M18, shielded, 8 mm, DC, 3-wire, NPN-NO, 5 m cable
E2B-M18KS08-WP-C2 2M | 9015 | 674406 | Proximity sensor, LITE, inductive, nickel-brass, short body, M18, shielded, 8 mm, DC, 3-wire, NPN-NC, 2 m cable
E2B-M18KS08-WP-C2 5M | 10050 | 674333 | Proximity sensor, inductive, nickel-brass, short body, M18, shielded, 8 mm, DC, 3-wire, NPN-NC, 5 m cable
E2B-M18LN10-M1-B1 | 8445 | 674532 | Proximity sensor, inductive, nickel-brass, long body, M18, unshielded, 10 mm, DC, 3-wire, PNP-NO, M12 plug-in
E2B-M18LN10-M1-B2 | 8445 | 674598 | Proximity sensor, inductive, nickel-brass, long body, M18, unshielded, 10 mm, DC, 3-wire, PNP-NC, M12 plug-in
E2B-M18LN10-M1-C1 | 8445 | 674531 | Proximity sensor, inductive, nickel-brass, long body, M18, unshielded, 10 mm, DC, 3-wire, NPN-NO, M12 plug-in
E2B-M18LN10-M1-C2 | 8445 | 674540 | Proximity sensor, inductive, nickel-brass, long body, M18, unshielded, 10 mm, DC, 3-wire, NPN-NC, M12 plug-in
E2B-M18LN10-WP-B1 2M | 8445 | 674401 | Proximity sensor, inductive, nickel-brass, long body, M18, unshielded, 10 mm, DC, 3-wire, PNP-NO, 2 m cable
E2B-M18LN10-WP-B1 5M | 9500 | 674409 | Proximity sensor, inductive, nickel-brass, long body,M18,unshielded, 10 mm, DC, 3-wire, PNP-NO, 5 m Prewired
E2B-M18LN10-WP-B2 2M | 8445 | 674529 | Proximity sensor, inductive, nickel-brass, long body,M18,unshielded, 10 mm, DC, 3-wire, PNP-NC, 2 m Prewired
E2B-M18LN10-WP-B2 5M | 9500 | 674618 | Proximity sensor, inductive, nickel-brass, long body,M18,unshielded, 10 mm, DC, 3-wire, PNP-NC, 5 m Prewired
E2B-M18LN10-WP-C1 2M | 8445 | 674321 | Proximity sensor, inductive, nickel-brass, long body, M18, unshielded, 10 mm, DC, 3-wire, NPN-NO, 2 m cable
E2B-M18LN10-WP-C1 5M | 8445 | 674509 | Proximity sensor, inductive, nickel-brass, long body, M18, unshielded, 10 mm, DC, 3-wire, NPN-NO, 5 m cable
E2B-M18LN10-WP-C2 2M | 8445 | 674514 | Proximity sensor, inductive, nickel-brass, long body, M18, unshielded, 10 mm, DC, 3-wire, NPN-NC, 2 m cable
E2B-M18LN10-WP-C2 5M | 8445 | 674315 | Proximity sensor, inductive, nickel-brass, long body, M18, unshielded, 10 mm, DC, 3-wire, NPN-NC, 5 m cable
E2B-M18LN16-M1-B1 | 9015 | 674430 | Proximity sensor, LITE, inductive, nickel-brass, long body, M18, unshielded, 16 mm, DC, 3-wire, PNP-NO, M12 plug-in
E2B-M18LN16-M1-B2 | 9015 | 674542 | Proximity sensor, inductive, nickel-brass, long body, M18, unshielded, 16 mm, DC, 3-wire, PNP-NC, M12 plug-in
E2B-M18LN16-M1-C1 | 9015 | 674383 | Proximity sensor, inductive, nickel-brass, long body, M18, unshielded, 16 mm, DC, 3-wire, NPN-NO, M12 plug-in
E2B-M18LN16-M1-C2 | 9015 | 674349 | Proximity sensor, inductive, nickel-brass, long body, M18, unshielded, 16 mm, DC, 3-wire, NPN-NC, M12 plug-in
E2B-M18LN16-WP-B1 2M | 9015 | 674613 | Proximity sensor, LITE, inductive, nickel-brass, long body, M18, unshielded, 16 mm, DC, 3-wire, PNP-NO, 2 m cable
E2B-M18LN16-WP-B1 5M | 10050 | 674634 | Proximity sensor, inductive, nickel-brass, long body, M18, unshielded, 16 mm, DC, 3-wire, PNP-NO, 5 m Prewired
E2B-M18LN16-WP-B2 2M | 9015 | 674462 | Proximity sensor, inductive, nickel-brass, long body, M18, unshielded, 16 mm, DC, 3-wire, PNP-NC, 2 m Prewired
E2B-M18LN16-WP-B2 5M | 10050 | 674534 | Proximity sensor, inductive, nickel-brass, long body, M18, unshielded, 16 mm, DC, 3-wire, PNP-NC, 5 m Prewired
E2B-M18LN16-WP-C1 2M | 9015 | 674453 | Proximity sensor, inductive, nickel-brass, long body, M18, unshielded, 16 mm, DC, 3-wire, NPN-NO, 2 m cable
E2B-M18LN16-WP-C1 5M | 9015 | 674623 | Proximity sensor, inductive, nickel-brass, long body, M18, unshielded, 16 mm, DC, 3-wire, NPN-NO, 5 m cable
E2B-M18LN16-WP-C2 2M | 9015 | 674581 | Proximity sensor, inductive, nickel-brass, long body, M18, unshielded, 16 mm, DC, 3-wire, NPN-NC, 2 m cable
E2B-M18LN16-WP-C2 5M | 9015 | 674344 | Proximity sensor, inductive, nickel-brass, long body, M18, unshielded, 16 mm, DC, 3-wire, NPN-NC, 5 m cable
E2B-M18LS05-M1-B1 | 8445 | 674458 | Proximity sensor, inductive, nickel-brass, long body, M18, shielded, 5 mm, DC, 3-wire, PNP-NO, M12 plug-in
E2B-M18LS05-M1-B2 | 8445 | 674395 | Proximity sensor, inductive, nickel-brass, long body, M18,shielded, 5 mm, DC, 3-wire, PNP-NC, M12 plug-in
E2B-M18LS05-M1-C1 | 8445 | 674583 | Proximity sensor, inductive, nickel-brass, long body, M18, shielded, 5 mm, DC, 3-wire, NPN-NO, M12 plug-in
E2B-M18LS05-M1-C2 | 8445 | 674666 | Proximity sensor, inductive, nickel-brass, long body, M18, shielded, 5 mm, DC, 3-wire, NPN-NC, M12 plug-in
E2B-M18LS05-WP-B1 2M | 8445 | 674586 | Proximity sensor, inductive, nickel-brass, long body, M18, shielded, 5 mm, DC, 3-wire, PNP-NO, 2 m cable
E2B-M18LS05-WP-B1 5M | 9500 | 674520 | Proximity sensor, inductive, nickel-brass, long body, M18,shielded, 5 mm, DC, 3-wire, PNP-NO, 5 m Prewired
E2B-M18LS05-WP-B2 2M | 8445 | 674647 | Proximity sensor, inductive, nickel-brass, long body, M18, shielded, 5 mm, DC, 3-wire, PNP-NC, 2 m cable
E2B-M18LS05-WP-B2 5M | 9500 | 674664 | Proximity sensor, inductive, nickel-brass, long body, M18, shielded, 5 mm, DC, 3-wire, PNP-NC, 5 m cable
E2B-M18LS05-WP-C1 2M | 8445 | 376083 | Proximity sensor, inductive, nickel-brass, long body, M18, shielded, 5mm, DC, 3-wire, NPN-NO, 2m cable
E2B-M18LS05-WP-C1 2M | 8445 | 674413 | Proximity sensor, inductive, nickel-brass, long body, M18, shielded, 5 mm, DC, 3-wire, NPN-NO, 2 m cable
E2B-M18LS05-WP-C1 5M | 9500 | 674423 | Proximity sensor, inductive, nickel-brass, long body, M18, shielded, 5 mm, DC, 3-wire, NPN-NO, 5 m cable
E2B-M18LS05-WP-C2 2M | 8445 | 674377 | Proximity sensor, inductive, nickel-brass, long body, M18, shielded, 5 mm, DC, 3-wire, NPN-NC, 2 m cable
E2B-M18LS05-WP-C2 5M | 9500 | 674550 | Proximity sensor, inductive, nickel-brass, long body, M18, shielded, 5 mm, DC, 3-wire, NPN-NC, 5 m cable
E2B-M18LS08-M1-B1 | 9015 | 674628 | Proximity sensor, LITE, inductive, nickel-brass, long body, M18, shielded, 8 mm, DC, 3-wire, PNP-NO, M12 plug-in
E2B-M18LS08-M1-B2 | 9015 | 674328 | Proximity sensor, LITE, inductive, nickel-brass, long body, M18, shielded, 8 mm, DC, 3-wire, PNP-NC, M12 plug-in
E2B-M18LS08-M1-C1 | 9015 | 674445 | Proximity sensor, LITE, inductive, nickel-brass, long body, M18, shielded, 8 mm, DC, 3-wire, NPN-NO, M12 plug-in
E2B-M18LS08-M1-C2 | 9015 | 674436 | Proximity sensor, inductive, nickel-brass, long body, M18, shielded, 8 mm, DC, 3-wire, NPN-NC, M12 plug-in
E2B-M18LS08-WP-B1 2M | 9015 | 674562 | Proximity sensor, LITE, inductive, nickel-brass, long body, M18, shielded, 8 mm, DC, 3-wire, PNP-NO, 2 m cable
E2B-M18LS08-WP-B1 5M | 10050 | 674585 | Proximity sensor, inductive, nickel-brass, long body, M18,shielded, 8 mm, DC, 3-wire, PNP-NO, 5 m Prewired
E2B-M18LS08-WP-B2 2M | 9015 | 674354 | Proximity sensor, inductive, nickel-brass, long body, M18, shielded, 8 mm, DC, 3-wire, PNP-NC, 2 m cable
E2B-M18LS08-WP-B2 5M | 10050 | 674577 | Proximity sensor, inductive, nickel-brass, long body, M18, shielded, 8 mm, DC, 3-wire, PNP-NC, 5 m cable
E2B-M18LS08-WP-C1 2M | 9015 | 674567 | Proximity sensor, LITE, inductive, nickel-brass, long body, M18, shielded, 8 mm, DC, 3-wire, NPN-NO, 2 m cable
E2B-M18LS08-WP-C1 5M | 10050 | 674428 | Proximity sensor, inductive, nickel-brass, long body, M18, shielded, 8 mm, DC, 3-wire, NPN-NO, 5 m cable
E2B-M18LS08-WP-C2 2M | 9015 | 674584 | Proximity sensor, inductive, nickel-brass, long body, M18, shielded, 8 mm, DC, 3-wire, NPN-NC, 2 m cable
E2B-M18LS08-WP-C2 5M | 10050 | 674335 | Proximity sensor, inductive, nickel-brass, long body, M18, shielded, 8 mm, DC, 3-wire, NPN-NC, 5 m cable
E2B-M30KN20-M1-B1 | 9380 | 674397 | Proximity sensor, LITE, inductive, nickel-brass, short body, M30, unshielded, 20 mm, DC, 3-wire, PNP-NO, M12 plug-in
E2B-M30KN20-M1-B2 | 9380 | 674376 | Proximity sensor, inductive, nickel-brass, short body, M30, unshielded, 20 mm, DC, 3-wire, PNP-NC, M12 plug-in
E2B-M30KN20-M1-C1 | 9380 | 674444 | Proximity sensor, LITE, inductive, nickel-brass, short body, M30, unshielded, 20 mm, DC, 3-wire, NPN-NO, M12 plug-in
E2B-M30KN20-M1-C2 | 9380 | 674476 | Proximity sensor, inductive, nickel-brass, short body, M30, unshielded, 20 mm, DC, 3-wire, NPN-NC, M12 plug-in
E2B-M30KN20-WP-B1 2M | 9380 | 674673 | Proximity sensor, LITE, inductive, nickel-brass, short body, M30, unshielded, 20 mm, DC, 3-wire, PNP-NO, 2 m cable
E2B-M30KN20-WP-B1 5M | 10400 | 674399 | Proximity sensor, inductive, nickel-brass, short body, M30, unshielded, 20 mm, DC, 3-wire, PNP-NO, 5 m cable
E2B-M30KN20-WP-B2 2M | 9380 | 674398 | Proximity sensor, LITE, inductive, nickel-brass, short body, M30, unshielded, 20 mm, DC, 3-wire, PNP-NC, 2 m cable
E2B-M30KN20-WP-B2 5M | 10400 | 674544 | Proximity sensor, inductive, nickel-brass, short body, M30, unshielded, 20 mm, DC, 3-wire, PNP-NC, 5 m Prewired
E2B-M30KN20-WP-C1 2M | 9380 | 674493 | Proximity sensor, LITE, inductive, nickel-brass, short body, M30, unshielded, 20 mm, DC, 3-wire, NPN-NO, 2 m cable
E2B-M30KN20-WP-C1 5M | 10400 | 674662 | Proximity sensor, inductive, nickel-brass, short body, M30, unshielded, 20 mm, DC, 3-wire, NPN-NO, 5 m cable
E2B-M30KN20-WP-C2 2M | 9380 | 674483 | Proximity sensor, inductive, nickel-brass, short body, M30, unshielded, 20 mm, DC, 3-wire, NPN-NC, 2 m cable
E2B-M30KN20-WP-C2 5M | 10400 | 674325 | Proximity sensor, inductive, nickel-brass, short body, M30, unshielded, 20 mm, DC, 3-wire, NPN-NC, 5 m cable
E2B-M30KS10-M1-B1 | 9380 | 674341 | Proximity sensor, LITE, inductive, nickel-brass, short body, M30, shielded, 10 mm, DC, 3-wire, PNP-NO, M12 plug-in
E2B-M30KS10-M1-B2 | 9380 | 674489 | Proximity sensor, inductive, nickel-brass, short body, M30,shielded, 10 mm, DC, 3-wire, PNP-NC, M12 plug-in
E2B-M30KS10-M1-C1 | 9380 | 674506 | Proximity sensor, inductive, nickel-brass, short body, M30, shielded, 10 mm, DC, 3-wire, NPN-NO, M12 plug-in
E2B-M30KS10-M1-C2 | 9380 | 674312 | Proximity sensor, inductive, nickel-brass, short body, M30,shielded, 10 mm, DC, 3-wire, NPN-NC, M12 plug-in
E2B-M30KS10-WP-B1 2M | 9380 | 674652 | Proximity sensor, LITE, inductive, nickel-brass, short body, M30, shielded, 10 mm, DC, 3-wire, PNP-NO, 2 m cable
E2B-M30KS10-WP-B1 5M | 10400 | 674643 | Proximity sensor, inductive, nickel-brass, short body, M30,shielded, 10 mm, DC, 3-wire, PNP-NO, 5 m Prewired
E2B-M30KS10-WP-B2 2M | 9380 | 674490 | Proximity sensor, inductive, nickel-brass, short body, M30,shielded, 10 mm, DC, 3-wire, PNP-NC, 2 m Prewired
E2B-M30KS10-WP-B2 5M | 10400 | 674339 | Proximity sensor, inductive, nickel-brass, short body, M30,shielded, 10 mm, DC, 3-wire, PNP-NC, 5 m Prewired
E2B-M30KS10-WP-C1 2M | 9380 | 674452 | Proximity sensor, inductive, nickel-brass, short body, M30, shielded, 10 mm, DC, 3-wire, NPN-NO, 2 m cable
E2B-M30KS10-WP-C1 5M | 10400 | 674431 | Proximity sensor, inductive, nickel-brass, short body, M30, shielded, 10 mm, DC, 3-wire, NPN-NO, 5 m cable
E2B-M30KS10-WP-C2 2M | 9380 | 674437 | Proximity sensor, inductive, nickel-brass, short body, M30, shielded, 10 mm, DC, 3-wire, NPN-NC, 2 m cable
E2B-M30KS10-WP-C2 5M | 10400 | 674485 | Proximity sensor, inductive, nickel-brass, short body, M30, shielded, 10 mm, DC, 3-wire, NPN-NC, 5 m cable
E2B-M30KS15-M1-B1 | 10980 | 674318 | Proximity sensor, LITE, inductive, nickel-brass, short body, M30, shielded, 15 mm, DC, 3-wire, PNP-NO, M12 plug-in
E2B-M30KS15-M1-B2 | 10980 | 674418 | Proximity sensor, LITE, inductive, nickel-brass, short body, M30, shielded, 15 mm, DC, 3-wire, PNP-NC, M12 plug-in
E2B-M30KS15-M1-C1 | 10980 | 674394 | Proximity sensor, LITE, inductive, nickel-brass, short body, M30, shielded, 15 mm, DC, 3-wire, NPN-NO, M12 plug-in
E2B-M30KS15-M1-C2 | 10980 | 674582 | Proximity sensor, LITE, inductive, nickel-brass, short body, M30,shielded, 15 mm, DC, 3-wire, NPN-NC, M12 plug-in
E2B-M30KS15-WP-B1 2M | 10980 | 674546 | Proximity sensor, LITE, inductive, nickel-brass, short body, M30, shielded, 15 mm, DC, 3-wire, PNP-NO, 2 m cable
E2B-M30KS15-WP-B1 5M | 12040 | 674447 | Proximity sensor, LITE, inductive, nickel-brass, short body, M30, shielded, 15 mm, DC, 3-wire, PNP-NO, 5 m cable
E2B-M30KS15-WP-B2 2M | 10980 | 674615 | Proximity sensor, LITE, inductive, nickel-brass, short body, M30, shielded, 15 mm, DC, 3-wire, PNP-NC, 2 m cable
E2B-M30KS15-WP-B2 5M | 12040 | 674392 | Proximity sensor, inductive, nickel-brass, short body, M30,shielded, 15 mm, DC, 3-wire, PNP-NC, 5 m Prewired
E2B-M30KS15-WP-C1 2M | 10980 | 674674 | Proximity sensor, LITE, inductive, nickel-brass, short body, M30, shielded, 15 mm, DC, 3-wire, NPN-NO, 2 m cable
E2B-M30KS15-WP-C1 5M | 12040 | 674441 | Proximity sensor, inductive, nickel-brass, short body, M30, shielded, 15 mm, DC, 3-wire, NPN-NO, 5 m cable
E2B-M30KS15-WP-C2 2M | 10980 | 674385 | Proximity sensor, LITE, inductive, nickel-brass, short body, M30, shielded, 15 mm, DC, 3-wire, NPN-NC, 2 m cable
E2B-M30KS15-WP-C2 5M | 12040 | 674648 | Proximity sensor, inductive, nickel-brass, short body, M30, shielded, 15 mm, DC, 3-wire, NPN-NC, 5 m cable
E2B-M30LN20-M1-B1 | 9380 | 674649 | Proximity sensor, inductive, nickel-brass, long body, M30, unshielded, 20 mm, DC, 3-wire, PNP-NO, M12 plug-in
E2B-M30LN20-M1-B2 | 9380 | 674632 | Proximity sensor, inductive, nickel-brass, long body, M30, unshielded, 20 mm, DC, 3-wire, PNP-NC, M12 plug-in
E2B-M30LN20-M1-C1 | 9380 | 674588 | Proximity sensor, inductive, nickel-brass, long body, M30, unshielded, 20 mm, DC, 3-wire, NPN-NO, M12 plug-in
E2B-M30LN20-M1-C2 | 9380 | 674466 | Proximity sensor, inductive, nickel-brass, long body, M30, unshielded, 20 mm, DC, 3-wire, NPN-NC, M12 plug-in
E2B-M30LN20-WP-B1 2M | 9380 | 674497 | Proximity sensor, inductive, nickel-brass, long body, M30, unshielded, 20 mm, DC, 3-wire, PNP-NO, 2 m cable
E2B-M30LN20-WP-B1 5M | 10400 | 674601 | Proximity sensor, inductive, nickel-brass, long body, M30, unshielded, 20 mm, DC, 3-wire, PNP-NO, 5 m Prewired
E2B-M30LN20-WP-B2 2M | 9380 | 674513 | Proximity sensor, inductive, nickel-brass, long body, M30, unshielded, 20 mm, DC, 3-wire, PNP-NC, 2 m Prewired
E2B-M30LN20-WP-B2 5M | 10400 | 674635 | Proximity sensor, inductive, nickel-brass, long body, M30, unshielded, 20 mm, DC, 3-wire, PNP-NC, 5 m Prewired
E2B-M30LN20-WP-C1 2M | 9380 | 674482 | Proximity sensor, inductive, nickel-brass, long body, M30, unshielded, 20 mm, DC, 3-wire, NPN-NO, 2 m cable
E2B-M30LN20-WP-C1 5M | 9380 | 674551 | Proximity sensor, inductive, nickel-brass, long body, M30, unshielded, 20 mm, DC, 3-wire, NPN-NO, 5 m cable
E2B-M30LN20-WP-C2 2M | 9380 | 674419 | Proximity sensor, inductive, nickel-brass, long body, M30, unshielded, 20 mm, DC, 3-wire, NPN-NC, 2 m cable
E2B-M30LN20-WP-C2 5M | 9380 | 674641 | Proximity sensor, inductive, nickel-brass, long body, M30, unshielded, 20 mm, DC, 3-wire, NPN-NC, 5 m cable
E2B-M30LN30-M1-B1 | 10980 | 674536 | Proximity sensor, LITE, inductive, nickel-brass, short body, M30, unshielded, 30 mm, DC, 3-wire, PNP-NO, M12 plug-in
E2B-M30LN30-M1-B2 | 10980 | 674470 | Proximity sensor, LITE, inductive, nickel-brass, short body, M30, unshielded, 30 mm, DC, 3-wire, PNP-NC, M12 plug-in
E2B-M30LN30-M1-C1 | 10980 | 674595 | Proximity sensor, LITE, inductive, nickel-brass, short body, M30, unshielded, 30 mm, DC, 3-wire, NPN-NO, M12 plug-in
E2B-M30LN30-M1-C2 | 10980 | 674440 | Proximity sensor, LITE, inductive, nickel-brass, short body, M30, unshielded, 30 mm, DC, 3-wire, NPN-NC, M12 plug-in
E2B-M30LN30-WP-B1 2M | 10980 | 674393 | Proximity sensor, LITE, inductive, nickel-brass, short body, M30, unshielded, 30 mm, DC, 3-wire, PNP-NO, 2 m cable
E2B-M30LN30-WP-B1 5M | 12040 | 674496 | Proximity sensor, inductive, nickel-brass, short body, M30, unshielded, 30 mm, DC, 3-wire, PNP-NO, 5 m cable
E2B-M30LN30-WP-B2 2M | 10980 | 674521 | Proximity sensor, LITE, inductive, nickel-brass, short body, M30, unshielded, 30 mm, DC, 3-wire, PNP-NC, 2 m Prewired
E2B-M30LN30-WP-B2 5M | 12040 | 674593 | Proximity sensor, inductive, nickel-brass, short body, M30, unshielded, 30 mm, DC, 3-wire, PNP-NC, 5 m Prewired
E2B-M30LN30-WP-C1 2M | 10980 | 674609 | Proximity sensor, LITE, inductive, nickel-brass, short body, M30, unshielded, 30 mm, DC, 3-wire, NPN-NO, 2 m cable
E2B-M30LN30-WP-C1 5M | 12040 | 674464 | Proximity sensor, inductive, nickel-brass, short body, M30, unshielded, 30 mm, DC, 3-wire, NPN-NO, 5 m cable
E2B-M30LN30-WP-C2 2M | 10980 | 674539 | Proximity sensor, LITE, inductive, nickel-brass, short body, M30, unshielded, 30 mm, DC, 3-wire, NPN-NC, 2 m cable
E2B-M30LN30-WP-C2 5M | 12040 | 674668 | Proximity sensor, inductive, nickel-brass, short body, M30, unshielded, 30 mm, DC, 3-wire, NPN-NC, 5 m cable
E2B-M30LS10-M1-B1 | 9380 | 674386 | Proximity sensor, inductive, nickel-brass, long body, M30, shielded, 10 mm, DC, 3-wire, PNP-NO, M12 plug-in
E2B-M30LS10-M1-B2 | 9380 | 674463 | Proximity sensor, inductive, nickel-brass, long body, M30,shielded, 10 mm, DC, 3-wire, PNP-NC, M12 plug-in
E2B-M30LS10-M1-C1 | 9380 | 674569 | Proximity sensor, inductive, nickel-brass, long body, M30, shielded, 10 mm, DC, 3-wire, NPN-NO, M12 plug-in
E2B-M30LS10-M1-C2 | 9380 | 674340 | Proximity sensor, inductive, nickel-brass, long body, M30, shielded, 10 mm, DC, 3-wire, NPN-NC, M12 plug-in
E2B-M30LS10-WP-B1 2M | 9380 | 674403 | Proximity sensor, inductive, nickel-brass, long body, M30, shielded, 10 mm, DC, 3-wire, PNP-NO, 2 m cable
E2B-M30LS10-WP-B1 5M | 10400 | 674549 | Proximity sensor, inductive, nickel-brass, long body, M30,shielded, 10 mm, DC, 3-wire, PNP-NO, 5 m Prewired
E2B-M30LS10-WP-B2 2M | 9380 | 674619 | Proximity sensor, inductive, nickel-brass, long body, M30, shielded, 10 mm, DC, 3-wire, PNP-NC, 2 m cable
E2B-M30LS10-WP-B2 5M | 10400 | 674665 | Proximity sensor, inductive, nickel-brass, long body, M30, shielded, 10 mm, DC, 3-wire, PNP-NC, 5 m cable
E2B-M30LS10-WP-C1 2M | 9380 | 674320 | Proximity sensor, inductive, nickel-brass, long body, M30, shielded, 10 mm, DC, 3-wire, NPN-NO, 2 m cable
E2B-M30LS10-WP-C1 5M | 10400 | 674515 | Proximity sensor, inductive, nickel-brass, long body, M30, shielded, 10 mm, DC, 3-wire, NPN-NO, 5 m cable
E2B-M30LS10-WP-C2 2M | 9380 | 674670 | Proximity sensor, inductive, nickel-brass, long body, M30, shielded, 10 mm, DC, 3-wire, NPN-NC, 2 m cable
E2B-M30LS10-WP-C2 5M | 10400 | 674382 | Proximity sensor, inductive, nickel-brass, long body, M30, shielded, 10 mm, DC, 3-wire, NPN-NC, 5 m cable
E2B-M30LS15-M1-B1 | 10980 | 674512 | Proximity sensor, LITE, inductive, nickel-brass, long body, M30, shielded, 15 mm, DC, 3-wire, PNP-NO, M12 plug-in
E2B-M30LS15-M1-B2 | 10980 | 674332 | Proximity sensor, inductive, nickel-brass, long body, M30,shielded, 15 mm, DC, 3-wire, PNP-NC, M12 plug-in
E2B-M30LS15-M1-C1 | 10980 | 674541 | Proximity sensor, inductive, nickel-brass, long body, M30, shielded, 15 mm, DC, 3-wire, NPN-NO, M12 plug-in
E2B-M30LS15-M1-C2 | 10980 | 674579 | Proximity sensor, inductive, nickel-brass, long body, M30, shielded, 15 mm, DC, 3-wire, NPN-NC, M12 plug-in
E2B-M30LS15-WP-B1 2M | 10980 | 674537 | Proximity sensor, LITE, inductive, nickel-brass, long body, M30, shielded, 15 mm, DC, 3-wire, PNP-NO, 2 m cable
E2B-M30LS15-WP-B1 5M | 12040 | 674646 | Proximity sensor, inductive, nickel-brass, long body, M30,shielded, 15 mm, DC, 3-wire, PNP-NO, 5 m Prewired
E2B-M30LS15-WP-B1 7M | 12500 | 658932 | Proximity sensor, inductive, nickel-brass, long body, M30,shielded, 15mm, DC, 3-wire, PNP-NO, 7m Prewired
E2B-M30LS15-WP-B2 2M | 10980 | 674574 | Proximity sensor, inductive, nickel-brass, long body, M30, shielded, 15 mm, DC, 3-wire, PNP-NC, 2 m cable
E2B-M30LS15-WP-B2 5M | 12040 | 674353 | Proximity sensor, inductive, nickel-brass, long body, M30, shielded, 15 mm, DC, 3-wire, PNP-NC, 5 m cable
E2B-M30LS15-WP-C1 2M | 10980 | 674555 | Proximity sensor, inductive, nickel-brass, long body, M30, shielded, 15 mm, DC, 3-wire, NPN-NO, 2 m cable
E2B-M30LS15-WP-C1 5M | 12040 | 674498 | Proximity sensor, inductive, nickel-brass, long body, M30, shielded, 15 mm, DC, 3-wire, NPN-NO, 5 m cable
E2B-M30LS15-WP-C2 2M | 10980 | 674465 | Proximity sensor, inductive, nickel-brass, long body, M30, shielded, 15 mm, DC, 3-wire, NPN-NC, 2 m cable
E2B-M30LS15-WP-C2 5M | 12040 | 674511 | Proximity sensor, inductive, nickel-brass, long body, M30, shielded, 15 mm, DC, 3-wire, NPN-NC, 5 m cable
E2B-S08KN02-MC-B1 | 7925 | 674678 | Proximity sensor, inductive, stainless steel, short body, M8, unshielded, 2 mm, DC, 3-wire, PNP-NO, M8 plug-in
E2B-S08KN02-MC-B2 | 7925 | 674457 | Proximity sensor, inductive, stainless steel, short body, M8, unshielded, 2 mm, DC, 3-wire, PNP-NC, M8 plug-in
E2B-S08KN02-MC-C1 | 7925 | 674443 | Proximity sensor, inductive, stainless steel, short body, M8, unshielded, 2 mm, DC, 3-wire, NPN-NO, M8 plug-in
E2B-S08KN02-MC-C2 | 7925 | 674319 | Proximity sensor, inductive, stainless steel, short body, M8, unshielded, 2 mm, DC, 3-wire, NPN-NC, M8 plug-in
E2B-S08KN02-WP-B1 2M | 7925 | 674518 | Proximity sensor, LITE, inductive, stainless steel, short body, M8, unshielded, 2 mm, DC, 3-wire, PNP-NO, 2 m cable
E2B-S08KN02-WP-B1 5M | 8965 | 674343 | Proximity sensor, inductive, stainless steel, short body, M8, unshielded, 2 mm, DC, 3-wire, PNP-NO, 5 m Prewired
E2B-S08KN02-WP-B2 2M | 7925 | 674416 | Proximity sensor, inductive, stainless steel, short body, M8, unshielded, 2 mm, DC, 3-wire, PNP-NC, 2 m cable
E2B-S08KN02-WP-B2 5M | 8965 | 674456 | Proximity sensor, inductive, stainless steel, short body, M8, unshielded, 2 mm, DC, 3-wire, PNP-NC, 5 m cable
E2B-S08KN02-WP-C1 2M | 7925 | 674455 | Proximity sensor, inductive, stainless steel, short body, M8, unshielded, 2 mm, DC, 3-wire, NPN-NO, 2 m Prewired
E2B-S08KN02-WP-C1 5M | 8965 | 674639 | Proximity sensor, inductive, stainless steel, short body, M8, unshielded, 2 mm, DC, 3-wire, NPN-NO, 5 m Prewired
E2B-S08KN02-WP-C2 2M | 7925 | 674621 | Proximity sensor, inductive, stainless steel, short body, M8, unshielded, 2 mm, DC, 3-wire, NPN-NC, 2 m Prewired
E2B-S08KN02-WP-C2 5M | 8965 | 674651 | Proximity sensor, inductive, stainless steel, short body, M8, unshielded, 2 mm, DC, 3-wire, NPN-NC, 5 m Prewired
E2B-S08KN04-MC-B1 | 8285 | 674629 | Proximity sensor, LITE, inductive, stainless steel, short body, M8, unshielded, 4 mm, DC, 3-wire, PNP-NO, M8 plug-in (3 pin)
E2B-S08KN04-MC-B2 | 8285 | 674494 | Proximity sensor, LITE, inductive, stainless steel, short body, M8, unshielded, 4 mm, DC, 3-wire, PNP-NC, M8 plug-in (3 pin)
E2B-S08KN04-MC-C1 | 8285 | 674672 | Proximity sensor, LITE, inductive, stainless steel, short body, M8, unshielded, 4 mm, DC, 3-wire, NPN-NO, M8 plug-in (3 pin)
E2B-S08KN04-MC-C2 | 8285 | 674654 | Proximity sensor, LITE, inductive, stainless steel, short body, M8, unshielded, 4 mm, DC, 3-wire, NPN-NC, M8 plug-in
E2B-S08KN04-WP-B1 2M | 8285 | 674604 | Proximity sensor, LITE, inductive, stainless steel, short body, M8, unshielded, 4 mm, DC, 3-wire, PNP-NO, 2 m cable
E2B-S08KN04-WP-B1 5M | 9325 | 674388 | Proximity sensor, LITE, inductive, stainless steel, short body, M8, unshielded, 4 mm, DC, 3-wire, PNP-NO, 5 m cable
E2B-S08KN04-WP-B2 2M | 8285 | 674323 | Proximity sensor, LITE, inductive, stainless steel, short body, M8, unshielded, 4 mm, DC, 3-wire, PNP-NC, 2 m cable
E2B-S08KN04-WP-B2 5M | 9325 | 674626 | Proximity sensor, inductive, stainless steel, short body, M8, unshielded, 4 mm, DC, 3-wire, PNP-NC, 5 m cable
E2B-S08KN04-WP-C1 2M | 8285 | 674592 | Proximity sensor, LITE, inductive, stainless steel, short body, M8, unshielded, 4 mm, DC, 3-wire, NPN-NO, 2 m cable
E2B-S08KN04-WP-C1 5M | 9325 | 674589 | Proximity sensor, inductive, stainless steel, short body, M8, unshielded, 4 mm, DC, 3-wire, NPN-NO, 5 m Prewired
E2B-S08KN04-WP-C2 2M | 8285 | 674495 | Proximity sensor, LITE, inductive, stainless steel, short body, M8, unshielded, 4 mm, DC, 3-wire, NPN-NC, 2 m Prewired
E2B-S08KN04-WP-C2 5M | 9325 | 674564 | Proximity sensor, inductive, stainless steel, short body, M8, unshielded, 4 mm, DC, 3-wire, NPN-NC, 5 m Prewired
E2B-S08KS01-MC-B1 | 7925 | 674421 | Proximity sensor, inductive, stainless steel, short body, M8, shielded, 1 mm, DC, 3-wire, PNP-NO, M8 plug-in
E2B-S08KS01-MC-B2 | 7925 | 674471 | Proximity sensor, inductive, stainless steel, short body, M8, shielded, 1 mm, DC, 3-wire, PNP-NC, M8 plug-in
E2B-S08KS01-MC-C1 | 7925 | 674375 | Proximity sensor, inductive, stainless steel, short body, M8, shielded, 1 mm, DC, 3-wire, NPN-NO, M8 plug-in
E2B-S08KS01-MC-C2 | 7925 | 674313 | Proximity sensor, inductive, stainless steel, short body, M8, shielded, 1 mm, DC, 3-wire, NPN-NC, M8 plug-in
E2B-S08KS01-WP-B1 2M | 7925 | 674365 | Proximity sensor, LITE, inductive, stainless steel, short body, M8, shielded, 1 mm, DC, 3-wire, PNP-NO, 2 m cable
E2B-S08KS01-WP-B1 5M | 8965 | 674488 | Proximity sensor, inductive, stainless steel, short body, M8, shielded, 1 mm, DC, 3-wire, PNP-NO, 5 m Prewired
E2B-S08KS01-WP-B2 2M | 7925 | 674526 | Proximity sensor, inductive, stainless steel, short body, M8, shielded, 1 mm, DC, 3-wire, PNP-NC, 2 m Prewired
E2B-S08KS01-WP-B2 5M | 8965 | 674676 | Proximity sensor, inductive, stainless steel, short body, M8, shielded, 1 mm, DC, 3-wire, PNP-NC, 5 m Prewired
E2B-S08KS01-WP-C1 2M | 7925 | 674631 | Proximity sensor, inductive, stainless steel, short body, M8, shielded, 1 mm, DC, 3-wire, NPN-NO, 2 m Prewired
E2B-S08KS01-WP-C1 5M | 8965 | 674425 | Proximity sensor, inductive, stainless steel, short body, M8, shielded, 1 mm, DC, 3-wire, NPN-NO, 5 m Prewired
E2B-S08KS01-WP-C2 2M | 7925 | 674345 | Proximity sensor, inductive, stainless steel, short body, M8, shielded, 1 mm, DC, 3-wire, NPN-NC, 2 m Prewired
E2B-S08KS01-WP-C2 5M | 8965 | 674468 | Proximity sensor, inductive, stainless steel, short body, M8, shielded, 1 mm, DC, 3-wire, NPN-NC, 5 m Prewired
E2B-S08KS02-MC-B1 | 8285 | 674396 | Proximity sensor, LITE, inductive, stainless steel, short body, M8, shielded, 2 mm, DC, 3-wire, PNP-NO, M8 plug-in (3 pin)
E2B-S08KS02-MC-B1-20 | 132400 | 392626 | Multi-pack E2B-S08KS02-MC-B1 OMS: 1 pcs. = 1 box of 20 pcs.
E2B-S08KS02-MC-B2 | 8285 | 674625 | Proximity sensor, LITE, inductive, stainless steel, short body, M8, shielded, 2 mm, DC, 3-wire, PNP-NC, M8 plug-in (3 pin)
E2B-S08KS02-MC-C1 | 8285 | 674606 | Proximity sensor, LITE, inductive, stainless steel, short body, M8, shielded, 2 mm, DC, 3-wire, NPN-NO, M8 plug-in (3 pin)
E2B-S08KS02-MC-C1-20 | 130000 | 671225 | Multi-pack E2B-S08KS02-MC-C1 OMS: 1 pcs. = 1 box of 20 pcs.
E2B-S08KS02-MC-C2 | 8285 | 674317 | Proximity sensor, LITE, inductive, stainless steel, short body, M8, shielded, 2 mm, DC, 3-wire, NPN-NC, M8 plug-in (3 pin)
E2B-S08KS02-WP-B1 2M | 8285 | 674576 | Proximity sensor, LITE, inductive, stainless steel, short body, M8, shielded, 2 mm, DC, 3-wire, PNP-NO, 2 m cable
E2B-S08KS02-WP-B1 5M | 9325 | 674438 | Proximity sensor, LITE, inductive, stainless steel, short body, M8, shielded, 2 mm, DC, 3-wire, PNP-NO, 5 m cable
E2B-S08KS02-WP-B2 2M | 8285 | 674677 | Proximity sensor, LITE, inductive, stainless steel, short body, M8, shielded, 2 mm, DC, 3-wire, PNP-NC, 2 m cable
E2B-S08KS02-WP-B2 5M | 9325 | 674627 | Proximity sensor, inductive, stainless steel, short body, M8, shielded, 2 mm, DC, 3-wire, PNP-NC, 5 m Prewired
E2B-S08KS02-WP-C1 2M | 8285 | 674454 | Proximity sensor, LITE, inductive, stainless steel, short body, M8, shielded, 2 mm, DC, 3-wire, NPN-NO, 2 m cable
E2B-S08KS02-WP-C1 5M | 9325 | 674432 | Proximity sensor, inductive, stainless steel, short body, M8, shielded, 2 mm, DC, 3-wire, NPN-NO, 5 m Prewired
E2B-S08KS02-WP-C2 2M | 8285 | 674611 | Proximity sensor, LITE, inductive, stainless steel, short body, M8, shielded, 2 mm, DC, 3-wire, NPN-NC, 2 m cable
E2B-S08KS02-WP-C2 5M | 9325 | 674502 | Proximity sensor, inductive, stainless steel, short body, M8, shielded, 2 mm, DC, 3-wire, NPN-NC, 5 m Prewired
E2B-S08LN02-MC-B1 | 7925 | 674358 | Proximity sensor, inductive, stainless steel, long body, M8, unshielded, 2 mm, DC, 3-wire, PNP-NO, M8 plug-in
E2B-S08LN02-MC-B2 | 7925 | 674519 | Proximity sensor, inductive, stainless steel, long body, M8, unshielded, 2 mm, DC, 3-wire, PNP-NC, M8 plug-in
E2B-S08LN02-MC-C1 | 7925 | 674407 | Proximity sensor, inductive, stainless steel, long body, M8, unshielded, 2 mm, DC, 3-wire, NPN-NO, M8 plug-in
E2B-S08LN02-MC-C2 | 7925 | 674389 | Proximity sensor, inductive, stainless steel, long body, M8, unshielded, 2 mm, DC, 3-wire, NPN-NC, M8 plug-in
E2B-S08LN02-WP-B1 2M | 7925 | 674682 | Proximity sensor, inductive, stainless steel, long body, M8, unshielded, 2 mm, DC, 3-wire, PNP-NO, 2 m Prewired
E2B-S08LN02-WP-B1 5M | 8965 | 674379 | Proximity sensor, inductive, stainless steel, long body, M8, unshielded, 2 mm, DC, 3-wire, PNP-NO, 5 m Prewired
E2B-S08LN02-WP-B2 2M | 7925 | 674510 | Proximity sensor, inductive, stainless steel, long body, M8, unshielded, 2 mm, DC, 3-wire, PNP-NC, 2 m Prewired
E2B-S08LN02-WP-B2 5M | 8965 | 674644 | Proximity sensor, inductive, stainless steel, long body, M8, unshielded, 2 mm, DC, 3-wire, PNP-NC, 5 m Prewired
E2B-S08LN02-WP-C1 2M | 7925 | 674591 | Proximity sensor, inductive, stainless steel, long body, M8, unshielded, 2 mm, DC, 3-wire, NPN-NO, 2 m Prewired
E2B-S08LN02-WP-C1 5M | 7925 | 674660 | Proximity sensor, inductive, stainless steel, long body, M8, unshielded, 2 mm, DC, 3-wire, NPN-NO, 5 m Prewired
E2B-S08LN02-WP-C2 2M | 7925 | 674434 | Proximity sensor, inductive, stainless steel, long body, M8, unshielded, 2 mm, DC, 3-wire, NPN-NC, 2 m Prewired
E2B-S08LN02-WP-C2 5M | 7925 | 674620 | Proximity sensor, inductive, stainless steel, long body, M8, unshielded, 2 mm, DC, 3-wire, NPN-NC, 5 m Prewired
E2B-S08LN04-MC-B1 | 8285 | 674487 | Proximity sensor, LITE, inductive, stainless steel, long body, M8, unshielded, 4 mm, DC, 3-wire, PNP-NO, M8 plug-in
E2B-S08LN04-MC-B2 | 8285 | 674373 | Proximity sensor, inductive, stainless steel, long body, M8, unshielded, 4 mm, DC, 3-wire, PNP-NC, M8 plug-in
E2B-S08LN04-MC-C1 | 8285 | 674642 | Proximity sensor, inductive, stainless steel, long body, M8, unshielded, 4 mm, DC, 3-wire, NPN-NO, M8 plug-in
E2B-S08LN04-MC-C2 | 8285 | 674638 | Proximity sensor, inductive, stainless steel, long body, M8, unshielded, 4 mm, DC, 3-wire, NPN-NC, M8 plug-in
E2B-S08LN04-WP-B1 2M | 8285 | 674367 | Proximity sensor, LITE, inductive, stainless steel, long body, M8, unshielded, 4 mm, DC, 3-wire, PNP-NO, 2 m cable
E2B-S08LN04-WP-B1 5M | 9325 | 674448 | Proximity sensor, inductive, stainless steel, long body, M8, unshielded, 4 mm, DC, 3-wire, PNP-NO, 5 m Prewired
E2B-S08LN04-WP-B2 2M | 8285 | 674600 | Proximity sensor, inductive, stainless steel, long body, M8, unshielded, 4 mm, DC, 3-wire, PNP-NC, 2 m Prewired
E2B-S08LN04-WP-B2 5M | 9325 | 674650 | Proximity sensor, inductive, stainless steel, long body, M8, unshielded, 4 mm, DC, 3-wire, PNP-NC, 5 m Prewired
E2B-S08LN04-WP-C1 2M | 8285 | 674501 | Proximity sensor, inductive, stainless steel, long body, M8, unshielded, 4 mm, DC, 3-wire, NPN-NO, 2 m Prewired
E2B-S08LN04-WP-C1 5M | 8285 | 674547 | Proximity sensor, inductive, stainless steel, long body, M8, unshielded, 4 mm, DC, 3-wire, NPN-NO, 5 m Prewired
E2B-S08LN04-WP-C2 2M | 8285 | 674435 | Proximity sensor, inductive, stainless steel, long body, M8, unshielded, 4 mm, DC, 3-wire, NPN-NC, 2 m Prewired
E2B-S08LN04-WP-C2 5M | 8285 | 674580 | Proximity sensor, inductive, stainless steel, long body, M8, unshielded, 4 mm, DC, 3-wire, NPN-NC, 5 m Prewired
E2B-S08LS01-MC-B1 | 7925 | 674552 | Proximity sensor, inductive, stainless steel, long body, M8, shielded, 1 mm, DC, 3-wire, PNP-NO, M8 plug-in
E2B-S08LS01-MC-B2 | 7925 | 674424 | Proximity sensor, inductive, stainless steel, long body, M8, shielded, 1 mm, DC, 3-wire, PNP-NC, M8 plug-in
E2B-S08LS01-MC-C1 | 7925 | 674645 | Proximity sensor, inductive, stainless steel, long body, M8, shielded, 1 mm, DC, 3-wire, NPN-NO, M8 plug-in
E2B-S08LS01-MC-C2 | 7925 | 674357 | Proximity sensor, inductive, stainless steel, long body, M8, shielded, 1 mm, DC, 3-wire, NPN-NC, M8 plug-in
E2B-S08LS01-WP-B1 2M | 7925 | 674556 | Proximity sensor, inductive, stainless steel, long body, M8, shielded, 1 mm, DC, 3-wire, PNP-NO, 2 m Prewired
E2B-S08LS01-WP-B1 5M | 8965 | 674420 | Proximity sensor, inductive, stainless steel, long body, M8, shielded, 1 mm, DC, 3-wire, PNP-NO, 5 m Prewired
E2B-S08LS01-WP-B2 2M | 7925 | 674411 | Proximity sensor, inductive, stainless steel, long body, M8, shielded, 1 mm, DC, 3-wire, PNP-NC, 2 m Prewired
E2B-S08LS01-WP-B2 5M | 8965 | 674326 | Proximity sensor, inductive, stainless steel, long body, M8, shielded, 1 mm, DC, 3-wire, PNP-NC, 5 m Prewired
E2B-S08LS01-WP-C1 2M | 7925 | 674570 | Proximity sensor, inductive, stainless steel, long body, M8, shielded, 1 mm, DC, 3-wire, NPN-NO, 2 m cable
E2B-S08LS01-WP-C1 5M | 8965 | 674535 | Proximity sensor, inductive, stainless steel, long body, M8, shielded, 1 mm, DC, 3-wire, NPN-NO, 5 m cable
E2B-S08LS01-WP-C2 2M | 7925 | 674503 | Proximity sensor, inductive, stainless steel, long body, M8, shielded, 1 mm, DC, 3-wire, NPN-NC, 2 m cable
E2B-S08LS01-WP-C2 5M | 8965 | 674681 | Proximity sensor, inductive, stainless steel, long body, M8, shielded, 1 mm, DC, 3-wire, NPN-NC, 5 m cable
E2B-S08LS02-MC-B1 | 8285 | 674636 | Proximity sensor, LITE, inductive, stainless steel, long body, M8, shielded, 2 mm, DC, 3-wire, PNP-NO, M8 plug-in (3 pin)
E2B-S08LS02-MC-B2 | 8285 | 674478 | Proximity sensor, LITE, inductive, stainless steel, long body, M8, shielded, 2 mm, DC, 3-wire, PNP-NC, M8 plug-in (3 pin)
E2B-S08LS02-MC-C1 | 8285 | 674608 | Proximity sensor, LITE, inductive, stainless steel, long body, M8, shielded, 2 mm, DC, 3-wire, NPN-NO, M8 plug-in (3 pin)
E2B-S08LS02-MC-C2 | 8285 | 674371 | Proximity sensor, inductive, stainless steel, long body, M8, shielded, 2 mm, DC, 3-wire, NPN-NC, M8 plug-in
E2B-S08LS02-WP-B1 2M | 8285 | 674525 | Proximity sensor, LITE, inductive, stainless steel, long body, M8, shielded, 2 mm, DC, 3-wire, PNP-NO, 2 m cable
E2B-S08LS02-WP-B1 5M | 9325 | 674361 | Proximity sensor, inductive, stainless steel, long body, M8, shielded, 2 mm, DC, 3-wire, PNP-NO, 5 m Prewired
E2B-S08LS02-WP-B1 7M | 9930 | 658933 | Proximity sensor, inductive, stainless steel, long body, M8, shielded, 2mm, DC, 3-wire, PNP-NO, 7m Prewired
E2B-S08LS02-WP-B2 2M | 8285 | 674630 | Proximity sensor, LITE, inductive, stainless steel, long body, M8, shielded, 2 mm, DC, 3-wire, PNP-NC, 2 m cable
E2B-S08LS02-WP-B2 5M | 9325 | 674427 | Proximity sensor, inductive, stainless steel, long body, M8, shielded, 2 mm, DC, 3-wire, PNP-NC, 5 m Prewired
E2B-S08LS02-WP-C1 2M | 8285 | 674590 | Proximity sensor, LITE, inductive, stainless steel, long body, M8, shielded, 2 mm, DC, 3-wire, NPN-NO, 2 m cable
E2B-S08LS02-WP-C1 5M | 9325 | 674560 | Proximity sensor, inductive, stainless steel, long body, M8, shielded, 2 mm, DC, 3-wire, NPN-NO, 5 m cable
E2B-S08LS02-WP-C2 2M | 8285 | 674390 | Proximity sensor, inductive, stainless steel, long body, M8, shielded, 2 mm, DC, 3-wire, NPN-NC, 2 m cable
E2B-S08LS02-WP-C2 5M | 9325 | 674671 | Proximity sensor, inductive, stainless steel, long body, M8, shielded, 2 mm, DC, 3-wire, NPN-NC, 5 m cable
E2C-EDR6-F | 165700 | 176693 | Sensor head shielded, cylindrical 3mm, distance 0.6mm (for use with E2C-EDA)
E2C-EM02-F | 165700 | 176701 | Sensor Head, Shielded Screw Type M10 x 22 mm, Sensing Distance 2 mm, Free-Cut Type
E2C-EV05 | 165700 | 176706 | Sensor head shielded, flat 30x14x4.8mm, distance 5mm (for use with E2C-EDA)
E2CY-C1R5A-1 3M | 52750 | 672293 | Sensor Head, Inductive type, Shielded, dia. 5.4 mm, Sensing distance 1.5 mm, Pre-wired models(3 m)
E2CY-C2A 3M | 63200 | 133300 | Sensor Head, Inductive type, Shielded, dia. 8 mm, Sensing distance 2 mm, Pre-wired models (3 m)
E2CY-SD11 2M | 130800 | 357975 | Inductive proximity sensor amplifier, non-ferrous metal targets, NPN, 2 m cable
E2CY-V3A 3M | 58300 | 157672 | Non-Ferrous Sensing Prox, Flat model, 3.0 mm sensing distance
E2CY-X1R5A 3M | 60050 | 133395 | Proximity sensor
E2E2-X10B1-M1 | 25790 | 232977 | Proximity sensor, long body, inductive, M30, shielded, 10mm, DC, 3-wire, PNP-NO, M12 Connector
E2E2-X10B2-M1 | 25790 | 232978
E2E2-X10C1 2M | 25790 | 233024
E2E2-X10D1 2M | 45540 | 233047 | Proximity sensor, inductive
E2E2-X10D1 5M | 45540 | 233048
E2E2-X10D15 2M | 45540 | 233049
E2E2-X10D2 2M | 45540 | 233050
E2E2-X10D2 5M | 45540 | 233101
E2E2-X10MB1 5M | 25200 | 232986 | Proximity sensor, long body, inductive, M18, unshielded, 10 mm, DC, 3-wire, PNP-NO, 5 m cable
E2E2-X10MB1-M1 | 23050 | 232971 | Proximity sensor, long body, inductive, M18, unshielded, 10 mm, DC, 3-wire, PNP-NO, M12 connector
E2E2-X10MB2-M1 | 23050 | 232972
E2E2-X10MC1-M1 | 23050 | 233001 | Proximity sensor, long body, inductive, M18, unshielded, 10mm, DC, 3-wire, NPN-NO, M12 Connector
E2E2-X10MY1 10M | 44400 | 241753
E2E2-X10MY1 2M | 34260 | 233069 | Proximity sensor, long body, M18, unshielded, 10 mm, NO, AC, 2-wire, 2 m cable
E2E2-X10MY1 5M | 34260 | 233070
E2E2-X10MY1-M4 | 34260 | 233055
E2E2-X10MY1-US 2M | 34260 | 233090
E2E2-X10MY1-US 5M | 34260 | 233091
E2E2-X10MY2 2M | 34260 | 233071
E2E2-X10MY2-M4 | 34260 | 233056
E2E2-X10MY2-US 2M | 34260 | 233092
E2E2-X10MY2-US 5M | 34260 | 233093
E2E2-X10Y1 2M | 34260 | 233078 | Proximity sensor, long body, M30, shielded, 10 mm, NO, AC, 2-wire, 2 m cable
E2E2-X10Y1 5M | 34260 | 233079 | Proximity sensor, long body, M30, shielded, 10 mm, NO, AC, 2-wire, 5 m cable
E2E2-X10Y1-M4 | 34260 | 233061
E2E2-X10Y1-US 2M | 34260 | 233094
E2E2-X10Y1-US 5M | 43170 | 233095
E2E2-X10Y2 2M | 34260 | 233080 | Proximity sensor, long body, M30, shielded, 10 mm, NC, AC, 2-wire, 2 m cable
E2E2-X10Y2-M4 | 34260 | 233062
E2E2-X10Y2-US 2M | 34260 | 233096
E2E2-X14MD1 2M | 36540 | 233035
E2E2-X14MD1 5M | 36540 | 233036
E2E2-X14MD15 2M | 36540 | 233037
E2E2-X14MD2 2M | 36540 | 233038
E2E2-X18MY1 10M | 41750 | 233103
E2E2-X18MY1 2M | 41750 | 233075
E2E2-X18MY1 5M | 41750 | 233076 | Inductive sensor, brass, M18, Sn=4mm, shielded, long body, AC-2-wire, NO, 5m PVC cable
E2E2-X18MY1-M4 | 41750 | 233059
E2E2-X18MY1-US 2M | 41750 | 233097
E2E2-X18MY2 2M | 41750 | 233077
E2E2-X18MY2-M4 | 41750 | 233060
E2E2-X18MY2-US 2M | 41750 | 233098
E2E2-X20MD1 2M | 40550 | 233043
E2E2-X20MD1 5M | 40550 | 233044
E2E2-X20MD15 2M | 40550 | 233045
E2E2-X20MD2 2M | 40550 | 233046
E2E2-X2B1-M1 | 20390 | 232969 | Proximity sensor, long body, inductive, M12, shielded, 2 mm, DC, 3-wire, PNP-NO, M12 plug-in
E2E2-X2Y1 2M | 35920 | 233066 | Proximity sensor, long body, M12, shielded, 2 mm, NO, AC, 2-wire, 2 m cable
E2E2-X2Y1 5M | 35920 | 233067
E2E2-X2Y1-M4 | 35920 | 233053
E2E2-X2Y1-US 2M | 35920 | 233081 | Proximity sensor, long body, M12, shielded, 2 mm, NO, AC, 2-wire, 2 m cable
E2E2-X2Y1-US 5M | 35920 | 233082
E2E2-X2Y2 2M | 35920 | 233068
E2E2-X2Y2-M4 | 35920 | 233054
E2E2-X2Y2-US 2M | 35920 | 233083
E2E2-X3D1 2M | 32690 | 233031
E2E2-X3D1 5M | 32690 | 233032
E2E2-X3D15 2M | 32690 | 233033
E2E2-X3D2 2M | 32690 | 233034 | Proximity sensor
E2E2-X5B2-M1 | 25230 | 232974 | Proximity sensor, long body, inductive, M18, shielded, 5 mm, DC, 3-wire, PNP-NC, M12 connector
E2E2-X5MY1 2M | 35920 | 233063 | Proximity sensor, long body, M12, non shielded, 5 mm, NO, AC, 2-wire, 2 m cable
E2E2-X5MY1 5M | 35920 | 233064
E2E2-X5MY1-M4 | 35920 | 233051
E2E2-X5MY1-US 2M | 35920 | 233084
E2E2-X5MY2 2M | 35920 | 233065
E2E2-X5MY2-M4 | 35920 | 233052
E2E2-X5MY2-US 2M | 35920 | 233085
E2E2-X5Y1 2M | 35920 | 233072 | Proximity sensor, long body, M18, shielded, 5 mm, NO, AC, 2-wire, 2 m cable
E2E2-X5Y1 5M | 35920 | 233073
E2E2-X5Y1-M4 | 35920 | 233057
E2E2-X5Y1-US 2M | 35920 | 233086
E2E2-X5Y1-US 5M | 35920 | 233087
E2E2-X5Y2 2M | 35920 | 233074
E2E2-X5Y2-M4 | 35920 | 233058
E2E2-X5Y2-US 2M | 35920 | 233088
E2E2-X5Y2-US 5M | 35920 | 233089
E2E2-X7D1 2M | 33020 | 233039
E2E2-X7D1 5M | 33020 | 233040
E2E2-X7D15 2M | 33020 | 233041
E2E2-X7D2 2M | 33020 | 233042
E2E2-X8MD1 2M | 33020 | 233027
E2E2-X8MD1 5M | 33020 | 233028
E2E2-X8MD15 2M | 33020 | 233029
E2E2-X8MD2 2M | 33020 | 233030
E2E-C03N02-CJ-B1 0.3M | 50550 | 375485 | Proximity sensor, inductive, Dia 3mm, Non-Shielded, 2mm, DC, 3-wire, Pig-Tail, PNP NO
E2E-C03N02-CJ-B2 0.3M | 50550 | 375486 | Proximity sensor, inductive, Dia 3mm, Non-Shielded, 2mm, DC, 3-wire, Pig-Tail, PNP NC
E2E-C03N02-CJ-C1 0.3M | 50550 | 375487 | Proximity sensor, inductive, Dia 3mm, Non-Shielded, 2mm, DC, 3-wire, Pig-Tail, NPN NO
E2E-C03N02-CJ-C2 0.3M | 50550 | 375488 | Proximity sensor, inductive, Dia 3mm, Non-Shielded, 2mm, DC, 3-wire, Pig-Tail, NPN NC
E2E-C03N02-WC-B1 2M | 45270 | 375544 | Proximity sensor, inductive, Dia 3mm, Non-Shielded, 2mm, DC, 3-wire, PW, PNP NO
E2E-C03N02-WC-B1 5M | 44950 | 382446 | Proximity sensor, inductive, Dia 3mm, Non-Shielded, 2mm, DC, 3-wire, PW 5m, PNP NO
E2E-C03N02-WC-B2 2M | 45270 | 375483 | Proximity sensor, inductive, Dia 3mm, Non-Shielded, 2mm, DC, 3-wire, PW, PNP NC
E2E-C03N02-WC-B2 5M | 44950 | 382447 | Proximity sensor, inductive, Dia 3mm, Non-Shielded, 2mm, DC, 3-wire, PW 5m, PNP NC
E2E-C03N02-WC-C1 2M | 45270 | 375545 | Proximity sensor, inductive, Dia 3mm, Non-Shielded, 2mm, DC, 3-wire, PW, NPN NO
E2E-C03N02-WC-C2 2M | 45270 | 375484 | Proximity sensor, inductive, Dia 3mm, Non-Shielded, 2mm, DC, 3-wire, PW, NPN NC
E2E-C03SR8-CJ-B1 0.3M | 34550 | 375480 | Proximity sensor, inductive, Dia 3mm, Shielded, 0.8mm, DC, 3-wire, Pig-Tail, PNP NO
E2E-C03SR8-CJ-B2 0.3M | 34550 | 375481 | Proximity sensor, inductive, Dia 3mm, Shielded, 0.8mm, DC, 3-wire, Pig-Tail, PNP NC
E2E-C03SR8-CJ-C1 0.3M | 34550 | 375543 | Proximity sensor, inductive, Dia 3mm, Shielded, 0.8mm, DC, 3-wire, Pig-Tail, NPN NO
E2E-C03SR8-CJ-C2 0.3M | 34550 | 375482 | Proximity sensor, inductive, Dia 3mm, Shielded, 0.8mm, DC, 3-wire, Pig-Tail, NPN NC
E2E-C03SR8-WC-B1 2M | 29290 | 375541 | Proximity sensor, inductive, Dia 3mm, Shielded, 0.8mm, DC, 3-wire, PW, PNP NO
E2E-C03SR8-WC-B1 5M | 29490 | 382444 | Proximity sensor, inductive, Dia 3mm, Shielded, 0.8mm, DC, 3-wire, PW 5m, PNP NO
E2E-C03SR8-WC-B2 2M | 29290 | 375582 | Proximity sensor, inductive, Dia 3mm, Shielded, 0.8mm, DC, 3-wire, PW, PNP NC
E2E-C03SR8-WC-B2 5M | 29490 | 382445 | Proximity sensor, inductive, Dia 3mm, Shielded, 0.8mm, DC, 3-wire, PW 5m, PNP NC
E2E-C03SR8-WC-C1 2M | 29290 | 375542 | Proximity sensor, inductive, Dia 3mm, Shielded, 0.8mm, DC, 3-wire, PW, NPN NO
E2E-C03SR8-WC-C2 2M | 29290 | 375479 | Proximity sensor, inductive, Dia 3mm, Shielded, 0.8mm, DC, 3-wire, PW, NPN NC
E2E-C04N03-CJ-B1 0.3M | 34550 | 375504 | Proximity sensor, inductive, Dia 4mm, Non-Shielded, 3mm, DC, 3-wire, Pig-Tail, PNP NO
E2E-C04N03-CJ-B2 0.3M | 34550 | 375505 | Proximity sensor, inductive, Dia 4mm, Non-Shielded, 3mm, DC, 3-wire, Pig-Tail, PNP NC
E2E-C04N03-CJ-C1 0.3M | 34550 | 375506 | Proximity sensor, inductive, Dia 4mm, Non-Shielded, 3mm, DC, 3-wire, Pig-Tail, NPN NO
E2E-C04N03-CJ-C2 0.3M | 34550 | 375507 | Proximity sensor, inductive, Dia 4mm, Non-Shielded, 3mm, DC, 3-wire, Pig-Tail, NPN NC
E2E-C04N03-MC-B1 | 32020 | 375508 | Proximity sensor, inductive, Dia 4mm, Non-Shielded, 3mm, DC, 3-wire, M8(3P), PNP NO
E2E-C04N03-MC-B2 | 32020 | 375509 | Proximity sensor, inductive, Dia 4mm, Non-Shielded, 3mm, DC, 3-wire, M8(3P), PNP NC
E2E-C04N03-MC-C1 | 32020 | 375510 | Proximity sensor, inductive, Dia 4mm, Non-Shielded, 3mm, DC, 3-wire, M8(3P), NPN NO
E2E-C04N03-MC-C2 | 32020 | 375511 | Proximity sensor, inductive, Dia 4mm, Non-Shielded, 3mm, DC, 3-wire, M8(3P), NPN NC
E2E-C04N03-WC-B1 2M | 29290 | 375561 | Proximity sensor, inductive, Dia 4mm, Non-Shielded, 3mm, DC, 3-wire, PW, PNP NO
E2E-C04N03-WC-B1 5M | 29490 | 382450 | Proximity sensor, inductive, Dia 4mm, Non-Shielded, 3mm, DC, 3-wire, PW, PNP NO
E2E-C04N03-WC-B2 2M | 29290 | 375502 | Proximity sensor, inductive, Dia 4mm, Non-Shielded, 3mm, DC, 3-wire, PW, PNP NC
E2E-C04N03-WC-B2 5M | 29490 | 382451 | Proximity sensor, inductive, Dia 4mm, Non-Shielded, 3mm, DC, 3-wire, PW, PNP NC
E2E-C04N03-WC-C1 2M | 29290 | 375562 | Proximity sensor, inductive, Dia 4mm, Non-Shielded, 3mm, DC, 3-wire, PW, NPN NO
E2E-C04N03-WC-C2 2M | 29290 | 375503 | Proximity sensor, inductive, Dia 4mm, Non-Shielded, 3mm, DC, 3-wire, PW, NPN NC
E2E-C04S12-CJ-B1 0.3M | 24040 | 375557 | Proximity sensor, inductive, Dia 4mm, Shielded, 1.2mm, DC, 3-wire, Pig-Tail, PNP NO
E2E-C04S12-CJ-B2 0.3M | 24040 | 375498 | Proximity sensor, inductive, Dia 4mm, Shielded, 1.2mm, DC, 3-wire, Pig-Tail, PNP NC
E2E-C04S12-CJ-C1 0.3M | 24040 | 375558 | Proximity sensor, inductive, Dia 4mm, Shielded, 1.2mm, DC, 3-wire, Pig-Tail, NPN NO
E2E-C04S12-CJ-C2 0.3M | 24040 | 375499 | Proximity sensor, inductive, Dia 4mm, Shielded, 1.2mm, DC, 3-wire, Pig-Tail, NPN NC
E2E-C04S12-MC-B1 | 21310 | 375559 | Proximity sensor, inductive, Dia 4mm, Shielded, 1.2mm, DC, 3-wire, M8(3P), PNP NO
E2E-C04S12-MC-B2 | 21310 | 375500 | Proximity sensor, inductive, Dia 4mm, Shielded, 1.2mm, DC, 3-wire, M8(3P), PNP NC
E2E-C04S12-MC-C1 | 21310 | 375560 | Proximity sensor, inductive, Dia 4mm, Shielded, 1.2mm, DC, 3-wire, M8(3P), NPN NO
E2E-C04S12-MC-C2 | 21310 | 375501 | Proximity sensor, inductive, Dia 4mm, Shielded, 1.2mm, DC, 3-wire, M8(3P), NPN NC
E2E-C04S12-WC-B1 2M | 18590 | 375554 | Proximity sensor, inductive, Dia 4mm, Shielded, 1.2mm, DC, 3-wire, PW, PNP NO
E2E-C04S12-WC-B1 5M | 19140 | 382448 | Proximity sensor, inductive, Dia 4mm, Shielded, 1.2mm, DC, 3-wire, PW 5m, PNP NO
E2E-C04S12-WC-B2 2M | 18590 | 375497 | Proximity sensor, inductive, Dia 4mm, Shielded, 1.2mm, DC, 3-wire, PW, PNP NC
E2E-C04S12-WC-B2 5M | 19140 | 382449 | Proximity sensor, inductive, Dia 4mm, Shielded, 1.2mm, DC, 3-wire, PW 5m, PNP NC
E2E-C04S12-WC-C1 2M | 18590 | 375555 | Proximity sensor, inductive, Dia 4mm, Shielded, 1.2mm, DC, 3-wire, PW, NPN NO
E2E-C04S12-WC-C2 2M | 18590 | 375556 | Proximity sensor, inductive, Dia 4mm, Shielded, 1.2mm, DC, 3-wire, PW, NPN NC
E2E-C05S01-WC-B1 2M | 18310 | 659356 | Proximity sensor, inductive, Dia 5.4 mm, Shielded, 1.0 mm, DC, 3-wire, PW 2M, PNP NO
E2E-C05S01-WC-B1 5M | 19370 | 659353 | Proximity sensor, inductive, Dia 5.4 mm, Shielded, 1.0 mm, DC, 3-wire, PW 5M, PNP NO
E2E-C05S01-WC-B1-R 2M | 18840 | 659351 | Proximity sensor, inductive, Dia 5.4 mm, Shielded, 1.0 mm, DC, 3-wire, PW 2M robotic, PNP NO
E2E-C05S01-WC-B1-R 5M | 19910 | 659347 | Proximity sensor, inductive, Dia 5.4 mm, Shielded, 1.0 mm, DC, 3-wire, PW 5M robotic, PNP NO
E2E-C05S01-WC-B2 2M | 18310 | 659348 | Proximity sensor, inductive, Dia 5.4 mm, Shielded, 1.0 mm, DC, 3-wire, PW 2M, PNP NC
E2E-C05S01-WC-B2 5M | 19370 | 659357 | Proximity sensor, inductive, Dia 5.4 mm, Shielded, 1.0 mm, DC, 3-wire, PW 5M, PNP NC
E2E-C05S01-WC-B2-R 2M | 18840 | 659352 | Proximity sensor, inductive, Dia 5.4 mm, Shielded, 1.0 mm, DC, 3-wire, PW 2M robotic, PNP NC
E2E-C05S01-WC-C1 2M | 18310 | 659355 | Proximity sensor, inductive, Dia 5.4 mm, Shielded, 1.0 mm, DC, 3-wire, PW 2M, NPN NO
E2E-C05S01-WC-C1-R 2M | 15040 | 680836 | Proximity sensor, inductive, dia 5.4 mm, Shielded, 1.0 mm, DC, 3-wire, PW 2M robotic cable, NPN-NO
E2E-C05S01-WC-C1-R 5M | 19910 | 659349 | Proximity sensor, inductive, Dia 5.4 mm, Shielded, 1.0 mm, DC, 3-wire, PW 5M robotic, NPN NO
E2E-C05S01-WC-C2 5M | 19370 | 659354 | Proximity sensor, inductive, Dia 5.4 mm, Shielded, 1.0 mm, DC, 3-wire, PW 5M, NPN NC
E2E-C05S01-WC-C2-R 2M | 18840 | 659350 | Proximity sensor, inductive, Dia 5.4 mm, Shielded, 1.0 mm, DC, 3-wire, PW 2M robotic, NPN NC
E2E-C06N04-CJ-B1 0.3M | 34550 | 375533 | Proximity sensor, inductive, Dia 6.5mm, Non-Shielded, 4mm, DC, 3-wire, Pig-Tail, PNP NO
E2E-C06N04-CJ-B2 0.3M | 34550 | 375534 | Proximity sensor, inductive, Dia 6.5mm, Non-Shielded, 4mm, DC, 3-wire, Pig-Tail, PNP NC
E2E-C06N04-CJ-C1 0.3M | 34550 | 375535 | Proximity sensor, inductive, Dia 6.5mm, Non-Shielded, 4mm, DC, 3-wire, Pig-Tail, NPN NO
E2E-C06N04-CJ-C2 0.3M | 34550 | 375536 | Proximity sensor, inductive, Dia 6.5mm, Non-Shielded, 4mm, DC, 3-wire, Pig-Tail, NPN NC
E2E-C06N04-MC-B1 | 32020 | 375537 | Proximity sensor, inductive, Dia 6.5mm, Non-Shielded, 4mm, DC, 3-wire, M8(3P), PNP NO
E2E-C06N04-MC-B2 | 32020 | 375538 | Proximity sensor, inductive, Dia 6.5mm, Non-Shielded, 4mm, DC, 3-wire, M8(3P), PNP NC
E2E-C06N04-MC-C1 | 32020 | 375539 | Proximity sensor, inductive, Dia 6.5mm, Non-Shielded, 4mm, DC, 3-wire, M8(3P), NPN NO
E2E-C06N04-MC-C2 | 32020 | 375540 | Proximity sensor, inductive, Dia 6.5mm, Non-Shielded, 4mm, DC, 3-wire, M8(3P), NPN NC
E2E-C06N04-WC-B1 2M | 29290 | 375580 | Proximity sensor, inductive, Dia 6.5mm, Non-Shielded, 4mm, DC, 3-wire, PW, PNP NO
E2E-C06N04-WC-B1 5M | 29490 | 382453 | Proximity sensor, inductive, Dia 6.5mm, Non-Shielded, 4mm, DC, 3-wire, PW 5m, PNP NO
E2E-C06N04-WC-B2 2M | 29290 | 375531 | Proximity sensor, inductive, Dia 6.5mm, Non-Shielded, 4mm, DC, 3-wire, PW, PNP NC
E2E-C06N04-WC-B2 5M | 29490 | 382454 | Proximity sensor, inductive, Dia 6.5mm, Non-Shielded, 4mm, DC, 3-wire, PW 5m, PNP NC
E2E-C06N04-WC-C1 2M | 29290 | 375581 | Proximity sensor, inductive, Dia 6.5mm, Non-Shielded, 4mm, DC, 3-wire, PW, NPN NO
E2E-C06N04-WC-C1-R 2M | 22140 | 698828 | Proximity sensor, inductive, Dia 6.5 mm, Non-Shielded, 4 mm, DC, 3-wire, PW, NPN NO, 2 m prewired robotic cable
E2E-C06N04-WC-C2 2M | 29290 | 375532 | Proximity sensor, inductive, Dia 6.5mm, Non-Shielded, 4mm, DC, 3-wire, PW, NPN NC
E2E-C06S02-CJ-B1 0.3M | 24040 | 375576 | Proximity sensor, inductive, Dia 6.5mm, Shielded, 2mm, DC, 3-wire, Pig-Tail, PNP NO
E2E-C06S02-CJ-B2 0.3M | 24040 | 375527 | Proximity sensor, inductive, Dia 6.5mm, Shielded, 2mm, DC, 3-wire, Pig-Tail, PNP NC
E2E-C06S02-CJ-C1 0.3M | 24040 | 375577 | Proximity sensor, inductive, Dia 6.5mm, Shielded, 2mm, DC, 3-wire, Pig-Tail, NPN NO
E2E-C06S02-CJ-C2 0.3M | 24040 | 375528 | Proximity sensor, inductive, Dia 6.5mm, Shielded, 2mm, DC, 3-wire, Pig-Tail, NPN NC
E2E-C06S02-MC-B1 | 21310 | 375578 | Proximity sensor, inductive, Dia 6.5mm, Shielded, 2mm, DC, 3-wire, M8(3P), PNP NO
E2E-C06S02-MC-B2 | 21310 | 375529 | Proximity sensor, inductive, Dia 6.5mm, Shielded, 2mm, DC, 3-wire, M8(3P), PNP NC
E2E-C06S02-MC-C1 | 21310 | 375579 | Proximity sensor, inductive, Dia 6.5mm, Shielded, 2mm, DC, 3-wire, M8(3P), NPN NO
E2E-C06S02-MC-C2 | 21310 | 375530 | Proximity sensor, inductive, Dia 6.5mm, Shielded, 2mm, DC, 3-wire, M8(3P), NPN NC
E2E-C06S02-WC-B1 2M | 18590 | 375573 | Proximity sensor, inductive, Dia 6.5mm, Shielded, 2mm, DC, 3-wire, PW, PNP NO
E2E-C06S02-WC-B1 5M | 19140 | 382443 | Proximity sensor, inductive, Dia 6.5mm, Shielded, 2mm, DC, 3-wire, PW 5m, PNP NO
E2E-C06S02-WC-B2 2M | 18590 | 375526 | Proximity sensor, inductive, Dia 6.5mm, Shielded, 2mm, DC, 3-wire, PW, PNP NC
E2E-C06S02-WC-B2 5M | 19140 | 382452 | Proximity sensor, inductive, Dia 6.5mm, Shielded, 2mm, DC, 3-wire, PW 5m, PNP NC
E2E-C06S02-WC-C1 2M | 18590 | 375574 | Proximity sensor, inductive, Dia 6.5 mm, Shielded, 2 mm, DC, 3-wire, PW, NPN NO, 2 m prewired
E2E-C06S02-WC-C1-R 2M | 22140 | 698829 | Proximity sensor, inductive, Dia 6.5 mm, Shielded, 2 mm, DC, 3-wire, PW, NPN NO, 2 m prewired robotic cable
E2E-C06S02-WC-C2 2M | 18590 | 375575 | Proximity sensor, inductive, Dia 6.5mm, Shielded, 2mm, DC, 3-wire, PW, NPN NC
E2EC-C1R5D1 | 85350 | 144377 | Proximity sensor, inductive, Dia 5.4mm, Shielded, 1.5mm, DC, 2-wire, NO, 2m cable
E2EC-C1R5D1-M1GJ 0.5M | 115500 | 132400 | Proximity sensor
E2EC-C1R5D1-M1J 0.5M | 77600 | 261738 | Proximity sensor, inductive
E2EC-C1R5D1-M1TGJ 0.5M | 77300 | 261736 | Proximity sensor, inducttive
E2EC-C1R5D2 2M | 84100 | 142126 | Proximity sensor, inductive, Dia 5.4 mm, Shielded, 1.5 mm, DC, 2-wire, PW, NC
E2EC-C3D1 | 92050 | 147698 | Proximity sensor, 8 mm diameter, 3 mm range, 2 wire DC, 2 m cable
E2EC-C3D1-M1GJ 0.5M | 60450 | 168465 | Proximity sensor
E2EC-C3D1-M1GJ-1 | 159300 | 164855 | Proximty sensor
E2EC-C3D1-M1J 0.5M | 114700 | 132399 | Proximity sensor
E2EC-C3D1-M1J-1 | 129700 | 177225 | Proximity sensor, 8 mm diameter, 3 mm range, 2 wire DC, 2 m cable
E2EC-C3D1-M1TGJ 0.5M | 95050 | 364827
E2EC-C3D1-M1TGJ-1 0.3M | 163400 | 364828
E2EC-C3D1-M1TJ-1 0.3M | 163200 | 364829
E2EC-C3D2 2M | 63950 | 132395 | Proximity sensor, inductive, Dia 8 mm, Shielded, 3 mm, DC, 2-wire, PW, NC
E2EC-CR8D1 | 91800 | 132394 | Proximity sensor, inductive, Dia 3mm, Shielded, 0.8mm, DC, 2-wire, NO, 2m cable
E2EC-CR8D1-M1GJ 0.5M | 107100 | 149150 | Proximity sensor
E2EC-CR8D2 2M | 74400 | 143345 | Proximity sensor, inductive, Dia 3 mm, Shielded, 0.8 mm, DC, 2-wire, PW, NC
E2EC-MC2B1 2M | 63600 | 232147 | Proximity sensor, inductive, Dia 8 mm, Shielded, 2 mm, DC, 3-wire, PW, PNP-NC
E2EC-MC2D1 2M | 63600 | 232148 | Proximity sensor, inductive, Dia 8 mm, Shielded, 2 mm, DC, 2-wire, PW, PNP-NC
E2EC-QC2D1-M1GJ-T 0.3M | 137200 | 231154 | Proximity sensor, inductive, dia. 8 mm, Shielded, 2 mm, DC, 2-wire, PW, NC, DC 2-wire (no polarity) (3)-(4) pin arrangement
E2EC-QC2D1-M1GJ-T-1 0.3M | 154700 | 231656 | Proximity sensor
E2EC-X4D1 | 90400 | 132396 | Proximity sensor, inductive, M12, Shielded, 4 mm, DC, 2-wire, PW, NC
E2EC-X4D2 2M | 65400 | 132397 | Proximity sensor, inductive, M12, Shielded, 4 mm, DC, 2-wire, PW, NO
E2EF-QX12D1-M1TGJ 0.3M | 80050 | 674692 | Proximity sensor, Metal head for long distance detection, M30, Sn=12 mm, 2-wire, NO, pig-tail M12 Smart-click
E2EF-QX2D1 2M | 111400 | 680357 | Proximity sensor, Metal head for long distance detection, M8, Sn=2 mm, 2-wire, NO, 2 m cable
E2EF-QX2D1-M1TGJ 0.3M | 49260 | 674689 | Proximity sensor, Metal head for long distance detection, M8, Sn=2 mm, 2-wire, NO, pig-tail M12 Smart-click
E2EF-QX3D1-M1TGJ 0.3M | 48630 | 674690 | Proximity sensor, Metal head for long distance detection, M12, Sn=3 mm, 2-wire, NO, pig-tail M12 Smart-click
E2EF-QX7D1-M1TGJ 0.3M | 49860 | 674691 | Proximity sensor, Metal head for long distance detection, M18, Sn=7 mm, 2-wire, NO, pig-tail M12 Smart-click
E2EF-X12D1 2M | 60100 | 674702 | Proximity sensor, Stailess steel, Metal head for long distance detection, M30, Sn=12 mm, 2-wire, NO, 2 m cable
E2EF-X2D1 2M | 52000 | 688935 | Proximity sensor, Stainless steel, Metal head for long distance detection, M8, Sn=2 mm, 2-wire, NO, 2 m cable
E2EF-X2D1-M1TGJ 0.3M | 52500 | 689360 | Proximity sensor, stainless steel, metal head, M8, Sn=2 mm, 2-wire, M12 Smartclick Pig-tail 0.3 m
E2EF-X3D1 2M | 56700 | 686193 | Proximity sensor, stainless steel, metal head for long distance detection, M12, Sn=3 mm, 2-wire, NO, 2 m cable
E2EF-X3D1-M1TGJ 0.3M | 47460 | 689359 | Proximity sensor, stainless steel, metal head for long distance detection, M12, Sn=3 mm, 2-wire, NO, M12 Smartclick Pig-tail 0.3 m
E2EF-X7D1 2M | 64400 | 688936 | Proximity sensor, Stainless steel, Metal head for long distance detection, M18, Sn=7 mm, 2-wire, NO, 2 m cable
E2EF-X7D1-M1TGJ 0.3M | 45620 | 692802 | Proximity sensor, Metal head for long distance detection, M18, Shielded, 7 mm, DC, 2-wire, NO, M12 Smartclick Pig-tail 0.3 m
E2EH-X12B1 2M | 45350 | 290046 | Proximity sensor M30, high temperature (120°C) stainless steel, 12mm sensing range, DC PNP, NO, prewired, 2m
E2EH-X12B1 5M | 53200 | 290045 | Proximity sensor M30, high temperature (120oC) stainless steel, 12mm sensing range, DC PNP, NO, 5m cable
E2EH-X12B1-M1 | 72850 | 290047 | Proximity sensor M30, high temperature (120°C) stainless steel, 12mm sensing range, DC PNP, NO, M12 plug-in
E2EH-X12B2 2M | 45590 | 290048 | Proximity sensor M30, high temperature (120°C) stainless steel, 12mm sensing range, DC PNP, NC, 2m cable
E2EH-X12B2-M1 | 72950 | 290049 | Proximity sensor M30, high temperature (120°C) stainless steel, 12mm sensing range, DC PNP, NC, M12 plug-in
E2EH-X12C1 2M | 47760 | 290050 | Proximity sensor M30, high temperature (120°C) stainless steel, 12mm sensing range, DC NPN, NO, 2m cable
E2EH-X12C1 5M | 52800 | 290051 | Proximity sensor M30, high temperature (120oC) stainless steel, 12mm sensing range, DC NPN, NO, 5m cable
E2EH-X12C1-M1 | 76850 | 290052 | Proximity sensor M30, high temperature (120°C) stainless steel, 12mm sensing range, DC NPN, NO, M12 plug-in
E2EH-X12C2 2M | 48010 | 290053 | Proximity sensor M30, high temperature (120°C) stainless steel, 12mm sensing range, DC NPN, NC, 2m cable
E2EH-X12C2-M1 | 77000 | 290054 | Proximity sensor M30, high temperature (120°C) stainless steel, 12mm sensing range, DC NPN, NC, M12 plug-in
E2EH-X12D1 2M | 48290 | 290133 | Proximity sensor M30, high temperature (120°C) stainless steel, 12mm sensing range, DC 2 wire, NO, prewired, 2m
E2EH-X12D1 5M | 53650 | 290055 | Proximity sensor M30, high temperature (120oC) stainless steel, 12mm sensing range, DC 2-wire, NO, 5m cable
E2EH-X12D1-M1G | 80400 | 290056 | Proximity sensor M30, high temperature (120°C) stainless steel, 12mm sensing range, DC 2-wire, NO, M12 plug-in
E2EH-X12D1-T | 48290 | 290134 | Proximity sensor M30, high temperature (120oC) stainless steel, 12mm sensing range, DC 2-wire no polarity, NO, M12 plug-in
E2EH-X12D2 2M | 48290 | 290057 | Proximity sensor M30, high temperature (120°C) stainless steel, 12mm sensing range, DC 2 wire, NC, prewired, 2m
E2EH-X12D2-M1G | 80550 | 290058 | Proximity sensor M30, high temperature (120°C) stainless steel, 12mm sensing range, DC 2-wire, NC, M12 plug-in
E2EH-X3B1 2M | 24150 | 290031 | Proximity sensor M12, high temperature (120°C) stainless steel, 3mm sensing range, DC PNP, NO, prewired, 2m
E2EH-X3B1 5M | 29840 | 290030 | Proximity sensor M12, high temperature (120°C) stainless steel, 3mm sensing range, DC PNP, NO, prewired, 5m
E2EH-X3B1-M1 | 39680 | 290032 | Proximity sensor M12, high temperature (120°C) stainless steel, 3mm sensing range, DC PNP, NO, prewired, M12 plug in
E2EH-X3B2 2M | 24180 | 290033 | Proximity sensor M12, high temperature (120°C) stainless steel, 3mm sensing range, DC PNP, NC, prewired, 2m
E2EH-X3B2-M1 | 39440 | 290034 | Proximity sensor M12, high temperature (120°C) stainless steel, 3mm sensing range, DC PNP, NC, prewired, 5m
E2EH-X3C1 2M | 25560 | 290036 | Proximity sensor M12, high temperature (120°C) stainless steel, 3mm sensing range, DC NPN, NO, 2m cable
E2EH-X3C1 5M | 29830 | 290035 | Proximity sensor M12, high temperature (120oC) stainless steel, 3mm sensing range, DC NPN, NO, 5m cable
E2EH-X3C1-M1 | 41670 | 290037 | Proximity sensor M12, high temperature (120°C) stainless steel, 3mm sensing range, DC NPN, NO, M12 plug-in
E2EH-X3C2 2M | 25580 | 290038 | Proximity sensor M12, high temperature (120°C) stainless steel, 3mm sensing range, DC NPN, NC, 2m cable
E2EH-X3C2-M1 | 41730 | 290039 | Proximity sensor M12, high temperature (120°C) stainless steel, 3mm sensing range, DC NPN, NC, M12 plug-in
E2EH-X3D1 2M | 25100 | 290131 | Proximity sensor M12, high temperature (120°C) stainless steel, 3mm sensing range, DC 2-wire, NO, 2m cable
E2EH-X3D1 5M | 30410 | 290040 | Proximity sensor M12, high temperature (120oC) stainless steel, 3mm sensing range, DC 2-wire, NO, 5m cable
E2EH-X3D1-M1G | 43590 | 290041 | Proximity sensor M12, high temperature (120°C) stainless steel, 3mm sensing range, DC 2 wire, NO, prewired, M12 plug in
E2EH-X3D1-T | 25100 | 290132 | Proximity sensor M12, high temperature (120oC) stainless steel, 3 mm sensing range, DC 2-wire no polarity, NO, 2 m cable
E2EH-X3D1-T 5M | 32220 | 290042 | Proximity sensor M12, high temperature (120oC) stainless steel, 3 mm sensing range, DC 2-wire no polarity, NO, 5 m cable
E2EH-X3D2 2M | 25100 | 290043 | Proximity sensor M12, high temperature (120°C) stainless steel, 3mm sensing range, DC 2-wire, NC, 2m cable
E2EH-X3D2-M1G | 43750 | 290044 | Proximity sensor M12, high temperature (120°C) stainless steel, 3mm sensing range, DC 2 wire, NC, prewired, M12 plug in
E2EH-X7B1 2M | 31020 | 290059 | Proximity sensor M18, high temperature (120°C) stainless steel, 7mm sensing range, DC PNP, NO, prewired, 2m
E2EH-X7B1 5M | 37640 | 290060 | Proximity sensor M18, high temperature (120°C) stainless steel, 7mm sensing range, DC PNP, NO, prewired, 5m
E2EH-X7B1-M1 | 46080 | 290061 | Proximity sensor M18, high temperature (120°C) stainless steel, 7mm sensing range, DC PNP, NO, M12 plug-in
E2EH-X7B2 2M | 30990 | 290062 | Proximity sensor M18, high temperature (120°C) stainless steel, 7 mm sensing range, DC PNP, NC, 2 m cable
E2EH-X7B2 5M | 49590 | 338122 | Proximity sensor M18, high temperature (120°C) stainless steel, 7 mm sensing range, DC PNP, NC, 5 m cable
E2EH-X7B2-M1 | 50250 | 290063 | Proximity sensor M18, high temperature (120°C) stainless steel, 7mm sensing range, DC PNP, NC, M12 plug-in
E2EH-X7C1 2M | 30780 | 290065 | Proximity sensor M18, high temperature (120°C) stainless steel, 7mm sensing range, DC NPN, NO, 2m cable
E2EH-X7C1 5M | 37350 | 290064 | Proximity sensor M18, high temperature (120oC) stainless steel, 7mm sensing range, DC NPN, NO, 5m cable
E2EH-X7C1-M1 | 48140 | 290066 | Proximity sensor M18, high temperature (120°C) stainless steel, 7mm sensing range, DC NPN, NO, M12 plug-in
E2EH-X7C2 2M | 32540 | 290068 | Proximity sensor M18, high temperature (120°C) stainless steel, 7mm sensing range, DC NPN, NC, 2m cable
E2EH-X7C2 5M | 49850 | 290067 | Proximity sensor M18, high temperature (120°C) stainless steel, 7 mm sensing range, DC NPN, NC, 5 m cable
E2EH-X7C2-M1 | 52900 | 290069 | Proximity sensor M18, high temperature (120°C) stainless steel, 7mm sensing range, DC NPN, NC, M12 plug-in
E2EH-X7D1 2M | 32220 | 290135 | Proximity sensor M18, high temperature (120°C) stainless steel, 7mm sensing range, DC 2 wire, NO, prewired, 2m
E2EH-X7D1 5M | 37560 | 290070 | Proximity sensor M18, high temperature (120°C) stainless steel, 7 mm sensing range, DC 2-wire, NO, 5 m cable
E2EH-X7D1-M1G | 50550 | 290071 | Proximity sensor M18, high temperature (120°C) stainless steel, 7mm sensing range, DC 2 wire, NO, prewired, M12 plug in
E2EH-X7D1-T | 34010 | 290136 | Proximity sensor M18, high temperature (120°C) stainless steel, 7 mm sensing range, DC 2-wire no polarity, NO, 2 m cable
E2EH-X7D1-T 5M | 37560 | 290072 | Proximity sensor M18, high temperature (120°C) stainless steel, 7 mm sensing range, DC 2-wire no polarity, NO, 5 m cable
E2EH-X7D2 2M | 32220 | 290073 | Proximity sensor M18, high temperature (120°C) stainless steel, 7mm sensing range, DC 2-wire, NC, 2m cable
E2EH-X7D2 5M | 56600 | 351501 | Proximity sensor M18, high temperature (120°C) stainless steel, 7 mm sensing range, DC 2-wire, NC, 5 m cable
E2EH-X7D2-M1G | 50750 | 290074 | Proximity sensor M18, high temperature (120°C) stainless steel, 7mm sensing range, DC 2-wire, NC, M12 plug-in
E2EM-C30X15-M1GJ-1 0.3M | 86300 | 323704 | Proximity sensor, inductive, Long-distance (Base material: brass), dia. 30 mm, shielded, different frequency, DC, 2-wire, NPN NO, 0.3 m cable with M12 connecto
E2EM-C30X1-M1GJ-1 0.3M | 67650 | 227052 | Proximity sensor, inductive, Long-distance (Base material: brass), dia. 30 mm, shielded, DC, 2-wire, NPN NO, 0.3 m cable with M12 connecto
E2EM-X15X1 2M | 50650 | 290146 | Proximity sensor, inductive, Long-distance (Base material: brass), M30, shielded, 15 mm, DC, 2-wire, NPN NO, cable 2 m
E2EM-X15X1-M1J 0.3M | 50650 | 290154 | Proximity sensor, inductive, Long-distance (Base material: brass), M30, shielded, 15 mm, DC, 2-wire, NPN NO, M12 Smartclick
E2EM-X15X1-M1TJ 0.3M | 53050 | 290103
E2EM-X15X2 2M | 50550 | 290089 | Proximity sensor, inductive, Long-distance (Base material: brass), M30, shielded, 15 mm, DC, 2-wire, NPN NC, cable 2 m
E2EM-X16MB1-1 10M | 19160 | 393962 | Proximity sensor, inductive, nickel-brass, short body, M18, unshielded, 16 mm, DC, 3-wire, PNP-NO, 10 m prewired
E2EM-X16MB1-1 5M | 19160 | 393961 | Proximity sensor, inductive, nickel-brass, short body, M18, unshielded, 16 mm, DC, 3-wire, PNP-NO, 5 m prewired
E2EM-X16MX1 2M | 35470 | 290148 | Proximity sensor, inductive, Long-distance (Base material: brass), M18, non-shielded, 15 mm, DC, 2-wire, NPN NO, cable 2 m
E2EM-X16MX2 2M | 35470 | 290091 | Proximity sensor, inductive, Long-distance (Base material: brass), M18, non-shielded, 15 mm, DC, 2-wire, NPN NC, cable 2 m
E2EM-X30MX1 2M | 98050 | 290147 | Proximity sensor, inductive, Long-distance (Base material: brass), M30, non-shielded, 15 mm, DC, 2-wire, NPN NO, cable 2 m
E2EM-X30MX1-M1J 0.3M | 162600 | 290101 | Proximity sensor M12, DC 2-Wire Model , unshielded, Sensing Distance 30 mm , Operation Mode NO, M12 pigtail connector, 0.3 m
E2EM-X30MX2 2M | 97950 | 290090 | Proximity sensor, inductive, Long-distance (Base material: brass), M30, non-shielded, 15 mm, DC, 2-wire, NPN NC, cable 2 m
E2EM-X4B2-M1 | 41940 | 290076 | Proximity sensor, inductive, Long-distance (Base material: brass), M12, shielded, 4 mm, DC, 3-wire, PNP NC, connector M12
E2EM-X4X1 2M | 31850 | 290144 | Proximity sensor M12, DC 2-Wire Model , Shielded, Sensing Distance 4 mm , Operation Mode NO, cable 2 m
E2EM-X4X1-M1J 0.3M | 69050 | 290145 | Proximity sensor M12, DC 2-Wire Model , Shielded, Sensing Distance 4 mm , Operation Mode NO, pig-tail M12
E2EM-X4X2 2M | 31850 | 290084 | Proximity sensor M12, DC 2-Wire Model , Shielded, Sensing Distance 4 mm , Operation Mode NC, cable 2 m
E2EM-X4X2-M1J 0.3M | 65650 | 381078 | Proximity sensor M12, DC 2-Wire Model , Shielded, Sensing Distance 4 mm , Operation Mode NC, pig-tail M12
E2EM-X8B1-M1 | 35160 | 290151 | Proximity sensor, inductive, Long-distance (Base material: brass), M18, shielded, 8 mm, DC, 3-wire, PNP NO, connector M12
E2EM-X8X1 2M | 33400 | 290153 | Proximity sensor M18, DC 2-Wire Model , Shielded, Sensing Distance 8 mm , Operation Mode NO, cable 2 m
E2EM-X8X1-M1GJ-1 0.3M | 55800 | 290102
E2EM-X8X1-M1J 0.3M | 55800 | 290155 | Proximity sensor M18, DC 2-Wire Model , Shielded, Sensing Distance 4 mm , Operation Mode NO, pig-tail M12
E2EM-X8X2 2M | 33400 | 290100 | Proximity sensor M18, DC 2-Wire Model , Shielded, Sensing Distance 4 mm , Operation Mode NC, cable 2 m
E2EQ-X10B4-IL2 2M | 41350 | 671252 | Proximity sensor, inductive, Fluororesin coating (Base material: brass), short body, M30, shielded, 10mm, DC, 3-wire, PNP NO/NC switching type (Factory setting: NO), IO-Link V1.1 COM2 (38.4 kbps, 2.3ms), 2m prewired
E2EQ-X10B4-IL2 5M | 42560 | 671248 | Proximity sensor, inductive, Fluororesin coating (Base material: brass), short body, M30, shielded, 10mm, DC, 3-wire, PNP NO/NC switching type (Factory setting: NO), IO-Link V1.1 COM2 (38.4 kbps, 2.3ms), 5m prewired
E2EQ-X10B4-IL3 2M | 41970 | 671257 | Proximity sensor, inductive, Fluororesin coating (Base material: brass), short body, M30, shielded, 10mm, DC, 3-wire, PNP NO/NC switching type (Factory setting: NO), IO-Link V1.1 COM3 (230.4 kbps, 1 ms), 2m prewired
E2EQ-X10B4-IL3 5M | 43130 | 671261 | Proximity sensor, inductive, Fluororesin coating (Base material: brass), short body, M30, shielded, 10mm, DC, 3-wire, PNP NO/NC switching type (Factory setting: NO), IO-Link V1.1 COM3 (230.4 kbps, 1 ms), 5m prewired
E2EQ-X10B4-M1TJ-IL2 0.3M | 43750 | 671251 | Proximity sensor, inductive, Fluororesin coating (Base material: brass), short body, M30, shielded, 10mm, DC, 3-wire, PNP NO/NC switching type (Factory setting: NO), IO-Link V1.1 COM2 (38.4 kbps, 2.3ms), M12 Smartclick Pig-tail 0.3m
E2EQ-X10B4-M1TJ-IL3 0.3M | 44360 | 671244 | Proximity sensor, inductive, Fluororesin coating (Base material: brass), short body, M30, shielded, 10mm, DC, 3-wire, PNP NO/NC switching type (Factory setting: NO), IO-Link V1.1 COM3 (230.4 kbps, 1 ms), M12 Smartclick Pig-tail 0.3m
E2EQ-X10D1G-M1GJ-T 0.3M | 57200 | 324434 | Proximity sensor, inductive, Spatter resistant coating, M12, shielded, 10 mm, DC, 2-wire DC, NO, M12 pigtail cable
E2EQ-X10D1G-M1TGJ-T 0.3M | 61700 | 376181 | Proximity sensor, inductive, Spatter resistant coating, M30, shielded, 10mm, DC, 2-wire DC (no polarity), NO, M12 pigtail cable (Smart-click)
E2EQ-X10D2R-M1GJ-T4 0.3M | 61200 | 324435 | Proximity sensor, inductive, Spatter resistant coating, M12, shielded, 10 mm, DC, 2-wire DC, no polarity, NC, M12 pigtail robotic cable 0.3 m
E2EQ-X11D118 2M | 42390 | 681636 | Proximity sensor, inductive, brass-nickel, Spatter-coating, M18, shielded, 11 mm, NO, 2 m cable, DC 2-wire
E2EQ-X11D118 5M | 44310 | 681686 | Proximity sensor, inductive, brass-nickel, Spatter-coating, M18, shielded, 11 mm, NO, 5 m cable, DC 2-wire
E2EQ-X11D118-M1TGJ 0.3M | 46710 | 681893 | Proximity sensor, inductive, brass-nickel, Spatter-coating, M18, shielded, 11 mm, NO, 0.3 m pig-tail, DC 2-wire
E2EQ-X11D118-M1TGJ-T 0.3M | 46710 | 681705 | Proximity sensor, inductive, brass-nickel, Spatter-coating, M18, shielded, 11 mm, NO, 0.3 m pig-tail, DC 2-wire, no polarity
E2EQ-X11D118-T 2M | 42390 | 681834 | Proximity sensor, inductive, brass-nickel, Spatter-coating, M18, shielded, 11 mm, NO, 2 m cable, DC 2-wire, no polarity
E2EQ-X11D118-T 5M | 44310 | 681762 | Proximity sensor, inductive, brass-nickel, Spatter-coating, M18, shielded, 11 mm, NO, 5 m cable, DC 2-wire, no polarity
E2EQ-X11D218 2M | 42390 | 681831 | Proximity sensor, inductive, brass-nickel, Spatter-coating, M18, shielded, 11 mm, NC, 2 m cable, DC 2-wire
E2EQ-X11D218 5M | 44310 | 681819 | Proximity sensor, inductive, brass-nickel, Spatter-coating, M18, shielded, 11 mm, NC, 5 m cable, DC 2-wire
E2EQ-X11D218-M1TGJ 0.3M | 46710 | 681855 | Proximity sensor, inductive, brass-nickel, Spatter-coating, M18, shielded, 11 mm, NC, 0.3 m pig-tail, DC 2-wire
E2EQ-X11D218-M1TGJ-T 0.3M | 46710 | 681703 | Proximity sensor, inductive, brass-nickel, Spatter-coating, M18, shielded, 11 mm, NC, 0.3 m pig-tail, DC 2-wire, no polarity
E2EQ-X11D218-T 2M | 45600 | 681789 | Proximity sensor, inductive, brass-nickel, Spatter-coating, M18, shielded, 11 mm, NC, 2 m cable, DC 2-wire, no polarity
E2EQ-X11D218-T 5M | 47520 | 681849 | Proximity sensor, inductive, brass-nickel, Spatter-coating, M18, shielded, 11 mm, NC, 5 m cable, DC 2-wire, no polarity
E2EQ-X12B1D18 2M | 46320 | 688346 | Proximity sensor, inductive, Fluororesin coating (base material: brass), M18, shielded, 12 mm, DC, 3-wire, PNP NO, IO-Link COM2, 2 m cable
E2EQ-X12B1D18-M1 | 46320 | 688347 | Proximity sensor, inductive, Fluororesin coating (base material: brass), M18, shielded, 12 mm, DC, 3-wire, PNP NO, IO-Link COM2, M12 connector
E2EQ-X12B1T18 2M | 46320 | 688364 | Proximity sensor, inductive, Fluororesin coating (base material: brass), M18, shielded, 12 mm, DC, 3-wire, PNP NO, IO-Link COM3, 2 m cable
E2EQ-X12B1T18-M1 | 46320 | 688343 | Proximity sensor, inductive, Fluororesin coating (base material: brass), M18, shielded, 12 mm, DC, 3-wire, PNP NO, IO-Link COM3, M12 connector
E2EQ-X12B1T18-M1TJ 0.3M | 53650 | 688342 | Proximity sensor, inductive, Fluororesin coating (base material: brass), M18, shielded, 12 mm, DC, 3-wire, PNP NO, IO-Link COM3, M12 pigtail Smartclick connector, 0.3 m
E2EQ-X12C118 2M | 46320 | 688338 | Proximity sensor, inductive, Fluororesin coating (base material: brass), M18, shielded, 12 mm, DC, 3-wire, NPN NO, 2 m cable
E2EQ-X12C118-M1 | 46320 | 688339 | Proximity sensor, inductive, Fluororesin coating (base material: brass), M18, shielded, 12 mm, DC, 3-wire, NPN NO, M12 connector
E2EQ-X15B1D30 2M | 48760 | 688357 | Proximity sensor, inductive, Fluororesin coating (base material: brass), M30, shielded, 15 mm, DC, 3-wire, PNP NO, IO-Link COM2, 2 m cable
E2EQ-X15B1D30-M1 | 48760 | 688358 | Proximity sensor, inductive, Fluororesin coating (base material: brass), M12, shielded, 15 mm, DC, 3-wire, PNP NO, IO-Link COM2, M12 connector
E2EQ-X15B1T30 2M | 48760 | 688352 | Proximity sensor, inductive, Fluororesin coating (base material: brass), M30, shielded, 15 mm, DC, 3-wire, PNP NO, IO-Link COM3, 2 m cable
E2EQ-X15B1T30-M1 | 48760 | 688354 | Proximity sensor, inductive, Fluororesin coating (base material: brass), M30, shielded, 15 mm, DC, 3-wire, PNP NO, IO-Link COM3, M12 connector
E2EQ-X15B1T30-M1TJ 0.3M | 56150 | 688353 | Proximity sensor, inductive, Fluororesin coating (base material: brass), M30, shielded, 15 mm, DC, 3-wire, PNP NO, IO-Link COM3, M12 pigtail Smartclick connector, 0.3 m
E2EQ-X15C130 2M | 48760 | 688348 | Proximity sensor, inductive, Fluororesin coating (base material: brass), M30, shielded, 15 mm, DC, 3-wire, NPN NO, 2 m cable
E2EQ-X15C130-M1 | 48760 | 688349 | Proximity sensor, inductive, Fluororesin coating (base material: brass), M30, shielded, 15 mm, DC, 3-wire, NPN NO, M12 connector
E2EQ-X15D130-M1TJ-T 0.3M | 85750 | 708655 | Proximity sensor, inductive, Fluororesin coating (base material: brass), short body, M30, shielded, 15 mm, DC, 2-wire, NO, no polarity, M12 pigtail Smartclick connector, 0.3 m
E2EQ-X20D130 2M | 73450 | 681721 | Proximity sensor, inductive, brass-nickel, Spatter-coating, M30, shielded, 20 mm, NO, 2 m cable, DC 2-wire
E2EQ-X20D130 5M | 77600 | 681899 | Proximity sensor, inductive, brass-nickel, Spatter-coating, M30, shielded, 20 mm, NO, 5 m cable, DC 2-wire
E2EQ-X20D130-M1TGJ 0.3M | 85750 | 681743 | Proximity sensor, inductive, brass-nickel, Spatter-coating, M30, shielded, 20 mm, NO, 0.3 m pig-tail, DC 2-wire
E2EQ-X20D130-M1TGJ-T 0.3M | 85750 | 681663 | Proximity sensor, inductive, brass-nickel, Spatter-coating, M30, shielded, 20 mm, NO, 0.3 m pig-tail, DC 2-wire, no polarity
E2EQ-X20D130-T 2M | 74000 | 681807 | Proximity sensor, inductive, brass-nickel, Spatter-coating, M30, shielded, 20 mm, NO, 2 m cable, DC 2-wire, no polarity
E2EQ-X20D130-T 5M | 78150 | 681838 | Proximity sensor, inductive, brass-nickel, Spatter-coating, M30, shielded, 20 mm, NO, 5 m cable, DC 2-wire, no polarity
E2EQ-X20D230 2M | 73450 | 681857 | Proximity sensor, inductive, brass-nickel, Spatter-coating, M30, shielded, 20 mm, NC, 2 m cable, DC 2-wire
E2EQ-X20D230 5M | 77600 | 681779 | Proximity sensor, inductive, brass-nickel, Spatter-coating, M30, shielded, 20 mm, NC, 5 m cable, DC 2-wire
E2EQ-X20D230-M1TGJ 0.3M | 85750 | 681903 | Proximity sensor, inductive, brass-nickel, Spatter-coating, M30, shielded, 20 mm, NC, 0.3 m pig-tail, DC 2-wire
E2EQ-X20D230-M1TGJ-T 0.3M | 85750 | 681862 | Proximity sensor, inductive, brass-nickel, Spatter-coating, M30, shielded, 20 mm, NC, 0.3 m pig-tail, DC 2-wire, no polarity
E2EQ-X20D230-T 2M | 74000 | 681787 | Proximity sensor, inductive, brass-nickel, Spatter-coating, M30, shielded, 20 mm, NC, 2 m cable, DC 2-wire, no polarity
E2EQ-X20D230-T 5M | 78150 | 681753 | Proximity sensor, inductive, brass-nickel, Spatter-coating, M30, shielded, 20 mm, NC, 5 m cable, DC 2-wire, no polarity
E2EQ-X22B1D30 2M | 61000 | 688359 | Proximity sensor, inductive, Fluororesin coating (base material: brass), M30, shielded, 22 mm, DC, 3-wire, PNP NO, IO-Link COM2, 2 m cable
E2EQ-X22B1D30-M1 | 61000 | 688360 | Proximity sensor, inductive, Fluororesin coating (base material: brass), M30, shielded, 22 mm, DC, 3-wire, PNP NO, IO-Link COM2, M12 connector
E2EQ-X22B1T30 2M | 61000 | 688355 | Proximity sensor, inductive, Fluororesin coating (base material: brass), M30, shielded, 22 mm, DC, 3-wire, PNP NO, IO-Link COM3, 2 m cable
E2EQ-X22B1T30-M1 | 61000 | 688365 | Proximity sensor, inductive, Fluororesin coating (base material: brass), M30, shielded, 22 mm, DC, 3-wire, PNP NO, IO-Link COM3, M12 connector
E2EQ-X22B1T30-M1TJ 0.3M | 68400 | 688356 | Proximity sensor, inductive, Fluororesin coating (base material: brass), M30, shielded, 22 mm, DC, 3-wire, PNP NO, IO-Link COM3, M12 pigtail Smartclick connector, 0.3 m
E2EQ-X22C130 2M | 61000 | 688350 | Proximity sensor, inductive, Fluororesin coating (base material: brass), M30, shielded, 22 mm, DC, 3-wire, NPN NO, 2 m cable
E2EQ-X22C130-M1 | 61000 | 688351 | Proximity sensor, inductive, Fluororesin coating (base material: brass), M30, shielded, 22 mm, DC, 3-wire, NPN NO, M12 connector
E2EQ-X2B1D8-M1 | 39010 | 688319 | Proximity sensor, inductive, Fluororesin coating (base material: brass), M8, shielded, 3 mm, DC, 2-wire, PNP NO, IO-Link COM2, M12 connector
E2EQ-X2B1T8 2M | 39010 | 688314 | Proximity sensor, inductive, Fluororesin coating (base material: brass), M8, shielded, 2 mm, DC, 3-wire, PNP NO, IO-Link COM3, 2 m cable
E2EQ-X2B1T8-M1 | 39010 | 688361 | Proximity sensor, inductive, Fluororesin coating (base material: brass), M8, shielded, 2 mm, DC, 3-wire, PNP NO, IO-Link COM3, M12 connector
E2EQ-X2B1T8-M1TJ 0.3M | 46320 | 688315 | Proximity sensor, inductive, Fluororesin coating (base material: brass), M8, shielded, 2 mm, DC, 3-wire, PNP NO, IO-Link COM3, M12 pigtail Smartclick connector, 0.3 m
E2EQ-X2C18 2M | 39010 | 688310 | Proximity sensor, inductive, Fluororesin coating (base material: brass), M8, shielded, 2 mm, DC, 3-wire, NPN NO, 2 m cable
E2EQ-X2C18-M1 | 39010 | 688311 | Proximity sensor, inductive, Fluororesin coating (base material: brass), M8, shielded, 2 mm, DC, 3-wire, NPN NO, M12 connector
E2EQ-X3B1D8-M1 | 48760 | 688320 | Proximity sensor, inductive, Fluororesin coating (base material: brass), M8, shielded, 3 mm, DC, 3-wire, PNP NO, IO-Link COM2, M12 connector
E2EQ-X3B1T8 2M | 48760 | 688316 | Proximity sensor, inductive, Fluororesin coating (base material: brass), M8, shielded, 3 mm, DC, 3-wire, PNP NO, IO-Link COM3, 2 m cable
E2EQ-X3B1T8-M1 | 48760 | 688318 | Proximity sensor, inductive, Fluororesin coating (base material: brass), M8, shielded, 3 mm, DC, 3-wire, PNP NO, IO-Link COM3, M12 connector
E2EQ-X3B1T8-M1TJ 0.3M | 56150 | 688317 | Proximity sensor, inductive, Fluororesin coating (base material: brass), M8, shielded, 3 mm, DC, 3-wire, PNP NO, IO-Link COM3, M12 pigtail Smartclick connector, 0.3 m
E2EQ-X3B4-IL2 2M | 35380 | 671262 | Proximity sensor, inductive, Fluororesin coating (Base material: brass), short body, M12, shielded, 3mm, DC, 3-wire, PNP NO/NC switching type (Factory setting: NO), IO-Link V1.1 COM2 (38.4 kbps, 2.3ms), 2m prewired
E2EQ-X3B4-IL2 5M | 36570 | 671232 | Proximity sensor, inductive, Fluororesin coating (Base material: brass), short body, M12, shielded, 3mm, DC, 3-wire, PNP NO/NC switching type (Factory setting: NO), IO-Link V1.1 COM2 (38.4 kbps, 2.3ms), 5m prewired
E2EQ-X3B4-IL3 2M | 35980 | 671259 | Proximity sensor, inductive, Fluororesin coating (Base material: brass), short body, M12, shielded, 3mm, DC, 3-wire, PNP NO/NC switching type (Factory setting: NO), IO-Link V1.1 COM3 (230.4 kbps, 1 ms), 2m prewired
E2EQ-X3B4-IL3 5M | 37170 | 671239 | Proximity sensor, inductive, Fluororesin coating (Base material: brass), short body, M12, shielded, 3mm, DC, 3-wire, PNP NO/NC switching type (Factory setting: NO), IO-Link V1.1 COM3 (230.4 kbps, 1 ms), 5m prewired
E2EQ-X3B4-M1TJ-IL2 0.3M | 37790 | 671242 | Proximity sensor, inductive, Fluororesin coating (Base material: brass), short body, M12, shielded, 3mm, DC, 3-wire, PNP NO/NC switching type (Factory setting: NO), IO-Link V1.1 COM2 (38.4 kbps, 2.3ms), M12 Smartclick Pig-tail 0.3m
E2EQ-X3B4-M1TJ-IL3 0.3M | 38360 | 671247 | Proximity sensor, inductive, Fluororesin coating (Base material: brass), short body, M12, shielded, 3mm, DC, 3-wire, PNP NO/NC switching type (Factory setting: NO), IO-Link V1.1 COM3 (230.4 kbps, 1 ms), M12 Smartclick Pig-tail 0.3m
E2EQ-X3C18 2M | 48760 | 688312 | Proximity sensor, inductive, Fluororesin coating (base material: brass), M8, shielded, 3 mm, DC, 3-wire, NPN NO, 2 m cable
E2EQ-X3C18-M1 | 48760 | 688313 | Proximity sensor, inductive, Fluororesin coating (base material: brass), M8, shielded, 3 mm, DC, 3-wire, NPN NO, M12 connector
E2EQ-X3D18 2M | 41760 | 681648 | Proximity sensor, inductive, brass-nickel, Spatter-coating, M8, shielded, 3 mm, NO, 2 m cable, DC 2-wire
E2EQ-X3D18 5M | 43690 | 681868 | Proximity sensor, inductive, brass-nickel, Spatter-coating, M8, shielded, 3 mm, NO, 5 m cable, DC 2-wire
E2EQ-X3D18-M1TGJ 0.3M | 46060 | 681826 | Proximity sensor, inductive, brass-nickel, Spatter-coating, M8, shielded, 3 mm, NO, 0.3 m pig-tail, DC 2-wire
E2EQ-X3D18-M1TGJ-T 0.3M | 46060 | 681647 | Proximity sensor, inductive, brass-nickel, Spatter-coating, M8, shielded, 3 mm, NO, 0.3 m pig-tail, DC 2-wire, no polarity
E2EQ-X3D18-T 2M | 41760 | 681739 | Proximity sensor, inductive, brass-nickel, Spatter-coating, M8, shielded, 3 mm, NO, 2 m cable, DC 2-wire, no polarity
E2EQ-X3D18-T 5M | 43690 | 681641 | Proximity sensor, inductive, brass-nickel, Spatter-coating, M8, shielded, 3 mm, NO, 5 m cable, DC 2-wire, no polarity
E2EQ-X3D1G-M1GJ-T 0.3M | 43420 | 324436 | Proximity sensor, inductive, Spatter resistant coating, M12, shielded, 3 mm, DC, 2-wire DC, NO, M12 pigtail cable
E2EQ-X3D1G-M1TGJ-T 0.3M | 46800 | 376182 | Proximity sensor, inductive, Spatter resistant coating, M12, shielded, 10mm, DC, 2-wire DC (no polarity), NO, M12 pigtail cable (Smart-click)
E2EQ-X3D28 2M | 41760 | 681867 | Proximity sensor, inductive, brass-nickel, Spatter-coating, M8, shielded, 3 mm, NC, 2 m cable, DC 2-wire
E2EQ-X3D28 5M | 43690 | 681646 | Proximity sensor, inductive, brass-nickel, Spatter-coating, M8, shielded, 3 mm, NC, 5 m cable, DC 2-wire
E2EQ-X3D28-M1TGJ 0.3M | 46060 | 681861 | Proximity sensor, inductive, brass-nickel, Spatter-coating, M8, shielded, 3 mm, NC, 0.3 m pig-tail, DC 2-wire
E2EQ-X3D28-M1TGJ-T 0.3M | 46060 | 681688 | Proximity sensor, inductive, brass-nickel, Spatter-coating, M8, shielded, 3 mm, NC, 0.3 m pig-tail, DC 2-wire, no polarity
E2EQ-X3D28-T 2M | 41760 | 681818 | Proximity sensor, inductive, brass-nickel, Spatter-coating, M8, shielded, 3 mm, NC, 2 m cable, DC 2-wire, no polarity
E2EQ-X3D28-T 5M | 43690 | 681773 | Proximity sensor, inductive, brass-nickel, Spatter-coating, M8, shielded, 3 mm, NC, 5 m cable, DC 2-wire, no polarity
E2EQ-X4B1D12 2M | 34130 | 688330 | Proximity sensor, inductive, Fluororesin coating (base material: brass), M12, shielded, 4 mm, DC, 3-wire, PNP NO, IO-Link COM2, 2 m cable
E2EQ-X4B1D12-M1 | 34130 | 688332 | Proximity sensor, inductive, Fluororesin coating (base material: brass), M12, shielded, 4 mm, DC, 3-wire, PNP NO, IO-Link COM2, M12 connector
E2EQ-X4B1D12-M1TJ 0.3M | 41460 | 688331 | Proximity sensor, inductive, Fluororesin coating (base material: brass), M12, shielded, 4 mm, DC, 3-wire, PNP NO, IO-Link COM2, M12 pigtail Smartclick connector, 0.3 m
E2EQ-X4B1T12 2M | 34130 | 688325 | Proximity sensor, inductive, Fluororesin coating (base material: brass), M12, shielded, 4 mm, DC, 3-wire, PNP NO, IO-Link COM3, 2 m cable
E2EQ-X4B1T12-M1 | 34130 | 688362 | Proximity sensor, inductive, Fluororesin coating (base material: brass), M12, shielded, 4 mm, DC, 3-wire, PNP NO, IO-Link COM3, M12 connector
E2EQ-X4B1T12-M1TJ 0.3M | 41460 | 688326 | Proximity sensor, inductive, Fluororesin coating (base material: brass), M12, shielded, 4 mm, DC, 3-wire, PNP NO, IO-Link COM3, M12 pigtail Smartclick connector, 0.3 m
E2EQ-X4C112 2M | 34130 | 688321 | Proximity sensor, inductive, Fluororesin coating (base material: brass), M12, shielded, 4 mm, DC, 3-wire, NPN NO, 2 m cable
E2EQ-X4C112-M1 | 34130 | 688322 | Proximity sensor, inductive, Fluororesin coating (base material: brass), M12, shielded, 4 mm, DC, 3-wire, NPN NO, M12 connector
E2EQ-X6B1D12 2M | 43880 | 688333 | Proximity sensor, inductive, Fluororesin coating (base material: brass), M12, shielded, 6 mm, DC, 3-wire, PNP NO, IO-Link COM2, 2 m cable
E2EQ-X6B1D12-M1 | 43880 | 688335 | Proximity sensor, inductive, Fluororesin coating (base material: brass), M12, shielded, 6 mm, DC, 3-wire, PNP NO, IO-Link COM2, M12 connector
E2EQ-X6B1D12-M1TJ 0.3M | 51250 | 688334 | Proximity sensor, inductive, Fluororesin coating (base material: brass), M12, shielded, 6 mm, DC, 3-wire, PNP NO, IO-Link COM2, M12 pigtail Smartclick connector, 0.3 m
E2EQ-X6B1T12 2M | 43880 | 688327 | Proximity sensor, inductive, Fluororesin coating (base material: brass), M12, shielded, 6 mm, DC, 3-wire, PNP NO, IO-Link COM3, 2 m cable
E2EQ-X6B1T12-M1 | 43880 | 688329 | Proximity sensor, inductive, Fluororesin coating (base material: brass), M12, shielded, 6 mm, DC, 3-wire, PNP NO, IO-Link COM3, M12 connector
E2EQ-X6B1T12-M1TJ 0.3M | 51250 | 688328 | Proximity sensor, inductive, Fluororesin coating (base material: brass), M12, shielded, 6 mm, DC, 3-wire, PNP NO, IO-Link COM3, M12 pigtail Smartclick connector, 0.3 m
E2EQ-X6C112 2M | 43880 | 688323 | Proximity sensor, inductive, Fluororesin coating (base material: brass), M12, shielded, 6 mm, DC, 3-wire, NPN NO, 2 m cable
E2EQ-X6C112-M1 | 43880 | 688324 | Proximity sensor, inductive, Fluororesin coating (base material: brass), M12, shielded, 6 mm, DC, 3-wire, NPN NO, M12 connector
E2EQ-X7B4-IL2 2M | 38360 | 671238 | Proximity sensor, inductive, Fluororesin coating (Base material: brass), short body, M18, shielded, 7mm, DC, 3-wire, PNP NO/NC switching type (Factory setting: NO), IO-Link V1.1 COM2 (38.4 kbps, 2.3ms), 2m prewired
E2EQ-X7B4-IL2 5M | 39570 | 671246 | Proximity sensor, inductive, Fluororesin coating (Base material: brass), short body, M30, shielded, 10mm, DC, 3-wire, PNP NO/NC switching type (Factory setting: NO), IO-Link V1.1 COM3 (230.4 kbps, 1 ms), 5m prewired
E2EQ-X7B4-IL3 2M | 38960 | 671256 | Proximity sensor, inductive, Fluororesin coating (Base material: brass), short body, M18, shielded, 7mm, DC, 3-wire, PNP NO/NC switching type (Factory setting: NO), IO-Link V1.1 COM3 (230.4 kbps, 1 ms), 2m prewired
E2EQ-X7B4-IL3 5M | 40170 | 671260 | Proximity sensor, inductive, Fluororesin coating (Base material: brass), short body, M18, shielded, 7mm, DC, 3-wire, PNP NO/NC switching type (Factory setting: NO), IO-Link V1.1 COM3 (230.4 kbps, 1 ms), 5m prewired
E2EQ-X7B4-M1TJ-IL2 0.3M | 40760 | 671231 | Proximity sensor, inductive, Fluororesin coating (Base material: brass), short body, M18, shielded, 7mm, DC, 3-wire, PNP NO/NC switching type (Factory setting: NO), IO-Link V1.1 COM2 (38.4 kbps, 2.3ms), M12 Smartclick Pig-tail 0.3m
E2EQ-X7B4-M1TJ-IL3 0.3M | 41350 | 671255 | Proximity sensor, inductive, Fluororesin coating (Base material: brass), short body, M18, shielded, 7mm, DC, 3-wire, PNP NO/NC switching type (Factory setting: NO), IO-Link V1.1 COM3 (230.4 kbps, 1 ms), M12 Smartclick Pig-tail 0.3m
E2EQ-X7D112 2M | 41090 | 681764 | Proximity sensor, inductive, brass-nickel, Spatter-coating, M12, shielded, 7 mm, NO, 2 m cable, DC 2-wire
E2EQ-X7D112 5M | 43040 | 681680 | Proximity sensor, inductive, brass-nickel, Spatter-coating, M12, shielded, 7 mm, NO, 5 m cable, DC 2-wire
E2EQ-X7D112-M1TGJ 0.3M | 44310 | 681864 | Proximity sensor, inductive, brass-nickel, Spatter-coating, M12, shielded, 7 mm, NO, 0.3 m pig-tail, DC 2-wire
E2EQ-X7D112-M1TGJ-T 0.3M | 44310 | 681821 | Proximity sensor, inductive, brass-nickel, Spatter-coating, M12, shielded, 7 mm, NO, 0.3 m pig-tail, DC 2-wire, no polarity
E2EQ-X7D112-T 2M | 41090 | 681881 | Proximity sensor, inductive, brass-nickel, Spatter-coating, M12, shielded, 7 mm, NO, 2 m cable, DC 2-wire, no polarity
E2EQ-X7D112-T 5M | 43040 | 681728 | Proximity sensor, inductive, brass-nickel, Spatter-coating, M12, shielded, 7 mm, NO, 5 m cable, DC 2-wire, no polarity
E2EQ-X7D1G-M1GJ-T 0.3M | 47290 | 324437 | Proximity sensor, inductive, Spatter resistant coating, M12, shielded, 7 mm, DC, 2-wire DC, NO, M12 pigtail cable
E2EQ-X7D1G-M1TGJ-T 0.3M | 51050 | 376183 | Proximity sensor, inductive, Spatter resistant coating, M18, shielded, 10mm, DC, 2-wire DC (no polarity), NO, M12 pigtail cable (Smart-click)
E2EQ-X7D212 2M | 41090 | 681890 | Proximity sensor, inductive, brass-nickel, Spatter-coating, M12, shielded, 7 mm, NC, 2 m cable, DC 2-wire
E2EQ-X7D212 5M | 43040 | 681774 | Proximity sensor, inductive, brass-nickel, Spatter-coating, M12, shielded, 7 mm, NC, 5 m cable, DC 2-wire
E2EQ-X7D212-M1TGJ 0.3M | 44310 | 681777 | Proximity sensor, inductive, brass-nickel, Spatter-coating, M12, shielded, 7 mm, NC, 0.3 m pig-tail, DC 2-wire
E2EQ-X7D212-M1TGJ-T 0.3M | 44310 | 681856 | Proximity sensor, inductive, brass-nickel, Spatter-coating, M12, shielded, 7 mm, NC, 0.3 m pig-tail, DC 2-wire, no polarity
E2EQ-X7D212-T 2M | 41090 | 681875 | Proximity sensor, inductive, brass-nickel, Spatter-coating, M12, shielded, 7 mm, NC, 2 m cable, DC 2-wire, no polarity
E2EQ-X7D212-T 5M | 43040 | 681726 | Proximity sensor, inductive, brass-nickel, Spatter-coating, M12, shielded, 7 mm, NC, 5 m cable, DC 2-wire, no polarity
E2EQ-X8B1D18 2M | 36580 | 688344 | Proximity sensor, inductive, Fluororesin coating (base material: brass), M18, shielded, 8 mm, DC, 3-wire, PNP NO, IO-Link COM2, 2 m cable
E2EQ-X8B1D18-M1 | 36580 | 688345 | Proximity sensor, inductive, Fluororesin coating (base material: brass), M12, shielded, 8 mm, DC, 3-wire, PNP NO, IO-Link COM2, M12 connector
E2EQ-X8B1T18 2M | 36580 | 688340 | Proximity sensor, inductive, Fluororesin coating (base material: brass), M18, shielded, 8 mm, DC, 3-wire, PNP NO, IO-Link COM3, 2 m cable
E2EQ-X8B1T18-M1 | 36580 | 688363 | Proximity sensor, inductive, Fluororesin coating (base material: brass), M18, shielded, 8 mm, DC, 3-wire, PNP NO, IO-Link COM3, M12 connector
E2EQ-X8B1T18-M1TJ 0.3M | 43880 | 688341 | Proximity sensor, inductive, Fluororesin coating (base material: brass), M18, shielded, 8 mm, DC, 3-wire, PNP NO, IO-Link COM3, M12 pigtail Smartclick connector, 0.3 m
E2EQ-X8C118 2M | 36580 | 688336 | Proximity sensor, inductive, Fluororesin coating (base material: brass), M18, shielded, 8 mm, DC, 3-wire, NPN NO, 2 m cable
E2EQ-X8C118-M1 | 36580 | 688337 | Proximity sensor, inductive, Fluororesin coating (base material: brass), M18, shielded, 8 mm, DC, 3-wire, NPN NO, M12 connector
E2ER-X10D1 2M | 39730 | 674779 | Proximity sensor, inductive, M18, shielded, 7 mm, DC 2-wire no polarity, NC, 0.3 m pigtail PUR with Junction Connector M12, oil-resistant
E2ER-X10D1 5M | 69500 | 674773 | Proximity sensor, inductive, M30, shielded, 10 mm, DC, 2-wire, NC, 2 m cable PUR, oil-resistant
E2ER-X10D1-M1TGJ 0.3M | 39730 | 674806 | Proximity sensor, inductive, M30, shielded, 10 mm, DC, 2-wire, NC, 5 m cable PUR, oil-resistant
E2ER-X10D2 2M | 39730 | 674764 | Proximity sensor, inductive, M30, shielded, 10 mm, DC, 2-wire, NO, 2 m cable PUR, oil-resistant
E2ER-X10D2 5M | 69500 | 674808 | Proximity sensor, inductive, M30, shielded, 10 mm, DC, 2-wire, NO, 5 m cable PUR, oil-resistant
E2ER-X10D2-M1TGJ 0.3M | 39730 | 674801 | Proximity sensor, inductive, M30, shielded, 10 mm, DC, 2-wire, NO, 0.3 m pigtail PUR with Junction Connector M12, oil-resistant
E2ER-X2D1 2M | 31550 | 674805 | Proximity sensor, inductive, M8, shielded, 2 mm, DC, 2-wire, NO, 2 m cable PUR, oil-resistant
E2ER-X2D1 5M | 50450 | 674796 | Proximity sensor, inductive, M8, shielded, 2 mm, DC, 2-wire, NO, 5 m cable PUR, oil-resistant
E2ER-X2D1-M1TGJ 0.3M | 31550 | 674787 | Proximity sensor, inductive, M8, shielded, 2 mm, DC, 2-wire, NO, 0.3 m pigtail PUR with Junction Connector M12, oil-resistant
E2ER-X2D2 2M | 31550 | 674793 | Proximity sensor, inductive, M8, shielded, 2 mm, DC, 2-wire, NC, 2 m cable PUR, oil-resistant
E2ER-X2D2 5M | 50450 | 674781 | Proximity sensor, inductive, M8, shielded, 2 mm, DC, 2-wire, NC, 5 m cable PUR, oil-resistant
E2ER-X2D2-M1TGJ 0.3M | 31550 | 674767 | Proximity sensor, inductive, M8, shielded, 2 mm, DC, 2-wire, NC, 0.3 m pigtail PUR with Junction Connector M12, oil-resistant
E2ER-X3D1 2M | 30290 | 674771 | Proximity sensor, inductive, M12, shielded, 3 mm, DC, 2-wire, NO, 2 m cable PUR, oil-resistant
E2ER-X3D1 5M | 49190 | 674789 | Proximity sensor, inductive, M12, shielded, 3 mm, DC, 2-wire, NO, 5 m cable PUR, oil-resistant
E2ER-X3D1-M1TGJ 0.3M | 30290 | 674777 | Proximity sensor, inductive, M12, shielded, 3 mm, DC 2-wire no polarity, NO, 0.3 m pigtail PUR with Junction Connector M12, oil-resistant
E2ER-X3D2 2M | 30290 | 674768 | Proximity sensor, inductive, M12, shielded, 3 mm, DC, 2-wire, NC, 2 m cable PUR, oil-resistant
E2ER-X3D2 5M | 49190 | 674782 | Proximity sensor, inductive, M12, shielded, 3 mm, DC, 2-wire, NO, 5 m cable PUR, oil-resistant
E2ER-X3D2-M1TGJ 0.3M | 30290 | 674786 | Proximity sensor, inductive, M12, shielded, 3 mm, DC 2-wire no polarity, NC, 0.3 m pigtail PUR with Junction Connector M12, oil-resistant
E2ER-X7D1 2M | 34710 | 674797 | Proximity sensor, inductive, M18, shielded, 7 mm, DC 2-wire no polarity, NO, 2 m cable PUR, oil-resistant
E2ER-X7D1 5M | 63100 | 674795 | Proximity sensor, inductive, M18, shielded, 7 mm, DC 2-wire no polarity, NC, 2 m cable PUR, oil-resistant
E2ER-X7D1-M1TGJ 0.3M | 34710 | 674769 | Proximity sensor, inductive, M18, shielded, 7 mm, DC 2-wire no polarity, NC, 2 m cable PUR, oil-resistant
E2ER-X7D2 2M | 34710 | 674783 | Proximity sensor, inductive, M18, shielded, 7 mm, DC 2-wire no polarity, NO, 2 m cable PUR, oil-resistant
E2ER-X7D2 5M | 63100 | 674802 | Proximity sensor, inductive, M18, shielded, 7 mm, DC 2-wire no polarity, NO, 2 m cable PUR, oil-resistant
E2ER-X7D2-M1TGJ 0.3M | 34710 | 674790 | Proximity sensor, inductive, M18, shielded, 7mm, DC 2-wire no polarity, NO, 0.3 m pigtail PUR with Junction Connector M12, oil-resistant
E2ERZ-X2D1 2M | 34710 | 674794 | Proximity sensor, inductive, M12, shielded, 2 mm, DC, 2-wire, NO, 2 m cable PUR, chip-immune function, oil-resistant
E2ERZ-X2D1 5M | 55550 | 674809 | Proximity sensor, inductive, M12, shielded, 2 mm, DC, 2-wire, NO, 5 m cable PUR, chip-immune function, oil-resistant
E2ERZ-X2D1-M1TGJ 0.3M | 34710 | 674778 | Proximity sensor, inductive, M12, shielded, 2 mm, DC 2-wire no polarity, NO, 0.3 m pigtail PUR with Junction Connector M12, chip-immune function, oil-resistant
E2ERZ-X2D2 2M | 34710 | 674800 | Proximity sensor, inductive, M12, shielded, 2 mm, DC, 2-wire, NC, 2 m cable PUR, chip-immune function, oil-resistant
E2ERZ-X2D2 5M | 55550 | 674766 | Proximity sensor, inductive, M12, shielded, 2 mm, DC, 2-wire, NO, 5 m cable PUR, chip-immune function, oil-resistant
E2ERZ-X2D2-M1TGJ 0.3M | 34710 | 674804 | Proximity sensor, inductive, M12, shielded, 2 mm, DC 2-wire no polarity, NC, 0.3 m pigtail PUR with Junction Connector M12, chip-immune function, oil-resistant
E2ERZ-X4D1 2M | 33310 | 674775 | Proximity sensor, inductive, M18, shielded, 4 mm, DC 2-wire no polarity, NO, 2 m cable PUR, chip-immune function, oil-resistant
E2ERZ-X4D1 5M | 54150 | 674810 | Proximity sensor, inductive, M18, shielded, 4 mm, DC 2-wire no polarity, NO, 2 m cable PUR, chip-immune function, oil-resistant
E2ERZ-X4D1-M1TGJ 0.3M | 33310 | 674807 | Proximity sensor, inductive, M18, shielded, 4 mm, DC 2-wire no polarity, NO, M12 0.3 m pigtail PUR with Junction Connector M12, chip-immune function, oil-resistant
E2ERZ-X4D2 2M | 33310 | 674811 | Proximity sensor, inductive, M18, shielded, 4 mm, DC 2-wire no polarity, NC, 2 m cable PUR, chip-immune function, oil-resistant
E2ERZ-X4D2 5M | 54150 | 674776 | Proximity sensor, inductive, M18, shielded, 4 mm, DC 2-wire no polarity, NC, 2 m cable PUR, chip-immune function, oil-resistant
E2ERZ-X4D2-M1TGJ 0.3M | 33310 | 674770 | Proximity sensor, inductive, M18, shielded, 4 mm, DC 2-wire no polarity, NC, M12 0.3 m pigtail PUR with Junction Connector M12, chip-immune function, oil-resistant
E2ERZ-X8D1 2M | 38160 | 674788 | Proximity sensor, inductive, M30, shielded, 8 mm, DC, 2-wire, NO, 2 m cable PUR, chip-immune function, oil-resistant
E2ERZ-X8D1 5M | 69500 | 674803 | Proximity sensor, inductive, M30, shielded, 8 mm, DC, 2-wire, NO, 5 m cable PUR, chip-immune function, oil-resistant
E2ERZ-X8D1-M1TGJ 0.3M | 38160 | 674799 | Proximity sensor, inductive, M30, shielded, 8 mm, DC, 2-wire, NO, 0.3 m pigtail PUR with Junction Connector M12, chip-immune function, oil-resistant
E2ERZ-X8D2 2M | 38160 | 674784 | Proximity sensor, inductive, M30, shielded, 8 mm, DC, 2-wire, NC, 2 m cable PUR, chip-immune function, oil-resistant
E2ERZ-X8D2 5M | 69500 | 674792 | Proximity sensor, inductive, M30, shielded, 8 mm, DC, 2-wire, NC, 5 m cable PUR, chip-immune function, oil-resistant
E2ERZ-X8D2-M1TGJ 0.3M | 38160 | 674772 | Proximity sensor, inductive, M30, shielded, 8 mm, DC, 2-wire, NC, 0.3 m pigtail PUR with Junction Connector M12, chip-immune function, oil-resistant
E2E-S04N02-CJ-B1 0.3M | 50550 | 375493 | Proximity sensor, inductive, M4, Non-Shielded, 2mm, DC, 3-wire, Pig-Tail, PNP NO
E2E-S04N02-CJ-B2 0.3M | 50550 | 375494 | Proximity sensor, inductive, M4, Non-Shielded, 2mm, DC, 3-wire, Pig-Tail, PNP NC
E2E-S04N02-CJ-C1 0.3M | 50550 | 375495 | Proximity sensor, inductive, M4, Non-Shielded, 2mm, DC, 3-wire, Pig-Tail, NPN NO
E2E-S04N02-CJ-C2 0.3M | 50550 | 375496 | Proximity sensor, inductive, M4, Non-Shielded, 2mm, DC, 3-wire, Pig-Tail, NPN NC
E2E-S04N02-WC-B1 2M | 45270 | 375552 | Proximity sensor, inductive, M4, Non-Shielded, 2mm, DC, 3-wire, PW, PNP NO
E2E-S04N02-WC-B2 2M | 45270 | 375491 | Proximity sensor, inductive, M4, Non-Shielded, 2mm, DC, 3-wire, PW, PNP NC
E2E-S04N02-WC-C1 2M | 45270 | 375553 | Proximity sensor, inductive, M4, Non-Shielded, 2mm, DC, 3-wire, PW, NPN NO
E2E-S04N02-WC-C2 2M | 45270 | 375492 | Proximity sensor, inductive, M4, Non-Shielded, 2mm, DC, 3-wire, PW, NPN NC
E2E-S04SR8-CJ-B1 0.3M | 34550 | 375550 | Proximity sensor, inductive, M4, Shielded, 0.8mm, DC, 3-wire, Pig-Tail, PNP NO
E2E-S04SR8-CJ-B2 0.3M | 34550 | 375489 | Proximity sensor, inductive, M4, Shielded, 0.8mm, DC, 3-wire, Pig-Tail, PNP NC
E2E-S04SR8-CJ-C1 0.3M | 34550 | 375551 | Proximity sensor, inductive, M4, Shielded, 0.8mm, DC, 3-wire, Pig-Tail, NPN NO
E2E-S04SR8-CJ-C2 0.3M | 34550 | 375490 | Proximity sensor, inductive, M4, Shielded, 0.8mm, DC, 3-wire, Pig-Tail, NPN NC
E2E-S04SR8-WC-B1 2M | 29290 | 375546 | Proximity sensor, inductive, M4, Shielded, 0.8mm, DC, 3-wire, PW, PNP NO
E2E-S04SR8-WC-B1 5M | 29290 | 671533 | Proximity sensor, inductive, M4, Shielded, 0.8mm, DC, 3-wire, PW, PNP NO, 5m cable output
E2E-S04SR8-WC-B2 2M | 29290 | 375547 | Proximity sensor, inductive, M4, Shielded, 0.8mm, DC, 3-wire, PW, PNP NC
E2E-S04SR8-WC-C1 2M | 29290 | 375548 | Proximity sensor, inductive, M4, Shielded, 0.8mm, DC, 3-wire, PW, NPN NO
E2E-S04SR8-WC-C2 2M | 29290 | 375549 | Proximity sensor, inductive, M4, Shielded, 0.8mm, DC, 3-wire, PW, NPN NC
E2E-S05N03-CJ-B1 0.3M | 34550 | 375518 | Proximity sensor, inductive, M5, Non-Shielded, 3mm, DC, 3-wire, Pig-Tail, PNP NO
E2E-S05N03-CJ-B2 0.3M | 34550 | 375519 | Proximity sensor, inductive, M5, Non-Shielded, 3mm, DC, 3-wire, Pig-Tail, PNP NC
E2E-S05N03-CJ-C1 0.3M | 34550 | 375520 | Proximity sensor, inductive, M5, Non-Shielded, 3mm, DC, 3-wire, Pig-Tail, NPN NO
E2E-S05N03-CJ-C2 0.3M | 34550 | 375521 | Proximity sensor, inductive, M5, Non-Shielded, 3mm, DC, 3-wire, Pig-Tail, NPN NC
E2E-S05N03-MC-B1 | 32020 | 375522 | Proximity sensor, inductive, M5, Non-Shielded, 3mm, DC, 3-wire, M8(3P), PNP NO
E2E-S05N03-MC-B2 | 32020 | 375523 | Proximity sensor, inductive, M5, Non-Shielded, 3mm, DC, 3-wire, M8(3P), PNP NC
E2E-S05N03-MC-C1 | 32020 | 375524 | Proximity sensor, inductive, M5, Non-Shielded, 3mm, DC, 3-wire, M8(3P), NPN NO
E2E-S05N03-MC-C2 | 32020 | 375525 | Proximity sensor, inductive, M5, Non-Shielded, 3mm, DC, 3-wire, M8(3P), NPN NC
E2E-S05N03-WC-B1 2M | 29290 | 375571 | Proximity sensor, inductive, M5, Non-Shielded, 3mm, DC, 3-wire, PW, PNP NO
E2E-S05N03-WC-B1 5M | 29490 | 382787 | Proximity sensor, inductive, M5, Non-Shielded, 3mm, DC, 3-wire, PW, PNP NO
E2E-S05N03-WC-B1-R 2M | 29490 | 396229 | Proximity sensor, inductive, M5, Non-Shielded, 3mm, DC, 3-wire, PW robotic cable, PNP NO
E2E-S05N03-WC-B2 2M | 29290 | 375516 | Proximity sensor, inductive, M5, Non-Shielded, 3mm, DC, 3-wire, PW, PNP NC
E2E-S05N03-WC-B2 5M | 29490 | 382788 | Proximity sensor, inductive, M5, Non-Shielded, 3mm, DC, 3-wire, PW, PNP NC
E2E-S05N03-WC-B2-R 2M | 33450 | 404731 | Proximity sensor, inductive, M5, Non-Shielded, 3 mm, DC, 3-wire, PW robotic cable, 2 m, PNP NC
E2E-S05N03-WC-C1 2M | 29290 | 375572 | Proximity sensor, inductive, M5, Non-Shielded, 3mm, DC, 3-wire, PW, NPN NO
E2E-S05N03-WC-C2 2M | 29290 | 375517 | Proximity sensor, inductive, M5, Non-Shielded, 3mm, DC, 3-wire, PW, NPN NC
E2E-S05S01-WC-B1-1 2M | 17520 | 670932 | Proximity sensor, inductive, M5, Shielded, 1.0 mm, DC, 3-wire, PW, PNP NO
E2E-S05S01-WC-B2-1 2M | 17520 | 670933 | Proximity sensor, inductive, M5, Shielded, 1.0mm, DC, 3-wire, PW, PNP NC
E2E-S05S12-CJ-B1 0.3M | 24040 | 375567 | Proximity sensor, inductive, M5, Shielded, 1.2mm, DC, 3-wire, Pig-Tail, PNP NO
E2E-S05S12-CJ-B2 0.3M | 24040 | 375512 | Proximity sensor, inductive, M5, Shielded, 1.2mm, DC, 3-wire, Pig-Tail, PNP NC
E2E-S05S12-CJ-C1 0.3M | 24040 | 375568 | Proximity sensor, inductive, M5, Shielded, 1.2mm, DC, 3-wire, Pig-Tail, NPN NO
E2E-S05S12-CJ-C2 0.3M | 24040 | 375513 | Proximity sensor, inductive, M5, Shielded, 1.2mm, DC, 3-wire, Pig-Tail, NPN NC
E2E-S05S12-MC-B1 | 21310 | 375569 | Proximity sensor, inductive, M5, Shielded, 1.2mm, DC, 3-wire, M8(3P), PNP NO
E2E-S05S12-MC-B2 | 21310 | 375514 | Proximity sensor, inductive, M5, Shielded, 1.2mm, DC, 3-wire, M8(3P), PNP NC
E2E-S05S12-MC-C1 | 21310 | 375570 | Proximity sensor, inductive, M5, Shielded, 1.2mm, DC, 3-wire, M8(3P), NPN NO
E2E-S05S12-MC-C2 | 21310 | 375515 | Proximity sensor, inductive, M5, Shielded, 1.2mm, DC, 3-wire, M8(3P), NPN NC
E2E-S05S12-WC-B1 0.8M | 18670 | 670520 | Proximity sensor, inductive, M5, Shielded, 1.2mm, DC, 3-wire, PW, PNP NO, 0.8 m cable
E2E-S05S12-WC-B1 2M | 18590 | 375563 | Proximity sensor, inductive, M5, Shielded, 1.2mm, DC, 3-wire, PW, PNP NO
E2E-S05S12-WC-B1 5M | 19140 | 382785 | Proximity sensor, inductive, M5, Shielded, 1.2mm, DC, 3-wire, PW 5m, PNP NO
E2E-S05S12-WC-B1-R 2M | 21300 | 404729 | Proximity sensor, inductive, M5, Shielded, 1.2 mm, DC, 3-wire, PW robotic cable, 2 m, PNP NO
E2E-S05S12-WC-B1-R 5M | 22520 | 404732 | Proximity sensor, inductive, M5, Shielded, 1.2 mm, DC, 3-wire, PW robotic cable, 5 m, PNP NO
E2E-S05S12-WC-B2 2M | 18590 | 375564 | Proximity sensor, inductive, M5, Shielded, 1.2mm, DC, 3-wire, PW, PNP NC
E2E-S05S12-WC-B2 5M | 19140 | 382786 | Proximity sensor, inductive, M5, Shielded, 1.2mm, DC, 3-wire, PW 5m, PNP NC
E2E-S05S12-WC-B2-R 2M | 21300 | 404730 | Proximity sensor, inductive, M5, Shielded, 1.2 mm, DC, 3-wire, PW robotic cable, 2 m, PNP NC
E2E-S05S12-WC-B2-R 5M | 22520 | 404733 | Proximity sensor, inductive, M5, Shielded, 1.2 mm, DC, 3-wire, PW robotic cable, 5 m, PNP NC
E2E-S05S12-WC-C1 2M | 18590 | 375565 | Proximity sensor, inductive, M5, Shielded, 1.2mm, DC, 3-wire, PW, NPN NO
E2E-S05S12-WC-C2 2M | 18590 | 375566 | Proximity sensor, inductive, M5, Shielded, 1.2mm, DC, 3-wire, PW, NPN NC
E2EW-QX10B130 2M | 49130 | 695190 | Proximity sensor, inductive, fluororesin coating (base material: SUS 303) M30, shielded, 10 mm, DC, 3-wire, PNP NO, 2 m cable
E2EW-QX10B130-M1TJ 0.3M | 51600 | 695193 | Proximity sensor, inductive, fluororesin coating (base material: SUS 303) M30, shielded, 10 mm, DC, 3-wire, PNP NO, M12 pigtail Smartclick connector, 0.3 m
E2EW-QX10B1T18 2M | 54050 | 695173 | Proximity sensor, inductive, fluororesin coating (base material: SUS 303) M18, shielded, 10 mm, DC, 3-wire, PNP NO, IO-Link COM3, 2 m cable
E2EW-QX10B1T18-M1 | 54300 | 702320 | Proximity sensor, inductive, fluororesin coating (base material: SUS 303), M18, shielded, 10 mm, DC, 3-wire, PNP NO, IO-Link COM3, M12 connector
E2EW-QX10B1T18-M1TJ 0.3M | 56550 | 695176 | Proximity sensor, inductive, fluororesin coating (base material: SUS 303) M18, shielded, 10 mm, DC, 3-wire, PNP NO, IO-Link COM3, M12 pigtail Smartclick connector, 0.3 m
E2EW-QX10B218 2M | 54050 | 695174 | Proximity sensor, inductive, fluororesin coating (base material: SUS 303) M18, shielded, 10 mm, DC, 3-wire, PNP NC, 2 m cable
E2EW-QX10B218-M1 | 54300 | 702321 | Proximity sensor, inductive, fluororesin coating (base material: SUS 303), M18, shielded, 10 mm, DC, 3-wire, PNP NC, M12 connector
E2EW-QX10B218-M1TJ 0.3M | 56550 | 695177 | Proximity sensor, inductive, fluororesin coating (base material: SUS 303) M18, shielded, 10 mm, DC, 3-wire, PNP NC, M12 pigtail Smartclick connector, 0.3 m
E2EW-QX10B230 2M | 49130 | 695191 | Proximity sensor, inductive, fluororesin coating (base material: SUS 303) M30, shielded, 10 mm, DC, 3-wire, PNP NC, 2 m cable
E2EW-QX10B230-M1TJ 0.3M | 51600 | 695194 | Proximity sensor, inductive, fluororesin coating (base material: SUS 303) M30, shielded, 10 mm, DC, 3-wire, PNP NC, M12 pigtail Smartclick connector, 0.3 m
E2EW-QX10B330 2M | 51600 | 695192 | Proximity sensor, inductive, fluororesin coating (base material: SUS 303) M30, shielded, 10 mm, DC, 3-wire, PNP NO+NC, 2 m cable
E2EW-QX10B330-M1TJ 0.3M | 54050 | 695195 | Proximity sensor, inductive, fluororesin coating (base material: SUS 303) M30, shielded, 10 mm, DC, 3-wire, PNP NO+NC, M12 pigtail Smartclick connector, 0.3 m
E2EW-QX10B3T18 2M | 56550 | 695175 | Proximity sensor, inductive, fluororesin coating (base material: SUS 303) M18, shielded, 10 mm, DC, 3-wire, PNP NO+NC, IO-Link COM3, 2 m cable
E2EW-QX10B3T18-M1 | 56800 | 702322 | Proximity sensor, inductive, fluororesin coating (base material: SUS 303), M18, shielded, 10 mm, DC, 3-wire, PNP NO+NC, IO-Link COM3, M12 connector
E2EW-QX10B3T18-M1TJ 0.3M | 59000 | 695178 | Proximity sensor, inductive, fluororesin coating (base material: SUS 303) M18, shielded, 10 mm, DC, 3-wire, PNP NO+NC, IO-Link COM3, M12 pigtail Smartclick connector, 0.3 m
E2EW-QX10C118 2M | 54050 | 695232 | Proximity sensor, inductive, fluororesin coating (base material: SUS 303) M18, shielded, 10 mm, DC, 3-wire, NPN NO, 2 m cable
E2EW-QX10C118-M1 | 54300 | 702323 | Proximity sensor, inductive, fluororesin coating (base material: SUS 303), M18, shielded, 10 mm, DC, 3-wire, NPN NO, M12 connector
E2EW-QX10C118-M1TJ 0.3M | 56550 | 695222 | Proximity sensor, inductive, fluororesin coating (base material: SUS 303) M18, shielded, 10 mm, DC, 3-wire, NPN NO, M12 pigtail Smartclick connector, 0.3 m
E2EW-QX10C130 2M | 49130 | 695094 | Proximity sensor, inductive, fluororesin coating (base material: SUS 303) M30, shielded, 10 mm, DC, 3-wire, NPN NO, 2 m cable
E2EW-QX10C130-M1TJ 0.3M | 51600 | 695224 | Proximity sensor, inductive, fluororesin coating (base material: SUS 303) M30, shielded, 10 mm, DC, 3-wire, NPN NO, M12 pigtail Smartclick connector, 0.3 m
E2EW-QX10C218 2M | 54050 | 695186 | Proximity sensor, inductive, fluororesin coating (base material: SUS 303) M18, shielded, 10 mm, DC, 3-wire, NPN NC, 2 m cable
E2EW-QX10C218-M1TJ 0.3M | 56550 | 695187 | Proximity sensor, inductive, fluororesin coating (base material: SUS 303) M18, shielded, 10 mm, DC, 3-wire, NPN NC, M12 pigtail Smartclick connector, 0.3 m
E2EW-QX10C230 2M | 49130 | 695208 | Proximity sensor, inductive, fluororesin coating (base material: SUS 303) M30, shielded, 10 mm, DC, 3-wire, NPN NC, 2 m cable
E2EW-QX10C230-M1TJ 0.3M | 51600 | 695209 | Proximity sensor, inductive, fluororesin coating (base material: SUS 303) M30, shielded, 10 mm, DC, 3-wire, NPN NC, M12 pigtail Smartclick connector, 0.3 m
E2EW-QX10C318-M1 | 56800 | 702324 | Proximity sensor, inductive, fluororesin coating (base material: SUS 303), M18, shielded, 10 mm, DC, 3-wire, NPN NO+NC, M12 connector
E2EW-QX12B1T18 2M | 56550 | 695179 | Proximity sensor, inductive, fluororesin coating (base material: SUS 303) M18, shielded, 12 mm, DC, 3-wire, PNP NO, IO-Link COM3, 2 m cable
E2EW-QX12B1T18-M1 | 56800 | 702325 | Proximity sensor, inductive, fluororesin coating (base material: SUS 303), M18, shielded, 12 mm, DC, 3-wire, PNP NO, IO-Link COM3, M12 connector
E2EW-QX12B1T18-M1TJ 0.3M | 59000 | 695182 | Proximity sensor, inductive, fluororesin coating (base material: SUS 303) M18, shielded, 12 mm, DC, 3-wire, PNP NO, IO-Link COM3, M12 pigtail Smartclick connector, 0.3 m
E2EW-QX12B218 2M | 56550 | 695180 | Proximity sensor, inductive, fluororesin coating (base material: SUS 303) M18, shielded, 12 mm, DC, 3-wire, PNP NC, 2 m cable
E2EW-QX12B218-M1 | 56800 | 702326 | Proximity sensor, inductive, fluororesin coating (base material: SUS 303), M18, shielded, 12 mm, DC, 3-wire, PNP NC, M12 connector
E2EW-QX12B218-M1TJ 0.3M | 59000 | 695183 | Proximity sensor, inductive, fluororesin coating (base material: SUS 303) M18, shielded, 12 mm, DC, 3-wire, PNP NC, M12 pigtail Smartclick connector, 0.3 m
E2EW-QX12B3T18 2M | 59000 | 695181 | Proximity sensor, inductive, fluororesin coating (base material: SUS 303) M18, shielded, 12 mm, DC, 3-wire, PNP NO+NC, IO-Link COM3, 2 m cable
E2EW-QX12B3T18-M1 | 59250 | 702327 | Proximity sensor, inductive, fluororesin coating (base material: SUS 303), M18, shielded, 12 mm, DC, 3-wire, PNP NO+NC, IO-Link COM3, M12 connector
E2EW-QX12B3T18-M1TJ 0.3M | 61450 | 695184 | Proximity sensor, inductive, fluororesin coating (base material: SUS 303) M18, shielded, 12 mm, DC, 3-wire, PNP NO+NC, IO-Link COM3, M12 pigtail Smartclick connector, 0.3 m
E2EW-QX12C118 2M | 56550 | 695233 | Proximity sensor, inductive, fluororesin coating (base material: SUS 303) M18, shielded, 12 mm, DC, 3-wire, NPN NO, 2 m cable
E2EW-QX12C118-M1 | 56800 | 702328 | Proximity sensor, inductive, fluororesin coating (base material: SUS 303), M18, shielded, 12 mm, DC, 3-wire, NPN NO, M12 connector
E2EW-QX12C118-M1TJ 0.3M | 59000 | 695223 | Proximity sensor, inductive, fluororesin coating (base material: SUS 303) M18, shielded, 12 mm, DC, 3-wire, NPN NO, M12 pigtail Smartclick connector, 0.3 m
E2EW-QX12C218 2M | 56550 | 695188 | Proximity sensor, inductive, fluororesin coating (base material: SUS 303) M18, shielded, 12 mm, DC, 3-wire, NPN NC, 2 m cable
E2EW-QX12C218-M1TJ 0.3M | 59000 | 695189 | Proximity sensor, inductive, fluororesin coating (base material: SUS 303) M18, shielded, 12 mm, DC, 3-wire, NPN NC, M12 pigtail Smartclick connector, 0.3 m
E2EW-QX12C318-M1 | 59250 | 702329 | Proximity sensor, inductive, fluororesin coating (base material: SUS 303), M18, shielded, 12 mm, DC, 3-wire, NPN NO+NC, M12 connector
E2EW-QX20B1T30 2M | 59000 | 695196 | Proximity sensor, inductive, fluororesin coating (base material: SUS 303) M30, shielded, 20 mm, DC, 3-wire, PNP NO, IO-Link COM3, 2 m cable
E2EW-QX20B1T30-M1 | 59250 | 702330 | Proximity sensor, inductive, fluororesin coating (base material: SUS 303), M30, shielded, 20 mm, DC, 3-wire, PNP NO, IO-Link COM3, M12 connector
E2EW-QX20B1T30-M1TJ 0.3M | 61450 | 695199 | Proximity sensor, inductive, fluororesin coating (base material: SUS 303) M30, shielded, 20 mm, DC, 3-wire, PNP NO, IO-Link COM3, M12 pigtail Smartclick connector, 0.3 m
E2EW-QX20B230 2M | 59000 | 695197 | Proximity sensor, inductive, fluororesin coating (base material: SUS 303) M30, shielded, 20 mm, DC, 3-wire, PNP NC, 2 m cable
E2EW-QX20B230-M1 | 59250 | 702331 | Proximity sensor, inductive, fluororesin coating (base material: SUS 303), M30, shielded, 20 mm, DC, 3-wire, PNP NC, M12 connector
E2EW-QX20B230-M1TJ 0.3M | 61450 | 695200 | Proximity sensor, inductive, fluororesin coating (base material: SUS 303) M30, shielded, 20 mm, DC, 3-wire, PNP NC, M12 pigtail Smartclick connector, 0.3 m
E2EW-QX20B3T30 2M | 61450 | 695198 | Proximity sensor, inductive, fluororesin coating (base material: SUS 303) M30, shielded, 20 mm, DC, 3-wire, PNP NO+NC, IO-Link COM3, 2 m cable
E2EW-QX20B3T30-M1 | 61750 | 702332 | Proximity sensor, inductive, fluororesin coating (base material: SUS 303), M30, shielded, 20 mm, DC, 3-wire, PNP NO+NC, IO-Link COM3, M12 connector
E2EW-QX20B3T30-M1TJ 0.3M | 63900 | 695201 | Proximity sensor, inductive, fluororesin coating (base material: SUS 303) M30, shielded, 20 mm, DC, 3-wire, PNP NO+NC, IO-Link COM3, M12 pigtail Smartclick connector, 0.3 m
E2EW-QX20C130 2M | 59000 | 695116 | Proximity sensor, inductive, fluororesin coating (base material: SUS 303) M30, shielded, 20 mm, DC, 3-wire, NPN NO, 2 m cable
E2EW-QX20C130-M1 | 59250 | 702333 | Proximity sensor, inductive, fluororesin coating (base material: SUS 303), M30, shielded, 20 mm, DC, 3-wire, NPN NO, M12 connector
E2EW-QX20C130-M1TJ 0.3M | 61450 | 695225 | Proximity sensor, inductive, fluororesin coating (base material: SUS 303) M30, shielded, 20 mm, DC, 3-wire, NPN NO, M12 pigtail Smartclick connector, 0.3 m
E2EW-QX20C230 2M | 59000 | 695210 | Proximity sensor, inductive, fluororesin coating (base material: SUS 303) M30, shielded, 20 mm, DC, 3-wire, NPN NC, 2 m cable
E2EW-QX20C230-M1TJ 0.3M | 61450 | 695211 | Proximity sensor, inductive, fluororesin coating (base material: SUS 303) M30, shielded, 20 mm, DC, 3-wire, NPN NC, M12 pigtail Smartclick connector, 0.3 m
E2EW-QX20C330-M1 | 61750 | 702334 | Proximity sensor, inductive, fluororesin coating (base material: SUS 303), M30, shielded, 20 mm, DC, 3-wire, NPN NO+NC, M12 connector
E2EW-QX22B1T30 2M | 61450 | 695202 | Proximity sensor, inductive, fluororesin coating (base material: SUS 303) M30, shielded, 22 mm, DC, 3-wire, PNP NO, IO-Link COM3, 2 m cable
E2EW-QX22B1T30-M1 | 61750 | 702335 | Proximity sensor, inductive, fluororesin coating (base material: SUS 303), M30, shielded, 22 mm, DC, 3-wire, PNP NO, IO-Link COM3, M12 connector
E2EW-QX22B1T30-M1TJ 0.3M | 63900 | 695205 | Proximity sensor, inductive, fluororesin coating (base material: SUS 303) M30, shielded, 22 mm, DC, 3-wire, PNP NO, IO-Link COM3, M12 pigtail Smartclick connector, 0.3 m
E2EW-QX22B230 2M | 61450 | 695203 | Proximity sensor, inductive, fluororesin coating (base material: SUS 303) M30, shielded, 22 mm, DC, 3-wire, PNP NC, 2 m cable
E2EW-QX22B230-M1 | 61750 | 702336 | Proximity sensor, inductive, fluororesin coating (base material: SUS 303), M30, shielded, 22 mm, DC, 3-wire, PNP NC, M12 connector
E2EW-QX22B230-M1TJ 0.3M | 63900 | 695206 | Proximity sensor, inductive, fluororesin coating (base material: SUS 303) M30, shielded, 22 mm, DC, 3-wire, PNP NC, M12 pigtail Smartclick connector, 0.3 m
E2EW-QX22B3T30 2M | 63900 | 695204 | Proximity sensor, inductive, fluororesin coating (base material: SUS 303) M30, shielded, 22 mm, DC, 3-wire, PNP NO+NC, IO-Link COM3, 2 m cable
E2EW-QX22B3T30-M1 | 64200 | 702337 | Proximity sensor, inductive, fluororesin coating (base material: SUS 303), M30, shielded, 22 mm, DC, 3-wire, PNP NO+NC, IO-Link COM3, M12 connector
E2EW-QX22B3T30-M1TJ 0.3M | 66350 | 695207 | Proximity sensor, inductive, fluororesin coating (base material: SUS 303) M30, shielded, 22 mm, DC, 3-wire, PNP NO+NC, IO-Link COM3, M12 pigtail Smartclick connector, 0.3 m
E2EW-QX22C130 2M | 61450 | 695118 | Proximity sensor, inductive, fluororesin coating (base material: SUS 303) M30, shielded, 22 mm, DC, 3-wire, NPN NO, 2 m cable
E2EW-QX22C130-M1 | 61750 | 702338 | Proximity sensor, inductive, fluororesin coating (base material: SUS 303), M30, shielded, 22 mm, DC, 3-wire, NPN NO, M12 connector
E2EW-QX22C130-M1TJ 0.3M | 63900 | 695226 | Proximity sensor, inductive, fluororesin coating (base material: SUS 303) M30, shielded, 22 mm, DC, 3-wire, NPN NO, M12 pigtail Smartclick connector, 0.3 m
E2EW-QX22C230 2M | 61450 | 695212 | Proximity sensor, inductive, fluororesin coating (base material: SUS 303) M30, shielded, 22 mm, DC, 3-wire, NPN NC, 2 m cable
E2EW-QX22C230-M1TJ 0.3M | 63900 | 695119 | Proximity sensor, inductive, fluororesin coating (base material: SUS 303) M30, shielded, 22 mm, DC, 3-wire, NPN NC, M12 pigtail Smartclick connector, 0.3 m
E2EW-QX22C330-M1 | 64200 | 702339 | Proximity sensor, inductive, fluororesin coating (base material: SUS 303), M30, shielded, 22 mm, DC, 3-wire, NPN NO+NC, M12 connector
E2EW-QX2B112 2M | 41770 | 695104 | Proximity sensor, inductive, fluororesin coating (base material: SUS 303) M12, shielded, 2 mm, DC, 3-wire, PNP NO, 2 m cable
E2EW-QX2B112-M1TJ 0.3M | 44220 | 695166 | Proximity sensor, inductive, fluororesin coating (base material: SUS 303) M12, shielded, 2 mm, DC, 3-wire, PNP NO, M12 pigtail Smartclick connector, 0.3 m
E2EW-QX2B212 2M | 41770 | 695103 | Proximity sensor, inductive, fluororesin coating (base material: SUS 303) M12, shielded, 2 mm, DC, 3-wire, PNP NC, 2 m cable
E2EW-QX2B212-M1TJ 0.3M | 44220 | 695167 | Proximity sensor, inductive, fluororesin coating (base material: SUS 303) M12, shielded, 2 mm, DC, 3-wire, PNP NC, M12 pigtail Smartclick connector, 0.3 m
E2EW-QX2B312 2M | 44220 | 695102 | Proximity sensor, inductive, fluororesin coating (base material: SUS 303) M12, shielded, 2 mm, DC, 3-wire, PNP NO+NC, 2 m cable
E2EW-QX2B312-M1TJ 0.3M | 46660 | 695168 | Proximity sensor, inductive, fluororesin coating (base material: SUS 303) M12, shielded, 2 mm, DC, 3-wire, PNP NO+NC, M12 pigtail Smartclick connector, 0.3 m
E2EW-QX2C112 2M | 41770 | 695101 | Proximity sensor, inductive, fluororesin coating (base material: SUS 303) M12, shielded, 2 mm, DC, 3-wire, NPN NO, 2 m cable
E2EW-QX2C112-M1TJ 0.3M | 44220 | 695220 | Proximity sensor, inductive, fluororesin coating (base material: SUS 303) M12, shielded, 2 mm, DC, 3-wire, NPN NO, M12 pigtail Smartclick connector, 0.3 m
E2EW-QX2C212 2M | 41770 | 695100 | Proximity sensor, inductive, fluororesin coating (base material: SUS 303) M12, shielded, 2 mm, DC, 3-wire, NPN NC, 2 m cable
E2EW-QX2C212-M1TJ 0.3M | 44220 | 695169 | Proximity sensor, inductive, fluororesin coating (base material: SUS 303) M12, shielded, 2 mm, DC, 3-wire, NPN NC, M12 pigtail Smartclick connector, 0.3 m
E2EW-QX3D112-M1TGJ 0.3M | 38240 | 708165 | Proximity sensor, inductive, fluororesin coating (base material: SUS 303), M12, shielded, 3 mm, DC, 2-wire, polarity, NO, IO-Link COM3, M12 pigtail Smartclick connector, 0.3 m
E2EW-QX5B118 2M | 44220 | 695099 | Proximity sensor, inductive, fluororesin coating (base material: SUS 303) M18, shielded, 5 mm, DC, 3-wire, PNP NO, 2 m cable
E2EW-QX5B118-M1TJ 0.3M | 46660 | 695170 | Proximity sensor, inductive, fluororesin coating (base material: SUS 303) M18, shielded, 5 mm, DC, 3-wire, PNP NO, M12 pigtail Smartclick connector, 0.3 m
E2EW-QX5B218 2M | 44220 | 695098 | Proximity sensor, inductive, fluororesin coating (base material: SUS 303) M18, shielded, 5 mm, DC, 3-wire, PNP NC, 2 m cable
E2EW-QX5B218-M1TJ 0.3M | 46660 | 695171 | Proximity sensor, inductive, fluororesin coating (base material: SUS 303) M18, shielded, 5 mm, DC, 3-wire, PNP NC, M12 pigtail Smartclick connector, 0.3 m
E2EW-QX5B318 2M | 46660 | 695097 | Proximity sensor, inductive, fluororesin coating (base material: SUS 303) M18, shielded, 5 mm, DC, 3-wire, PNP NO+NC, 2 m cable
E2EW-QX5B318-M1TJ 0.3M | 49130 | 695172 | Proximity sensor, inductive, fluororesin coating (base material: SUS 303) M18, shielded, 5 mm, DC, 3-wire, PNP NO+NC, M12 pigtail Smartclick connector, 0.3 m
E2EW-QX5C118 2M | 44220 | 695096 | Proximity sensor, inductive, fluororesin coating (base material: SUS 303) M18, shielded, 5 mm, DC, 3-wire, NPN NO, 2 m cable
E2EW-QX5C118-M1TJ 0.3M | 46660 | 695221 | Proximity sensor, inductive, fluororesin coating (base material: SUS 303) M18, shielded, 5 mm, DC, 3-wire, NPN NO, M12 pigtail Smartclick connector, 0.3 m
E2EW-QX5C218 2M | 44220 | 695095 | Proximity sensor, inductive, fluororesin coating (base material: SUS 303) M18, shielded, 5 mm, DC, 3-wire, NPN NC, 2 m cable
E2EW-QX5C218-M1TJ 0.3M | 46660 | 695185 | Proximity sensor, inductive, fluororesin coating (base material: SUS 303) M18, shielded, 5 mm, DC, 3-wire, NPN NC, M12 pigtail Smartclick connector, 0.3 m
E2EW-QX6B1T12 2M | 49370 | 702340 | Proximity sensor, inductive, fluororesin coating (base material: SUS 303), M12, shielded, 6 mm, DC, 3-wire, PNP NO, IO-Link COM3, 2 m cable
E2EW-QX6B1T12-M1 | 49370 | 702341 | Proximity sensor, inductive, fluororesin coating (base material: SUS 303), M12, shielded, 6 mm, DC, 3-wire, PNP NO, IO-Link COM3, M12 connector
E2EW-QX6B1T12-M1TJ 0.3M | 51850 | 702342 | Proximity sensor, inductive, fluororesin coating (base material: SUS 303), M12, shielded, 6 mm, DC, 3-wire, PNP NO, IO-Link COM3, M12 pigtail Smartclick connector, 0.3 m
E2EW-QX6B212 2M | 49370 | 702343 | Proximity sensor, inductive, fluororesin coating (base material: SUS 303), M12, shielded, 6 mm, DC, 3-wire, PNP NC, 2 m cable
E2EW-QX6B212-M1 | 49370 | 702344 | Proximity sensor, inductive, fluororesin coating (base material: SUS 303), M12, shielded, 6 mm, DC, 3-wire, PNP NC, M12 connector
E2EW-QX6B3T12 2M | 51850 | 702345 | Proximity sensor, inductive, fluororesin coating (base material: SUS 303), M12, shielded, 6 mm, DC, 3-wire, PNP NO+NC, IO-Link COM3, 2 m cable
E2EW-QX6B3T12-M1 | 51850 | 702346 | Proximity sensor, inductive, fluororesin coating (base material: SUS 303), M12, shielded, 6 mm, DC, 3-wire, PNP NO+NC, IO-Link COM3, M12 connector
E2EW-QX6B3T12-M1TJ 0.3M | 54300 | 702347 | Proximity sensor, inductive, fluororesin coating (base material: SUS 303), M12, shielded, 6 mm, DC, 3-wire, PNP NO+NC, IO-Link COM3, M12 pigtail Smartclick connector, 0.3 m
E2EW-QX6C112 2M | 49370 | 702348 | Proximity sensor, inductive, fluororesin coating (base material: SUS 303), M12, shielded, 6 mm, DC, 3-wire, NPN NO, 2 m cable
E2EW-QX6C112-M1 | 49370 | 702349 | Proximity sensor, inductive, fluororesin coating (base material: SUS 303), M12, shielded, 6 mm, DC, 3-wire, NPN NO, M12 connector
E2EW-QX6C212 2M | 49370 | 702350 | Proximity sensor, inductive, fluororesin coating (base material: SUS 303), M12, shielded, 6 mm, DC, 3-wire, NPN NC, 2 m cable
E2EW-QX6C312-M1 | 51850 | 702351 | Proximity sensor, inductive, fluororesin coating (base material: SUS 303), M12, shielded, 6 mm, DC, 3-wire, NPN NO+NC, M12 connector
E2EW-QX7B1T12 2M | 51850 | 702352 | Proximity sensor, inductive, fluororesin coating (base material: SUS 303), M12, shielded, 7 mm, DC, 3-wire, PNP NO, IO-Link COM3, 2 m cable
E2EW-QX7B1T12-M1 | 51850 | 702353 | Proximity sensor, inductive, fluororesin coating (base material: SUS 303), M12, shielded, 7 mm, DC, 3-wire, PNP NO, IO-Link COM3, M12 connector
E2EW-QX7B1T12-M1TJ 0.3M | 54300 | 702354 | Proximity sensor, inductive, fluororesin coating (base material: SUS 303), M12, shielded, 7 mm, DC, 3-wire, PNP NO, IO-Link COM3, M12 pigtail Smartclick connector, 0.3 m
E2EW-QX7B212 2M | 51850 | 702355 | Proximity sensor, inductive, fluororesin coating (base material: SUS 303), M12, shielded, 7 mm, DC, 3-wire, PNP NC, 2 m cable
E2EW-QX7B212-M1 | 51850 | 702356 | Proximity sensor, inductive, fluororesin coating (base material: SUS 303), M12, shielded, 7 mm, DC, 3-wire, PNP NC, M12 connector
E2EW-QX7B3T12 2M | 54300 | 702357 | Proximity sensor, inductive, fluororesin coating (base material: SUS 303), M12, shielded, 7 mm, DC, 3-wire, PNP NO+NC, IO-Link COM3, 2 m cable
E2EW-QX7B3T12-M1 | 54300 | 702358 | Proximity sensor, inductive, fluororesin coating (base material: SUS 303), M12, shielded, 7 mm, DC, 3-wire, PNP NO+NC, IO-Link COM3, M12 connector
E2EW-QX7B3T12-M1TJ 0.3M | 56800 | 702359 | Proximity sensor, inductive, fluororesin coating (base material: SUS 303), M12, shielded, 7 mm, DC, 3-wire, PNP NO+NC, IO-Link COM3, M12 pigtail Smartclick connector, 0.3 m
E2EW-QX7C112 2M | 51850 | 702360 | Proximity sensor, inductive, fluororesin coating (base material: SUS 303), M12, shielded, 7 mm, DC, 3-wire, NPN NO, 2 m cable
E2EW-QX7C112-M1 | 51850 | 702361 | Proximity sensor, inductive, fluororesin coating (base material: SUS 303), M12, shielded, 7 mm, DC, 3-wire, NPN NO, M12 connector
E2EW-QX7C112-M1TJ 0.3M | 54300 | 702362 | Proximity sensor, inductive, fluororesin coating (base material: SUS 303), M12, shielded, 7 mm, DC, 3-wire, NPN NO, M12 pigtail Smartclick connector, 0.3 m
E2EW-QX7C212 2M | 51850 | 702363 | Proximity sensor, inductive, fluororesin coating (base material: SUS 303), M12, shielded, 7 mm, DC, 3-wire, NPN NC, 2 m cable
E2EW-QX7C312-M1 | 54300 | 702364 | Proximity sensor, inductive, fluororesin coating (base material: SUS 303), M12, shielded, 7 mm, DC, 3-wire, NPN NO+NC, M12 connector
E2EW-X10B130 2M | 41770 | 695142 | Proximity sensor, inductive, full metal stainless steel 303 M30, shielded, 10 mm, DC, 3-wire, PNP NO, 2 m cable
E2EW-X10B130-M1TJ 0.3M | 44220 | 695145 | Proximity sensor, inductive, full metal stainless steel 303 M30, shielded, 10 mm, DC, 3-wire, PNP NO, M12 pigtail Smartclick connector, 0.3 m
E2EW-X10B1T18 2M | 46660 | 695127 | Proximity sensor, inductive, full metal stainless steel 303 M18, shielded, 10 mm, DC, 3-wire, PNP NO, IO-Link COM3, 2 m cable
E2EW-X10B1T18-M1 | 46890 | 702365 | Proximity sensor, inductive, full metal stainless steel 303, M18, shielded, 10 mm, DC, 3-wire, PNP NO, IO-Link COM3, M12 connector
E2EW-X10B1T18-M1TJ 0.3M | 49130 | 695115 | Proximity sensor, inductive, full metal stainless steel 303 M18, shielded, 10 mm, DC, 3-wire, PNP NO, IO-Link COM3, M12 pigtail Smartclick connector, 0.3 m
E2EW-X10B218 2M | 46660 | 695128 | Proximity sensor, inductive, full metal stainless steel 303 M18, shielded, 10 mm, DC, 3-wire, PNP NC, 2 m cable
E2EW-X10B218-M1 | 46890 | 702366 | Proximity sensor, inductive, full metal stainless steel 303, M18, shielded, 10 mm, DC, 3-wire, PNP NC, M12 connector
E2EW-X10B218-M1TJ 0.3M | 49130 | 695130 | Proximity sensor, inductive, full metal stainless steel 303 M18, shielded, 10 mm, DC, 3-wire, PNP NC, M12 pigtail Smartclick connector, 0.3 m
E2EW-X10B230 2M | 41770 | 695143 | Proximity sensor, inductive, full metal stainless steel 303 M30, shielded, 10 mm, DC, 3-wire, PNP NC, 2 m cable
E2EW-X10B230-M1TJ 0.3M | 44220 | 695146 | Proximity sensor, inductive, full metal stainless steel 303 M30, shielded, 10 mm, DC, 3-wire, PNP NC, M12 pigtail Smartclick connector, 0.3 m
E2EW-X10B330 2M | 44220 | 695144 | Proximity sensor, inductive, full metal stainless steel 303 M30, shielded, 10 mm, DC, 3-wire, PNP NO+NC, 2 m cable
E2EW-X10B330-M1TJ 0.3M | 46660 | 695147 | Proximity sensor, inductive, full metal stainless steel 303 M30, shielded, 10 mm, DC, 3-wire, PNP NO+NC, M12 pigtail Smartclick connector, 0.3 m
E2EW-X10B3T18 2M | 49130 | 695129 | Proximity sensor, inductive, full metal stainless steel 303 M18, shielded, 10 mm, DC, 3-wire, PNP NO+NC, IO-Link COM3, 2 m cable
E2EW-X10B3T18-M1 | 49370 | 702367 | Proximity sensor, inductive, full metal stainless steel 303, M18, shielded, 10 mm, DC, 3-wire, PNP NO+NC, IO-Link COM3, M12 connector
E2EW-X10B3T18-M1TJ 0.3M | 51600 | 695131 | Proximity sensor, inductive, full metal stainless steel 303 M18, shielded, 10 mm, DC, 3-wire, PNP NO+NC, IO-Link COM3, M12 pigtail Smartclick connector, 0.3 m
E2EW-X10C118 2M | 46660 | 695227 | Proximity sensor, inductive, full metal stainless steel 303 M18, shielded, 10 mm, DC, 3-wire, NPN NO, 2 m cable
E2EW-X10C118-M1 | 46890 | 702368 | Proximity sensor, inductive, full metal stainless steel 303, M18, shielded, 10 mm, DC, 3-wire, NPN NO, M12 connector
E2EW-X10C118-M1TJ 0.3M | 49130 | 695215 | Proximity sensor, inductive, full metal stainless steel 303 M18, shielded, 10 mm, DC, 3-wire, NPN NO, M12 pigtail Smartclick connector, 0.3 m
E2EW-X10C130 2M | 41770 | 695229 | Proximity sensor, inductive, full metal stainless steel 303 M30, shielded, 10 mm, DC, 3-wire, NPN NO, 2 m cable
E2EW-X10C130-M1TJ 0.3M | 44220 | 695217 | Proximity sensor, inductive, full metal stainless steel 303 M30, shielded, 10 mm, DC, 3-wire, NPN NO, M12 pigtail Smartclick connector, 0.3 m
E2EW-X10C218 2M | 46660 | 695138 | Proximity sensor, inductive, full metal stainless steel 303 M18, shielded, 10 mm, DC, 3-wire, NPN NC, 2 m cable
E2EW-X10C218-M1TJ 0.3M | 49130 | 695139 | Proximity sensor, inductive, full metal stainless steel 303 M18, shielded, 10 mm, DC, 3-wire, NPN NC, M12 pigtail Smartclick connector, 0.3 m
E2EW-X10C230 2M | 41770 | 695160 | Proximity sensor, inductive, full metal stainless steel 303 M30, shielded, 10 mm, DC, 3-wire, NPN NC, 2 m cable
E2EW-X10C230-M1TJ 0.3M | 44220 | 695161 | Proximity sensor, inductive, full metal stainless steel 303 M30, shielded, 10 mm, DC, 3-wire, NPN NC, M12 pigtail Smartclick connector, 0.3 m
E2EW-X10C318-M1 | 49370 | 702369 | Proximity sensor, inductive, full metal stainless steel 303, M18, shielded, 10 mm, DC, 3-wire, NPN NO+NC, M12 connector
E2EW-X12B1T18 2M | 49130 | 695132 | Proximity sensor, inductive, full metal stainless steel 303 M18, shielded, 12 mm, DC, 3-wire, PNP NO, IO-Link COM3, 2 m cable
E2EW-X12B1T18-M1 | 49370 | 702370 | Proximity sensor, inductive, full metal stainless steel 303, M18, shielded, 12 mm, DC, 3-wire, PNP NO, IO-Link COM3, M12 connector
E2EW-X12B1T18-M1TJ 0.3M | 51600 | 695135 | Proximity sensor, inductive, full metal stainless steel 303 M18, shielded, 12 mm, DC, 3-wire, PNP NO, IO-Link COM3, M12 pigtail Smartclick connector, 0.3 m
E2EW-X12B218 2M | 49130 | 695133 | Proximity sensor, inductive, full metal stainless steel 303 M18, shielded, 12 mm, DC, 3-wire, PNP NC, 2 m cable
E2EW-X12B218-M1 | 49370 | 702371 | Proximity sensor, inductive, full metal stainless steel 303, M18, shielded, 12 mm, DC, 3-wire, PNP NC, M12 connector
E2EW-X12B218-M1TJ 0.3M | 51600 | 695136 | Proximity sensor, inductive, full metal stainless steel 303 M18, shielded, 12 mm, DC, 3-wire, PNP NC, M12 pigtail Smartclick connector, 0.3 m
E2EW-X12B3T18 2M | 51600 | 695134 | Proximity sensor, inductive, full metal stainless steel 303 M18, shielded, 12 mm, DC, 3-wire, PNP NO+NC, IO-Link COM3, 2 m cable
E2EW-X12B3T18-M1 | 51850 | 702372 | Proximity sensor, inductive, full metal stainless steel 303, M18, shielded, 12 mm, DC, 3-wire, PNP NO+NC, IO-Link COM3, M12 connector
E2EW-X12B3T18-M1TJ 0.3M | 54050 | 695117 | Proximity sensor, inductive, full metal stainless steel 303 M18, shielded, 12 mm, DC, 3-wire, PNP NO+NC, IO-Link COM3, M12 pigtail Smartclick connector, 0.3 m
E2EW-X12C118 2M | 49130 | 695228 | Proximity sensor, inductive, full metal stainless steel 303 M18, shielded, 12 mm, DC, 3-wire, NPN NO, 2 m cable
E2EW-X12C118-M1 | 49370 | 702373 | Proximity sensor, inductive, full metal stainless steel 303, M18, shielded, 12 mm, DC, 3-wire, NPN NO, M12 connector
E2EW-X12C118-M1TJ 0.3M | 51600 | 695216 | Proximity sensor, inductive, full metal stainless steel 303 M18, shielded, 12 mm, DC, 3-wire, NPN NO, M12 pigtail Smartclick connector, 0.3 m
E2EW-X12C218 2M | 49130 | 695140 | Proximity sensor, inductive, full metal stainless steel 303 M18, shielded, 12 mm, DC, 3-wire, NPN NC, 2 m cable
E2EW-X12C218-M1TJ 0.3M | 51600 | 695141 | Proximity sensor, inductive, full metal stainless steel 303 M18, shielded, 12 mm, DC, 3-wire, NPN NC, M12 pigtail Smartclick connector, 0.3 m
E2EW-X12C318-M1 | 51850 | 702374 | Proximity sensor, inductive, full metal stainless steel 303, M18, shielded, 12 mm, DC, 3-wire, NPN NO+NC, M12 connector
E2EW-X20B1T30 2M | 51600 | 695148 | Proximity sensor, inductive, full metal stainless steel 303 M30, shielded, 20 mm, DC, 3-wire, PNP NO, IO-Link COM3, 2 m cable
E2EW-X20B1T30-M1 | 51850 | 702375 | Proximity sensor, inductive, full metal stainless steel 303, M30, shielded, 20 mm, DC, 3-wire, PNP NO, IO-Link COM3, M12 connector
E2EW-X20B1T30-M1TJ 0.3M | 54050 | 695151 | Proximity sensor, inductive, full metal stainless steel 303 M30, shielded, 20 mm, DC, 3-wire, PNP NO, IO-Link COM3, M12 pigtail Smartclick connector, 0.3 m
E2EW-X20B230 2M | 51600 | 695149 | Proximity sensor, inductive, full metal stainless steel 303 M30, shielded, 20 mm, DC, 3-wire, PNP NC, 2 m cable
E2EW-X20B230-M1 | 51850 | 702376 | Proximity sensor, inductive, full metal stainless steel 303, M30, shielded, 20 mm, DC, 3-wire, PNP NC, M12 connector
E2EW-X20B230-M1TJ 0.3M | 54050 | 695152 | Proximity sensor, inductive, full metal stainless steel 303 M30, shielded, 20 mm, DC, 3-wire, PNP NC, M12 pigtail Smartclick connector, 0.3 m
E2EW-X20B3T30 2M | 54050 | 695150 | Proximity sensor, inductive, full metal stainless steel 303 M30, shielded, 20 mm, DC, 3-wire, PNP NO+NC, IO-Link COM3, 2 m cable
E2EW-X20B3T30-M1 | 54300 | 702377 | Proximity sensor, inductive, full metal stainless steel 303, M30, shielded, 20 mm, DC, 3-wire, PNP NO+NC, IO-Link COM3, M12 connector
E2EW-X20B3T30-M1TJ 0.3M | 56550 | 695153 | Proximity sensor, inductive, full metal stainless steel 303 M30, shielded, 20 mm, DC, 3-wire, PNP NO+NC, IO-Link COM3, M12 pigtail Smartclick connector, 0.3 m
E2EW-X20C130 2M | 51600 | 695230 | Proximity sensor, inductive, full metal stainless steel 303 M30, shielded, 20 mm, DC, 3-wire, NPN NO, 2 m cable
E2EW-X20C130-M1 | 51850 | 702378 | Proximity sensor, inductive, full metal stainless steel 303, M30, shielded, 20 mm, DC, 3-wire, NPN NO, M12 connector
E2EW-X20C130-M1TJ 0.3M | 54050 | 695218 | Proximity sensor, inductive, full metal stainless steel 303 M30, shielded, 20 mm, DC, 3-wire, NPN NO, M12 pigtail Smartclick connector, 0.3 m
E2EW-X20C230 2M | 51600 | 695162 | Proximity sensor, inductive, full metal stainless steel 303 M30, shielded, 20 mm, DC, 3-wire, NPN NC, 2 m cable
E2EW-X20C230-M1TJ 0.3M | 54050 | 695163 | Proximity sensor, inductive, full metal stainless steel 303 M30, shielded, 20 mm, DC, 3-wire, NPN NC, M12 pigtail Smartclick connector, 0.3 m
E2EW-X20C330-M1 | 54300 | 702379 | Proximity sensor, inductive, full metal stainless steel 303, M30, shielded, 20 mm, DC, 3-wire, NPN NO+NC, M12 connector
E2EW-X22B1T30 2M | 54050 | 695154 | Proximity sensor, inductive, full metal stainless steel 303 M30, shielded, 22 mm, DC, 3-wire, PNP NO, IO-Link COM3, 2 m cable
E2EW-X22B1T30-M1 | 54300 | 702380 | Proximity sensor, inductive, full metal stainless steel 303, M30, shielded, 22 mm, DC, 3-wire, PNP NO, IO-Link COM3, M12 connector
E2EW-X22B1T30-M1TJ 0.3M | 56550 | 695157 | Proximity sensor, inductive, full metal stainless steel 303 M30, shielded, 22 mm, DC, 3-wire, PNP NO, IO-Link COM3, M12 pigtail Smartclick connector, 0.3 m
E2EW-X22B230 2M | 54050 | 695155 | Proximity sensor, inductive, full metal stainless steel 303 M30, shielded, 22 mm, DC, 3-wire, PNP NC, 2 m cable
E2EW-X22B230-M1 | 54300 | 702381 | Proximity sensor, inductive, full metal stainless steel 303, M30, shielded, 22 mm, DC, 3-wire, PNP NC, M12 connector
E2EW-X22B230-M1TJ 0.3M | 56550 | 695158 | Proximity sensor, inductive, full metal stainless steel 303 M30, shielded, 22 mm, DC, 3-wire, PNP NC, M12 pigtail Smartclick connector, 0.3 m
E2EW-X22B3T30 2M | 56550 | 695156 | Proximity sensor, inductive, full metal stainless steel 303 M30, shielded, 22 mm, DC, 3-wire, PNP NO+NC, IO-Link COM3, 2 m cable
E2EW-X22B3T30-M1 | 56800 | 702382 | Proximity sensor, inductive, full metal stainless steel 303, M30, shielded, 22 mm, DC, 3-wire, PNP NO+NC, IO-Link COM3, M12 connector
E2EW-X22B3T30-M1TJ 0.3M | 59000 | 695159 | Proximity sensor, inductive, full metal stainless steel 303 M30, shielded, 22 mm, DC, 3-wire, PNP NO+NC, IO-Link COM3, M12 pigtail Smartclick connector, 0.3 m
E2EW-X22C130 2M | 54050 | 695231 | Proximity sensor, inductive, full metal stainless steel 303 M30, shielded, 22 mm, DC, 3-wire, NPN NO, 2 m cable
E2EW-X22C130-M1 | 54300 | 702383 | Proximity sensor, inductive, full metal stainless steel 303, M30, shielded, 22 mm, DC, 3-wire, NPN NO, M12 connector
E2EW-X22C130-M1TJ 0.3M | 56550 | 695219 | Proximity sensor, inductive, full metal stainless steel 303 M30, shielded, 22 mm, DC, 3-wire, NPN NO, M12 pigtail Smartclick connector, 0.3 m
E2EW-X22C230 2M | 54050 | 695164 | Proximity sensor, inductive, full metal stainless steel 303 M30, shielded, 22 mm, DC, 3-wire, NPN NC, 2 m cable
E2EW-X22C230-M1TJ 0.3M | 56550 | 695165 | Proximity sensor, inductive, full metal stainless steel 303 M30, shielded, 22 mm, DC, 3-wire, NPN NC, M12 pigtail Smartclick connector, 0.3 m
E2EW-X22C330-M1 | 56800 | 702384 | Proximity sensor, inductive, full metal stainless steel 303, M30, shielded, 22 mm, DC, 3-wire, NPN NO+NC, M12 connector
E2EW-X2B112 2M | 34390 | 695114 | Proximity sensor, inductive, full metal stainless steel 303 M12, shielded, 2 mm, DC, 3-wire, PNP NO, 2 m cable
E2EW-X2B112-M1TJ 0.3M | 36850 | 695120 | Proximity sensor, inductive, full metal stainless steel 303 M12, shielded, 2 mm, DC, 3-wire, PNP NO, M12 pigtail Smartclick connector, 0.3 m
E2EW-X2B212 2M | 34390 | 695113 | Proximity sensor, inductive, full metal stainless steel 303 M12, shielded, 2 mm, DC, 3-wire, PNP NC, 2 m cable
E2EW-X2B212-M1TJ 0.3M | 36850 | 695121 | Proximity sensor, inductive, full metal stainless steel 303 M12, shielded, 2 mm, DC, 3-wire, PNP NC, M12 pigtail Smartclick connector, 0.3 m
E2EW-X2B312 2M | 36850 | 695112 | Proximity sensor, inductive, full metal stainless steel 303 M12, shielded, 2 mm, DC, 3-wire, PNP NO+NC, 2 m cable
E2EW-X2B312-M1TJ 0.3M | 39320 | 695122 | Proximity sensor, inductive, full metal stainless steel 303 M12, shielded, 2 mm, DC, 3-wire, PNP NO+NC, M12 pigtail Smartclick connector, 0.3 m
E2EW-X2C112 2M | 34390 | 695111 | Proximity sensor, inductive, full metal stainless steel 303 M12, shielded, 2 mm, DC, 3-wire, NPN NO, 2 m cable
E2EW-X2C112-M1TJ 0.3M | 36850 | 695213 | Proximity sensor, inductive, full metal stainless steel 303 M12, shielded, 2 mm, DC, 3-wire, NPN NO, M12 pigtail Smartclick connector, 0.3 m
E2EW-X2C212 2M | 34390 | 695110 | Proximity sensor, inductive, full metal stainless steel 303 M12, shielded, 2 mm, DC, 3-wire, NPN NC, 2 m cable
E2EW-X2C212-M1TJ 0.3M | 36850 | 695123 | Proximity sensor, inductive, full metal stainless steel 303 M12, shielded, 2 mm, DC, 3-wire, NPN NC, M12 pigtail Smartclick connector, 0.3 m
E2EW-X5B118 2M | 36850 | 695109 | Proximity sensor, inductive, full metal stainless steel 303 M18, shielded, 5 mm, DC, 3-wire, PNP NO, 2 m cable
E2EW-X5B118-M1TJ 0.3M | 39320 | 695124 | Proximity sensor, inductive, full metal stainless steel 303 M18, shielded, 5 mm, DC, 3-wire, PNP NO, M12 pigtail Smartclick connector, 0.3 m
E2EW-X5B218 2M | 36850 | 695108 | Proximity sensor, inductive, full metal stainless steel 303 M18, shielded, 5 mm, DC, 3-wire, PNP NC, 2 m cable
E2EW-X5B218-M1TJ 0.3M | 39320 | 695125 | Proximity sensor, inductive, full metal stainless steel 303 M18, shielded, 5 mm, DC, 3-wire, PNP NC, M12 pigtail Smartclick connector, 0.3 m
E2EW-X5B318 2M | 39320 | 695107 | Proximity sensor, inductive, full metal stainless steel 303 M18, shielded, 5 mm, DC, 3-wire, PNP NO+NC, 2 m cable
E2EW-X5B318-M1TJ 0.3M | 41770 | 695126 | Proximity sensor, inductive, full metal stainless steel 303 M18, shielded, 5 mm, DC, 3-wire, PNP NO+NC, M12 pigtail Smartclick connector, 0.3 m
E2EW-X5C118 2M | 36850 | 695106 | Proximity sensor, inductive, full metal stainless steel 303 M18, shielded, 5 mm, DC, 3-wire, NPN NO, 2 m cable
E2EW-X5C118-M1TJ 0.3M | 39320 | 695214 | Proximity sensor, inductive, full metal stainless steel 303 M18, shielded, 5 mm, DC, 3-wire, NPN NO, M12 pigtail Smartclick connector, 0.3 m
E2EW-X5C218 2M | 36850 | 695105 | Proximity sensor, inductive, full metal stainless steel 303 M18, shielded, 5 mm, DC, 3-wire, NPN NC, 2 m cable
E2EW-X5C218-M1TJ 0.3M | 39320 | 695137 | Proximity sensor, inductive, full metal stainless steel 303 M18, shielded, 5 mm, DC, 3-wire, NPN NC, M12 pigtail Smartclick connector, 0.3 m
E2EW-X6B1T12 2M | 41970 | 702385 | Proximity sensor, inductive, full metal stainless steel 303, M12, shielded, 6 mm, DC, 3-wire, PNP NO, IO-Link COM3, 2 m cable
E2EW-X6B1T12-M1 | 41970 | 702386 | Proximity sensor, inductive, full metal stainless steel 303, M12, shielded, 6 mm, DC, 3-wire, PNP NO, IO-Link COM3, M12 connector
E2EW-X6B1T12-M1TJ 0.3M | 44420 | 702387 | Proximity sensor, inductive, full metal stainless steel 303, M12, shielded, 6 mm, DC, 3-wire, PNP NO, IO-Link COM3, M12 pigtail Smartclick connector, 0.3 m
E2EW-X6B212 2M | 41970 | 702388 | Proximity sensor, inductive, full metal stainless steel 303, M12, shielded, 6 mm, DC, 3-wire, PNP NC, 2 m cable
E2EW-X6B212-M1 | 41970 | 702389 | Proximity sensor, inductive, full metal stainless steel 303, M12, shielded, 6 mm, DC, 3-wire, PNP NC, M12 connector
E2EW-X6B3T12 2M | 44420 | 702390 | Proximity sensor, inductive, full metal stainless steel 303, M12, shielded, 6 mm, DC, 3-wire, PNP NO+NC, IO-Link COM3, 2 m cable
E2EW-X6B3T12-M1 | 44420 | 702391 | Proximity sensor, inductive, full metal stainless steel 303, M12, shielded, 6 mm, DC, 3-wire, PNP NO+NC, IO-Link COM3, M12 connector
E2EW-X6B3T12-M1TJ 0.3M | 46890 | 702392 | Proximity sensor, inductive, full metal stainless steel 303, M12, shielded, 6 mm, DC, 3-wire, PNP NO+NC, IO-Link COM3, M12 pigtail Smartclick connector, 0.3 m
E2EW-X6C112 2M | 41970 | 702393 | Proximity sensor, inductive, full metal stainless steel 303, M12, shielded, 6 mm, DC, 3-wire, NPN NO, 2 m cable
E2EW-X6C112-M1 | 41970 | 702394 | Proximity sensor, inductive, full metal stainless steel 303, M12, shielded, 6 mm, DC, 3-wire, NPN NO, M12 connector
E2EW-X6C312-M1 | 44420 | 702395 | Proximity sensor, inductive, full metal stainless steel 303, M12, shielded, 6 mm, DC, 3-wire, NPN NO+NC, M12 connector
E2EW-X7B1T12 2M | 44420 | 702396 | Proximity sensor, inductive, full metal stainless steel 303, M12, shielded, 7 mm, DC, 3-wire, PNP NO, IO-Link COM3, 2 m cable
E2EW-X7B1T12-M1 | 44420 | 702397 | Proximity sensor, inductive, full metal stainless steel 303, M12, shielded, 7 mm, DC, 3-wire, PNP NO, IO-Link COM3, M12 connector
E2EW-X7B1T12-M1TJ 0.3M | 46890 | 702398 | Proximity sensor, inductive, full metal stainless steel 303, M12, shielded, 7 mm, DC, 3-wire, PNP NO, IO-Link COM3, M12 pigtail Smartclick connector, 0.3 m
E2EW-X7B212 2M | 44420 | 702399 | Proximity sensor, inductive, full metal stainless steel 303, M12, shielded, 7 mm, DC, 3-wire, PNP NC, 2 m cable
E2EW-X7B212-M1 | 44420 | 702400 | Proximity sensor, inductive, full metal stainless steel 303, M12, shielded, 7 mm, DC, 3-wire, PNP NC, M12 connector
E2EW-X7B3T12 2M | 46890 | 702401 | Proximity sensor, inductive, full metal stainless steel 303, M12, shielded, 7 mm, DC, 3-wire, PNP NO+NC, IO-Link COM3, 2 m cable
E2EW-X7B3T12-M1 | 46890 | 702402 | Proximity sensor, inductive, full metal stainless steel 303, M12, shielded, 7 mm, DC, 3-wire, PNP NO+NC, IO-Link COM3, M12 connector
E2EW-X7B3T12-M1TJ 0.3M | 49370 | 702403 | Proximity sensor, inductive, full metal stainless steel 303, M12, shielded, 7 mm, DC, 3-wire, PNP NO+NC, IO-Link COM3, M12 pigtail Smartclick connector, 0.3 m
E2EW-X7C112 2M | 44420 | 702317 | Proximity sensor, inductive, full metal stainless steel 303, M12, shielded, 7 mm, DC, 3-wire, NPN NO, 2 m cable
E2EW-X7C112-M1 | 44420 | 702318 | Proximity sensor, inductive, full metal stainless steel 303, M12, shielded, 7 mm, DC, 3-wire, NPN NO, M12 connector
E2EW-X7C312-M1 | 46890 | 702319 | Proximity sensor, inductive, full metal stainless steel 303, M12, shielded, 7 mm, DC, 3-wire, NPN NO+NC, M12 connector
E2E-X10B1T30 10M | 28550 | 700794 | Proximity sensor, inductive, nickel-brass, short body, M30, shielded, 10 mm, DC, 3-wire, PNP NO, IO-Link COM3, 10 m cable
E2E-X10B1T30 2M | 19360 | 698907 | Proximity sensor, inductive, nickel-brass, short body, M30, shielded, 10 mm, DC, 3-wire, PNP NO, IO-Link COM3, 2 m cable
E2E-X10B1T30 5M | 20950 | 700075 | Proximity sensor, inductive, nickel-brass, short body, M30, shielded, 10 mm, DC, 3-wire, PNP NO, IO-Link COM3, 5 m cable
E2E-X10B1T30-M1 | 19360 | 696110 | Proximity sensor, inductive, nickel-brass, short body, M30, shielded, 10 mm, DC, 3-wire, PNP NO, IO-Link COM3, M12 connector
E2E-X10B1T30-M1TJ 0.3M | 26210 | 699977 | Proximity sensor, inductive, nickel-brass, short body, M30, shielded, 10 mm, DC, 3-wire, PNP NO, IO-Link COM3, M12 pigtail Smartclick connector, 0.3 m
E2E-X10B1T30-R 2M | 20950 | 700025 | Proximity sensor, inductive, nickel-brass short body, M30, shielded, 10 mm, DC, 3-wire, PNP NO, IO-Link COM3, 2 m robotic cable
E2E-X10B1TL30 2M | 22300 | 700024 | Proximity sensor, inductive, nickel-brass long body, M30, shielded, 10 mm, DC, 3-wire, PNP NO, IO-Link COM3, 2 m prewired
E2E-X10B1TL30 5M | 23430 | 700073 | Proximity sensor, inductive, nickel-brass, long body, M30, shielded, 10 mm, DC, 3-wire, PNP NO, IO-Link COM3, 5 m prewired
E2E-X10B1TL30-M1 | 22300 | 699975 | Proximity sensor, inductive, nickel-brass long body, M30, shielded, 10 mm, DC, 3-wire, PNP NO, IO-Link COM3, M12 connector
E2E-X10B230 2M | 19360 | 700026 | Proximity sensor, inductive, nickel-brass, short body, M30, shielded, 10 mm, DC, 3-wire, PNP NC, 2 m cable
E2E-X10B230 5M | 20950 | 700074 | Proximity sensor, inductive, nickel-brass, short body, M30, shielded, 10 mm, DC, 3-wire, PNP NC, 5 m cable
E2E-X10B230-M1 | 19360 | 699976 | Proximity sensor, inductive, nickel-brass, short body, M30, shielded, 10 mm, DC, 3-wire, PNP NC, M12 connector
E2E-X10B2L30 2M | 22300 | 700023 | Proximity sensor, inductive, nickel-brass, long body, M30, shielded, 10 mm, DC, 3-wire, PNP NC, 2 m prewired
E2E-X10B2L30-M1 | 22300 | 699974 | Proximity sensor, inductive, nickel-brass, long body, M30, shielded, 10 mm, DC, 3-wire, PNP NC, M12 connector
E2E-X10B3D30-M1 | 21300 | 708464 | Proximity sensor, inductive, nickel-brass, short body, M30, shielded, 10 mm, DC, 4-wire, PNP NO+NC, IO-Link COM2, M12 connector
E2E-X10B4-IL2 2M | 24620 | 671229 | Proximity sensor, inductive, brass-nickel, short body, M30, shielded, 10 mm, DC, 3-wire, PNP NO/NC switching type (Factory setting: NO), IO-Link V1.1 COM2 (38.4 kbps, 2.3ms), 2 m prewired
E2E-X10B4-IL2 5M | 25850 | 671228 | Proximity sensor, inductive, brass-nickel, short body, M30, shielded, 10 mm, DC, 3-wire, PNP NO/NC switching type (Factory setting: NO), IO-Link V1.1 COM2 (38.4 kbps, 2.3ms), 5 m prewired
E2E-X10B4-IL3 2M | 25240 | 671249 | Proximity sensor, inductive, brass-nickel, short body, M30, shielded, 10mm, DC, 3-wire, PNP NO/NC switching type (Factory setting: NO), IO-Link V1.1 COM3 (230.4 kbps, 1 ms), 2m prewired
E2E-X10B4-IL3 5M | 26480 | 671243 | Proximity sensor, inductive, brass-nickel, short body, M30, shielded, 10mm, DC, 3-wire, PNP NO/NC switching type (Factory setting: NO), IO-Link V1.1 COM3 (230.4 kbps, 1 ms), 5m prewired
E2E-X10B4-M1TJ-IL2 0.3M | 27120 | 671250 | Proximity sensor, inductive, brass-nickel, short body, M30, shielded, 10 mm, DC, 3-wire, PNP NO/NC switching type (Factory setting: NO), IO-Link V1.1 COM2 (38.4 kbps, 2.3ms), M12 Smartclick Pig-tail 0.3 m
E2E-X10B4-M1TJ-IL3 0.3M | 27760 | 671237 | Proximity sensor, inductive, brass-nickel, short body, M30, shielded, 10 mm, DC, 3-wire, PNP NO/NC switching type (Factory setting: NO), IO-Link V1.1 COM3 (230.4 kbps, 1 ms), M12 Smartclick Pig-tail 0.3 m
E2E-X10C130 10M | 27240 | 708870 | Proximity sensor, inductive, nickel-brass, short body, M30, shielded, 10 mm, DC, 3-wire, NPN NO, 10 m cable
E2E-X10C130 2M | 19360 | 700031 | Proximity sensor, inductive, nickel-brass, short body, M30, shielded, 10 mm, DC, 3-wire, NPN NO, 2 m cable
E2E-X10C130 5M | 20950 | 700078 | Proximity sensor, inductive, nickel-brass, short body, M30, shielded, 10 mm, DC, 3-wire, NPN NO, 5 m cable
E2E-X10C130-M1 | 19360 | 699981 | Proximity sensor, inductive, nickel-brass, short body, M30, shielded, 10 mm, DC, 3-wire, NPN NO, M12 connector
E2E-X10C130-R 2M | 20950 | 700029 | Proximity sensor, inductive, nickel-brass, short body, M30, shielded, 10 mm, DC, 3-wire, NPN NO, 2 m robotic cable
E2E-X10C1L30 2M | 22300 | 700028 | Proximity sensor, inductive, nickel-brass, long body, M30, shielded, 10 mm, DC, 3-wire, NPN NO, 2 m cable
E2E-X10C1L30 5M | 23430 | 700076 | Proximity sensor, inductive, nickel-brass, long body, M30, shielded, 10 mm, DC, 3-wire, NPN NO, 5 m cable
E2E-X10C1L30-M1 | 22300 | 699979 | Proximity sensor, inductive, nickel-brass, long body, M30, shielded, 10 mm, DC, 3-wire, NPN NO, M12 connector
E2E-X10C230 2M | 19360 | 700030 | Proximity sensor, inductive, nickel-brass, short body, M30, shielded, 10 mm, DC, 3-wire, NPN NC, 2 m cable
E2E-X10C230 5M | 20950 | 700077 | Proximity sensor, inductive, nickel-brass, short body, M30, shielded, 10 mm, DC, 3-wire, NPN NC, 5 m cable
E2E-X10C230-M1 | 19360 | 699980 | Proximity sensor, inductive, nickel-brass, short body, M30, shielded, 10 mm, DC, 3-wire, NPN NC, M12 connector
E2E-X10C2L30 2M | 22300 | 700027 | Proximity sensor, inductive, nickel-brass, long body, M30, shielded, 10 mm, DC, 3-wire, NPN NC, 2 m cable
E2E-X10C2L30-M1 | 22300 | 699978 | Proximity sensor, inductive, nickel-brass, long body, M30, shielded, 10 mm, DC, 3-wire, NPN NC, M12 connector
E2E-X10C330-M1 | 21300 | 708465 | Proximity sensor, inductive, nickel-brass, short body, M30, shielded, 10 mm, DC, 4-wire, NPN NO+NC, M12 connector
E2E-X10D15L 2M | 32760 | 708695 | Proximity sensor, inductive, nickel-brass, long body, M30, shielded, 10 mm, DC, 2-wire, NO, with polarity, different frequency, 2 m cable
E2E-X10D15-M1 | 37190 | 241087
E2E-X10D15-M1G | 37190 | 241162 | Proximity sensor, inductive, M30, shielded, 10 mm, DC, 2-wire, NO, alternative frequency, M12 Connector
E2E-X10D15-N 2M | 37190 | 241079 | Proximity sensor, inductive, M30, shielded, 10 mm, DC, 2-wire, NO, cable 2 m
E2E-X10D15-N 5M | 37190 | 241080
E2E-X10D15S 2M | 37190 | 241112
E2E-X10D15S 5M | 37190 | 241113
E2E-X10D1L 2M | 31170 | 708668 | Proximity sensor, inductive, nickel-brass, long body, M30, shielded, 10 mm, DC, 2-wire, NO, with polarity, 2 m cable
E2E-X10D1L 5M | 32540 | 708666 | Proximity sensor, inductive, nickel-brass, long body, M30, shielded, 10 mm, DC, 2-wire, NO, with polarity, 5 m cable
E2E-X10D1-M1 | 37190 | 238476 | Proximity sensor, inductive, M30, shielded, 10mm, DC, 2-wire, NO, M12 Connector
E2E-X10D1-M1G | 37190 | 238543 | Proximity sensor, inductive, M30, shielded, 10 mm, DC, 2-wire, NO, M12 Connector
E2E-X10D1-M1G | 37190 | 708749 | Proximity sensor, inductive, M30, shielded, 10 mm, DC, 2-wire, NO, no polarity, M12 Connector
E2E-X10D1-M1GJ 0.3M | 37190 | 238553 | Proximity sensor, inductive, M30, shielded, 10 mm, DC, 2-wire, NO, 0.3 m cable with M12l connector
E2E-X10D1-M1GJ 0.3M | 37190 | 708830 | Proximity sensor, inductive, M30, shielded, 10 mm, DC, 2-wire, NO, 0.3 m cable with M12l connector
E2E-X10D1-M1GJ 0.5M | 37190 | 241168 | Proximity sensor, inductive, M30, shielded, 10 mm, DC, 2-wire, NO, 0.5 m cable with M12l connector
E2E-X10D1-M1GJ 1M | 37190 | 241169 | Proximity sensor, inductive, M30, shielded, 10 mm, DC, 2-wire, NO, 1 m cable with M12 connector
E2E-X10D1-M1GJ-T 0.3M | 37190 | 241134 | Proximity sensor, inductive, M30, shielded, 10 mm, DC, 2-wire, NO, no polarity, pigtail connector M12
E2E-X10D1-M1GJ-T 0.3M | 37190 | 708810 | Proximity sensor, inductive, M30, shielded, 10 mm, DC, 2-wire, NO, no polarity, pigtail connector M12
E2E-X10D1-M1GJ-T 0.5M | 37190 | 241196
E2E-X10D1-M1GJ-T 1M | 46060 | 708814 | Proximity sensor, inductive, M30, shielded, 10 mm, DC, 2-wire, NO, no polarity, pigtail connector M12 with 1 m cable
E2E-X10D1-M1G-T | 51350 | 241174
E2E-X10D1-M1G-T | 51350 | 708833 | Proximity sensor, inductive, M30, shielded, 10 mm, DC, 2-wire, NO, M12 Connector
E2E-X10D1-M1J 0.3M | 37190 | 241129 | Proximity sensor, inductive, M30, shielded, 10 mm, DC, 2-wire, NO, pigtail connector M12
E2E-X10D1-M1J-T 0.3M | 37190 | 238525 | Proximity sensor, inductive
E2E-X10D1-M1J-T 0.3M | 37190 | 708812 | Proximity sensor, inductive, M30, shielded, 10 mm, DC, 2-wire, NO, no polarity, pigtail connector M12, special PIN assignment
E2E-X10D1-M1J-T 0.5M | 37190 | 241155
E2E-X10D1-M1J-T 1M | 37190 | 238535
E2E-X10D1-M1TGJ-U 0.3M | 48450 | 323239 | Proximity sensor, inductive, M30, shielded, 10 mm, DC, 2-wire, NO, 0.3 m pigtail PUR (increased oil-resistant) with Junction Connector M12
E2E-X10D1-N 10M | 37190 | 241135 | Proximity sensor, inductive, M30, shielded, 10mm, DC, 2-wire, NO, 10m cable
E2E-X10D1-N 2M | 37190 | 238467 | Proximity sensor, inductive, M30, shielded, 10mm, DC, 2-wire, NO, 2m cable
E2E-X10D1-N 2M | 37190 | 708769 | Proximity sensor, inductive, M30, shielded, 10mm, DC, 2-wire, NO, 2m cable
E2E-X10D1-N 5M | 37190 | 708782 | Proximity sensor, inductive, M30, shielded, 10mm, DC, 2-wire, NO, 5m cable
E2E-X10D1-R 2M | 37190 | 241126 | Proximity sensor, inductive, M30, shielded, 10 mm, DC, 2-wire, NO, robotic cable 2 m
E2E-X10D1-R 5M | 50900 | 241127
E2E-X10D1S 2M | 37190 | 238504 | Proximity sensor, inductive, M30, shielded, 10 mm, self-diagnostic, DC, 2-wire, NO, cable 2 m
E2E-X10D1S 5M | 37190 | 241111
E2E-X10D1S-M1 | 37190 | 238510 | Proximity sensor, inductive, M30, shielded, 10 mm, self-diagnostic, DC, 2-wire, NO, connector M12
E2E-X10D1-U | 37730 | 323240 | Proximity sensor, inductive, M30, shielded, 10 mm, DC, 2-wire, NO, PUR cable 2 m
E2E-X10D1-U 5M | 50900 | 323231 | Proximity sensor, inductive, M30, shielded, 10 mm, DC, 2-wire, NO, 5 m cable PUR oil-resiustant
E2E-X10D25-N 2M | 37190 | 241085
E2E-X10D2L 2M | 31170 | 708667 | Proximity sensor, inductive, nickel-brass, long body, M30, shielded, 10 mm, DC, 2-wire, NC, with polarity, 2 m cable
E2E-X10D2L 5M | 32540 | 708665 | Proximity sensor, inductive, nickel-brass, long body, M30, shielded, 10 mm, DC, 2-wire, NC, with polarity, 5 m cable
E2E-X10D2-M1 | 37190 | 238481 | Cylindrical Proximity Switch, DC 2-Wire Model, Shielded, M30, Sensing Distance 10 mm, Operation Mode NC, Connector Type
E2E-X10D2-M1G | 37190 | 708823 | Proximity sensor, inductive, M30, shielded, 10 mm, DC, 2-wire, NC, connector M12
E2E-X10D2-M1TGJ-U 0.3M | 48450 | 323234 | Proximity sensor, inductive, M30, shielded, 10 mm, DC, 2-wire, NC, 0.3 m pigtail PUR (increased oil-resistant) with Junction Connector M12
E2E-X10D2-N 2M | 37190 | 708783 | Proximity sensor, inductive, M30, shielded, 10mm, DC, 2-wire, NC, 2m cable
E2E-X10D2-N 5M | 37190 | 238470
E2E-X10D2-U 2M | 37730 | 323241 | Proximity sensor, inductive, M30, shielded, 10 mm, DC, 2-wire, NO, 2 m cable PUR oil-resiustant
E2E-X10D2-U 5M | 50900 | 323232
E2E-X10F1-M1 | 37190 | 238446 | Proximity sensor, inductive, M30, shielded, 10 mm, DC, 3-wire, PNP/NC, connector M12
E2E-X10MB1DL12-M1 | 28420 | 689152 | Proximity sensor, inductive, nickel-brass, long body, M12, unshielded, 10 mm, DC, 3-wire, PNP NO, IO-Link COM2, M12 connector
E2E-X10MB1T12 2M | 19680 | 688012 | Proximity sensor, inductive, nickel-brass, short body, M12, unshielded, 10 mm, DC, 3-wire, PNP NO, IO-Link COM3, 2 m cable
E2E-X10MB1T12-M1 | 19680 | 687517 | Proximity sensor, inductive, nickel-brass, short body, M12, unshielded, 10 mm, DC, 3-wire, PNP NO, IO-Link COM3, M12 connector
E2E-X10MB1T12-M1TJ 0.3M | 28670 | 688010 | Proximity sensor, inductive, nickel-brass, short body, M12, unshielded, 10 mm, DC, 3-wire, PNP NO, IO-Link COM3, M12 pigtail Smartclick connector, 0.3 m
E2E-X10MB1T12-R 2M | 23470 | 688011 | Proximity sensor, inductive, nickel-brass, short body, M12, unshielded, 10 mm, DC, 3-wire, PNP NO, IO-Link COM3, 2 m robotic cable
E2E-X10MB1T18 10M | 25110 | 700799 | Proximity sensor, inductive, nickel-brass, short body, M18, unshielded, 10 mm, DC, 3-wire, PNP NO, IO-Link COM3, 10 m cable
E2E-X10MB1T18 2M | 17830 | 699525 | Proximity sensor, inductive, nickel-brass, short body, M18, unshielded, 10 mm, DC, 3-wire, PNP NO, IO-Link COM3, M12 connector
E2E-X10MB1T18 5M | 19360 | 698903 | Proximity sensor, inductive, nickel-brass, short body, M18, unshielded, 10 mm, DC, 3-wire, PNP NO, IO-Link COM3, 5 m cable
E2E-X10MB1T18-M1 | 17830 | 698861 | Proximity sensor, inductive, nickel-brass, short body, M18, unshielded, 10 mm, DC, 3-wire, PNP NO, IO-Link COM3, M12 connector
E2E-X10MB1T18-M1TJ 0.3M | 22300 | 699985 | Proximity sensor, inductive, nickel-brass, short body, M18, unshielded, 10 mm, DC, 3-wire, PNP NO, IO-Link COM3, M12 pigtail Smartclick connector, 0.3 m
E2E-X10MB1T18-R 2M | 19360 | 700034 | Proximity sensor, inductive, nickel-brass short body, M18, unshielded, 10 mm, DC, 3-wire, PNP NO, IO-Link COM3, 2 m robotic cable
E2E-X10MB1TL12 2M | 22300 | 688002 | Proximity sensor, inductive, nickel-brass, long body, M12, unshielded, 10 mm, DC, 3-wire, PNP NO, IO-Link COM3, 2 m cable
E2E-X10MB1TL12-M1 | 22300 | 687879 | Proximity sensor, inductive, nickel-brass, long body, M12, unshielded, 10 mm, DC, 3-wire, PNP NO, IO-Link COM3, M12 connector
E2E-X10MB1TL12-M1TJ 0.3M | 28670 | 688001 | Proximity sensor, inductive, nickel-brass, long body, M12, unshielded, 10 mm, DC, 3-wire, PNP NO, IO-Link COM3, M12 pigtail Smartclick connector, 0.3 m
E2E-X10MB1TL18 2M | 19360 | 700033 | Proximity sensor, inductive, nickel-brass, long body, M18, unshielded, 10 mm, DC, 3-wire, PNP NO, IO-Link COM3, 2 m cable
E2E-X10MB1TL18 5M | 20950 | 700079 | Proximity sensor, inductive, nickel-brass, long body, M18, unshielded, 10 mm, DC, 3-wire, PNP NO, IO-Link COM3, 5 m cable
E2E-X10MB1TL18-M1 | 19360 | 699983 | Proximity sensor, inductive, nickel-brass long body, M18, unshielded, 10 mm, DC, 3-wire, PNP NO, IO-Link COM3, M12 connector
E2E-X10MB212 2M | 19680 | 695737 | Proximity sensor, inductive, nickel-brass, short body, M12, unshielded, 10 mm, DC, 3-wire, PNP NC, 2 m cable
E2E-X10MB212-M1 | 19680 | 695738 | Proximity sensor, inductive, nickel-brass, short body, M12, unshielded, 10 mm, DC, 3-wire, PNP NC, M12 connector
E2E-X10MB218 2M | 17830 | 700035 | Proximity sensor, inductive, nickel-brass, short body, M18, unshielded, 10 mm, DC, 3-wire, PNP NC, 2 m cable
E2E-X10MB218 5M | 19360 | 700080 | Proximity sensor, inductive, nickel-brass, short body, M18, unshielded, 10 mm, DC, 3-wire, PNP NC, 5 m prewired
E2E-X10MB218-M1 | 17830 | 699984 | Proximity sensor, inductive, nickel-brass, short body, M18, unshielded, 10 mm, DC, 3-wire, PNP NC, M12 connector
E2E-X10MB2L12 2M | 22300 | 698689 | Proximity sensor, inductive, nickel-brass, long body, M12, unshielded, 10 mm, DC, 3-wire, PNP NC, 2 m cable
E2E-X10MB2L12-M1 | 22300 | 698688 | Proximity sensor, inductive, nickel-brass, long body, M12, unshielded, 10 mm, DC, 3-wire, PNP NC, M12 connector
E2E-X10MB2L18 2M | 19360 | 700032 | Proximity sensor, inductive, nickel-brass, long body, M18, unshielded, 10 mm, DC, 3-wire, PNP NC, 2 m cable
E2E-X10MB2L18-M1 | 19360 | 699982 | Proximity sensor, inductive, nickel-brass, long body, M18, unshielded, 10 mm, DC, 3-wire, PNP NC, M12 connector
E2E-X10MB3D12-M1 | 19680 | 688591 | Proximity sensor, inductive, nickel-brass, short body, M12, unshielded, 10 mm, DC, 3-wire, PNP NO+NC, IO-Link COM2, M12 connector
E2E-X10MC112-M1 | 19680 | 687893 | Proximity sensor, inductive, nickel-brass, short body, M12, unshielded, 10 mm, DC, 3-wire, NPN NO, M12 connector
E2E-X10MC118 2M | 17830 | 699320 | Proximity sensor, inductive, nickel-brass, short body, M18, unshielded, 10 mm, DC, 3-wire, NPN NO, 2 m cable
E2E-X10MC118 5M | 19360 | 700083 | Proximity sensor, inductive, nickel-brass, short body, M18, unshielded, 10 mm, DC, 3-wire, NPN NO, 5 m cable
E2E-X10MC118-M1 | 17830 | 699989 | Proximity sensor, inductive, nickel-brass, short body, M18, unshielded, 10 mm, DC, 3-wire, NPN NO, M12 connector
E2E-X10MC118-R 2M | 19360 | 700037 | Proximity sensor, inductive, nickel-brass, short body, M18, unshielded, 10 mm, DC, 3-wire, NPN NO, 2 m robotic cable
E2E-X10MC1L18 2M | 19360 | 699322 | Proximity sensor, inductive, nickel-brass, long body, M18, unshielded, 10 mm, DC, 3-wire, NPN NO, 2 m cable
E2E-X10MC1L18 5M | 20950 | 700081 | Proximity sensor, inductive, nickel-brass, long body, M18, unshielded, 10 mm, DC, 3-wire, NPN NO, 5 m cable
E2E-X10MC1L18-M1 | 19360 | 699987 | Proximity sensor, inductive, nickel-brass, long body, M18, unshielded, 10 mm, DC, 3-wire, NPN NO, M12 connector
E2E-X10MC218 2M | 17830 | 700038 | Proximity sensor, inductive, nickel-brass, short body, M18, unshielded, 10 mm, DC, 3-wire, NPN NC, 2 m cable
E2E-X10MC218 5M | 19360 | 700082 | Proximity sensor, inductive, nickel-brass, short body, M18, unshielded, 10 mm, DC, 3-wire, NPN NC, 5 m cable
E2E-X10MC218-M1 | 17830 | 699988 | Proximity sensor, inductive, nickel-brass, short body, M18, unshielded, 10 mm, DC, 3-wire, NPN NC, M12 connector
E2E-X10MC2L18 2M | 19360 | 700036 | Proximity sensor, inductive, nickel-brass, long body, M18, unshielded, 10 mm, DC, 3-wire, NPN NC, 2 m cable
E2E-X10MC2L18-M1 | 19360 | 699986 | Proximity sensor, inductive, nickel-brass, long body, M18, unshielded, 10 mm, DC, 3-wire, NPN NC, M12 connector
E2E-X10MD112 2M | 29410 | 681829 | Proximity sensor, inductive, brass-nickel, M12, non-shielded, 10 mm, NO, 2 m cable, DC 2-wire
E2E-X10MD112 5M | 30750 | 681763 | Proximity sensor, inductive, brass-nickel, M12, non-shielded, 10 mm, NO, 5 m cable, DC 2-wire
E2E-X10MD112-M1TGJ 0.3M | 31640 | 681902 | Proximity sensor, inductive, brass-nickel, M12, non-shielded, 10 mm, NO, 0.3 m pig-tail, DC 2-wire
E2E-X10MD112-M1TGJ-T 0.3M | 31640 | 681799 | Proximity sensor, inductive, brass-nickel, M12, non-shielded, 10 mm, NO, 0.3 m pig-tail, DC 2-wire, no polarity
E2E-X10MD112-R 2M | 31640 | 681790 | Proximity sensor, inductive, brass-nickel, M12, non-shielded, 10 mm, NO, 2 m cable robotic, DC 2-wire
E2E-X10MD112-R 5M | 32980 | 681729 | Proximity sensor, inductive, brass-nickel, M12, non-shielded, 10 mm, NO, 5 m cable robotic, DC 2-wire
E2E-X10MD112-T 2M | 29410 | 681863 | Proximity sensor, inductive, brass-nickel, M12, non-shielded, 10 mm, NO, 2 m cable, DC 2-wire, no polarity
E2E-X10MD112-T 5M | 30750 | 681639 | Proximity sensor, inductive, brass-nickel, M12, non-shielded, 10 mm, NO, 5 m cable, DC 2-wire, no polarity
E2E-X10MD112-TR 2M | 30750 | 681674 | Proximity sensor, inductive, brass-nickel, M12, non-shielded, 10 mm, NO, 2 m cable robotic, DC 2-wire, no polarity
E2E-X10MD112-TR 5M | 32980 | 681850 | Proximity sensor, inductive, brass-nickel, M12, non-shielded, 10 mm, NO, 5 m cable robotic, DC 2-wire, no polarity
E2E-X10MD212 2M | 29410 | 681900 | Proximity sensor, inductive, brass-nickel, M12, non-shielded, 10 mm, NC, 2 m cable, DC 2-wire
E2E-X10MD212 5M | 30750 | 681667 | Proximity sensor, inductive, brass-nickel, M12, non-shielded, 10 mm, NC, 5 m cable, DC 2-wire
E2E-X10MD212-M1TGJ 0.3M | 31640 | 681709 | Proximity sensor, inductive, brass-nickel, M12, non-shielded, 10 mm, NC, 0.3 m pig-tail, DC 2-wire
E2E-X10MD212-M1TGJ-T 0.3M | 31640 | 681801 | Proximity sensor, inductive, brass-nickel, M12, non-shielded, 10 mm, NC, 0.3 m pig-tail, DC 2-wire, no polarity
E2E-X10MD212-R 2M | 31640 | 681820 | Proximity sensor, inductive, brass-nickel, M12, non-shielded, 10 mm, NC, 2 m cable robotic, DC 2-wire
E2E-X10MD212-R 5M | 32980 | 681710 | Proximity sensor, inductive, brass-nickel, M12, non-shielded, 10 mm, NC, 5 m cable robotic, DC 2-wire
E2E-X10MD212-T 2M | 29410 | 681814 | Proximity sensor, inductive, brass-nickel, M12, non-shielded, 10 mm, NC, 2 m cable, DC 2-wire, no polarity
E2E-X10MD212-T 5M | 30750 | 681794 | Proximity sensor, inductive, brass-nickel, M12, non-shielded, 10 mm, NC, 5 m cable, DC 2-wire, no polarity
E2E-X10MD212-TR 2M | 31640 | 681839 | Proximity sensor, inductive, brass-nickel, M12, non-shielded, 10 mm, NC, 2 m cable robotic, DC 2-wire, no polarity
E2E-X10MD212-TR 5M | 32980 | 681654 | Proximity sensor, inductive, brass-nickel, M12, non-shielded, 10 mm, NC, 5 m cable robotic, DC 2-wire, no polarity
E2E-X10ME1-M1 | 27630 | 238430 | Proximity sensor
E2E-X10MY1 10M | 35670 | 241036
E2E-X10MY1 2M | 35670 | 238407 | Proximity sensor, inductive, M18, unshielded, 10mm, AC, 2-wire, NO, 2m cable
E2E-X10MY1 5M | 35670 | 238422 | Proximity sensor, inductive, M18, unshielded, 10mm, AC, 2-wire, NO, 5m cable
E2E-X10MY15 2M | 35670 | 241065 | Proximity sensor, inductive, M18, non-shielded, 10 mm, AC, 2-wire, NO, cable 2 m
E2E-X10MY15 5M | 35670 | 241066
E2E-X10MY1-M1 | 35670 | 238440 | Proximity sensor, inductive
E2E-X10MY2 2M | 35670 | 238408 | Proximity sensor, inductive, M18, unshielded, 10mm, AC, 2-wire, NC, 2m cable
E2E-X10MY2 5M | 35670 | 241043 | Proximity sensor, inductive, M18, unshielded, 10mm, AC, 2-wire, NC, 5m cable
E2E-X10MY2-M1 | 35670 | 238441 | Cylindrical Proximity Switch, AC 2-Wire Model, Unshielded, M18, Sensing Distance 10 mm, Operation Mode NC, Connector Type
E2E-X10T1 2M | 52900 | 238516 | Proximity sensor, inductive, M30, shielded, 10 mm, AC/DC, 2-wire, NO, cable 2 m
E2E-X10T1 5M | 52900 | 241124
E2E-X10Y1 10M | 41570 | 238418 | Proximity sensor, inductive, M30, shielded, 10mm, AC, 2-wire, NO, 10 m cable
E2E-X10Y1 2M | 41570 | 238409 | Proximity sensor, inductive, M30, shielded, 10mm, AC, 2-wire, NO, 2 m cable
E2E-X10Y1 5M | 41570 | 238423 | Proximity sensor, inductive, M30, shielded, 10mm, AC, 2-wire, NO, 5 m cable
E2E-X10Y15 10M | 41570 | 241137
E2E-X10Y15 2M | 41570 | 241070
E2E-X10Y15 5M | 41570 | 241071
E2E-X10Y1-M1 | 41570 | 238436 | Proximity sensor, inductive, M30, shielded, 10mm, AC, 2-wire, NO, M12 Connector
E2E-X10Y1-US | 41570 | 241001
E2E-X10Y2 10M | 41570 | 241037 | Proximity sensor, inductive, M30, shielded, 10mm, AC, 2-wire, NC, 10 m cable
E2E-X10Y2 2M | 41570 | 238410 | Proximity sensor, inductive, M30, shielded, 10mm, AC, 2-wire, NC, 2 m cable
E2E-X10Y2 5M | 41570 | 241044 | Proximity sensor, inductive, M30, shielded, 10mm, AC, 2-wire, NC, 5 m cable
E2E-X10Y2-M1 | 41570 | 238437 | Proximity sensor, inductive, M30, shielded, 10 mm, AC, 2-wire, NC, connector M12
E2E-X11D118 2M | 29410 | 681749 | Proximity sensor, inductive, brass-nickel, M18, shielded, 11 mm, NO, 2 m cable, DC 2-wire
E2E-X11D118 5M | 30750 | 681684 | Proximity sensor, inductive, brass-nickel, M18, shielded, 11 mm, NO, 5 m cable, DC 2-wire
E2E-X11D118-M1TGJ 0.3M | 32390 | 681827 | Proximity sensor, inductive, brass-nickel, M18, shielded, 11 mm, NO, 0.3 m pig-tail, DC 2-wire
E2E-X11D118-M1TGJ-T 0.3M | 32390 | 681715 | Proximity sensor, inductive, brass-nickel, M18, shielded, 11 mm, NO, 0.3 m pig-tail, DC 2-wire, no polarity
E2E-X11D118-R 2M | 31640 | 681653 | Proximity sensor, inductive, brass-nickel, M18, shielded, 11 mm, NO, 2 m cable robotic, DC 2-wire
E2E-X11D118-R 5M | 32980 | 681823 | Proximity sensor, inductive, brass-nickel, M18, shielded, 11 mm, NO, 5 m cable robotic, DC 2-wire
E2E-X11D118-T 2M | 29410 | 681767 | Proximity sensor, inductive, brass-nickel, M18, shielded, 11 mm, NO, 2 m cable, DC 2-wire, no polarity
E2E-X11D118-T 5M | 30750 | 681786 | Proximity sensor, inductive, brass-nickel, M18, shielded, 11 mm, NO, 5 m cable, DC 2-wire, no polarity
E2E-X11D118-TR 2M | 30750 | 681738 | Proximity sensor, inductive, brass-nickel, M18, shielded, 11 mm, NO, 2 m cable robotic, DC 2-wire, no polarity
E2E-X11D118-TR 5M | 32980 | 681782 | Proximity sensor, inductive, brass-nickel, M18, shielded, 11 mm, NO, 5 m cable robotic, DC 2-wire, no polarity
E2E-X11D218 2M | 29410 | 681740 | Proximity sensor, inductive, brass-nickel, M18, shielded, 11 mm, NC, 2 m cable, DC 2-wire
E2E-X11D218 5M | 30750 | 681718 | Proximity sensor, inductive, brass-nickel, M18, shielded, 11 mm, NC, 5 m cable, DC 2-wire
E2E-X11D218-M1TGJ 0.3M | 32390 | 681751 | Proximity sensor, inductive, brass-nickel, M18, shielded, 11 mm, NC, 0.3 m pig-tail, DC 2-wire
E2E-X11D218-M1TGJ-T 0.3M | 32390 | 681865 | Proximity sensor, inductive, brass-nickel, M18, shielded, 11 mm, NC, 0.3 m pig-tail, DC 2-wire, no polarity
E2E-X11D218-R 2M | 31640 | 681878 | Proximity sensor, inductive, brass-nickel, M18, shielded, 11 mm, NC, 2 m cable robotic, DC 2-wire
E2E-X11D218-R 5M | 32980 | 681755 | Proximity sensor, inductive, brass-nickel, M18, shielded, 11 mm, NC, 5 m cable robotic, DC 2-wire
E2E-X11D218-T 2M | 29410 | 681659 | Proximity sensor, inductive, brass-nickel, M18, shielded, 11 mm, NC, 2 m cable, DC 2-wire, no polarity
E2E-X11D218-T 5M | 30750 | 681736 | Proximity sensor, inductive, brass-nickel, M18, shielded, 11 mm, NC, 5 m cable, DC 2-wire, no polarity
E2E-X11D218-TR 2M | 31640 | 681731 | Proximity sensor, inductive, brass-nickel, M18, shielded, 11 mm, NC, 2 m cable robotic, DC 2-wire, no polarity
E2E-X11D218-TR 5M | 32980 | 681722 | Proximity sensor, inductive, brass-nickel, M18, shielded, 11 mm, NC, 5 m cable robotic, DC 2-wire, no polarity
E2E-X12B1T18 2M | 21800 | 687511 | Proximity sensor, inductive, nickel-brass, short body, M18, shielded, 12 mm, DC, 3-wire, PNP NO, IO-Link COM3, 2 m cable
E2E-X12B1T18 5M | 23590 | 691126 | Proximity sensor, inductive, nickel-brass, short body, M18, shielded, 12 mm, DC, 3-wire, PNP NO, IO-Link COM3, 5 m prewired
E2E-X12B1T18-M1 | 21800 | 687510 | Proximity sensor, inductive, nickel-brass, short body, M18, shielded, 12 mm, DC, 3-wire, PNP NO, IO-Link COM3, M12 connector
E2E-X12B1T18-M1TJ 0.3M | 28670 | 687871 | Proximity sensor, inductive, nickel-brass, short body, M18, shielded, 12 mm, DC, 3-wire, PNP NO, IO-Link COM3, M12 pigtail Smartclick connector, 0.3 m
E2E-X12B1T18-R 2M | 23590 | 687997 | Proximity sensor, inductive, nickel-brass, short body, M18, shielded, 12 mm, DC, 3-wire, PNP NO, IO-Link COM3, 2 m robotic cable
E2E-X12B1TL18 2M | 23590 | 687868 | Proximity sensor, inductive, nickel-brass, long body, M18, shielded, 12 mm, DC, 3-wire, PNP NO, IO-Link COM3, 2 m cable
E2E-X12B1TL18-M1 | 23590 | 687866 | Proximity sensor, inductive, nickel-brass, long body, M18, shielded, 12 mm, DC, 3-wire, PNP NO, IO-Link COM3, M12 connector
E2E-X12B1TL18-M1TJ 0.3M | 28950 | 687867 | Proximity sensor, inductive, nickel-brass, long body, M18, shielded, 12 mm, DC, 3-wire, PNP NO, IO-Link COM3, M12 pigtail Smartclick connector, 0.3 m
E2E-X12B218 2M | 21800 | 691088 | Proximity sensor, inductive, nickel-brass, short body, M18, shielded, 12 mm, DC, 3-wire, PNP NC, 2 m cable
E2E-X12B218 5M | 23590 | 691125 | Proximity sensor, inductive, nickel-brass, short body, M18, shielded, 12 mm, DC, 3-wire, PNP NC, 5 m prewired
E2E-X12B218-M1 | 21800 | 691087 | Proximity sensor, inductive, nickel-brass, short body, M18, shielded, 12 mm, DC, 3-wire, PNP NC, M12 connector
E2E-X12B218-M1TJ 0.3M | 28670 | 699492 | Proximity sensor, inductive, nickel-brass, short body, M18, shielded, 12 mm, DC, 3-wire, PNP NC, M12 pigtail Smartclick connector, 0.3 m
E2E-X12B2L18 2M | 23590 | 698662 | Proximity sensor, inductive, nickel-brass, long body, M18, shielded, 12 mm, DC, 3-wire, PNP NC, 2 m cable
E2E-X12B2L18-M1 | 23590 | 698661 | Proximity sensor, inductive, nickel-brass, long body, M18, shielded, 12 mm, DC, 3-wire, PNP NC, M12 connector
E2E-X12B3D18 2M | 21800 | 696301 | Proximity sensor, inductive, nickel-brass, short body, M18, shielded, 12 mm, DC, 3-wire, PNP NO+NC, IO-Link COM2, 2 m cable
E2E-X12B3D18-M1 | 21800 | 687858 | Proximity sensor, inductive, nickel-brass, short body, M18, shielded, 12 mm, DC, 3-wire, PNP NO+NC, IO-Link COM2, M12 connector
E2E-X12B3D18-M1TJ 0.3M | 28670 | 687859 | Proximity sensor, inductive, nickel-brass, short body, M18, shielded, 12 mm, DC, 3-wire, PNP NO+NC, IO-Link COM2, M12 pigtail Smartclick connector, 0.3 m
E2E-X12B3DL18 2M | 23590 | 688753 | Proximity sensor, inductive, nickel-brass, long body, M18, shielded, 12 mm, DC, 3-wire, PNP NO+NC, IO-Link COM2, 2 m cable
E2E-X12B3DL18-M1 | 23590 | 687854 | Proximity sensor, inductive, nickel-brass, long body, M18, shielded, 12 mm, DC, 3-wire, PNP NO+NC, IO-Link COM2, M12 connector
E2E-X12C118 2M | 21800 | 691129 | Proximity sensor, inductive, nickel-brass, short body, M18, shielded, 12 mm, DC, 3-wire, NPN NO, 2 m cable
E2E-X12C118-M1 | 21800 | 687874 | Proximity sensor, inductive, nickel-brass, short body, M18, shielded, 12 mm, DC, 3-wire, NPN NO, M12 connector
E2E-X12C218 2M | 21800 | 689614 | Proximity sensor, inductive, nickel-brass, short body, M18, shielded, 12 mm, DC, 3-wire, NPN NC, 2 m cable
E2E-X12C218 5M | 23590 | 691128 | Proximity sensor, inductive, nickel-brass, short body, M18, shielded, 12 mm, DC, 3-wire, NPN NC, 5 m prewired
E2E-X12C218-M1 | 21800 | 691127 | Proximity sensor, inductive, nickel-brass, short body, M18, shielded, 12 mm, DC, 3-wire, NPN NC, M12 connector
E2E-X14B1T18 2M | 24380 | 687509 | Proximity sensor, inductive, nickel-brass, short body, M18, shielded, 14 mm, DC, 3-wire, PNP NO, IO-Link COM3, 2 m cable
E2E-X14B1T18-M1 | 24380 | 687507 | Proximity sensor, inductive, nickel-brass, short body, M18, shielded, 14 mm, DC, 3-wire, PNP NO, IO-Link COM3, M12 connector
E2E-X14B1T18-M1TJ 0.3M | 26600 | 687508 | Proximity sensor, inductive, nickel-brass, short body, M18, shielded, 14 mm, DC, 3-wire, PNP NO, IO-Link COM3, M12 pigtail Smartclick connector, 0.3 m
E2E-X14B1T18-M1TJR 0.3M | 38010 | 687870 | Proximity sensor, inductive, nickel-brass, short body, M18, shielded, 14 mm, DC, 3-wire, PNP NO, IO-Link COM3, M12 pigtail Smartclick connector, 0.3 m robotic cable
E2E-X14B1T18-R 2M | 25670 | 687996 | Proximity sensor, inductive, nickel-brass, short body, M18, shielded, 14 mm, DC, 3-wire, PNP NO, IO-Link COM3, 2 m robotic cable
E2E-X14B1TL18 2M | 24380 | 687865 | Proximity sensor, inductive, nickel-brass, long body, M18, shielded, 14 mm, DC, 3-wire, PNP NO, IO-Link COM3, 2 m cable
E2E-X14B1TL18-M1 | 24380 | 687863 | Proximity sensor, inductive, nickel-brass, long body, M18, shielded, 14 mm, DC, 3-wire, PNP NO, IO-Link COM3, M12 connector
E2E-X14B1TL18-M1TJ 0.3M | 30790 | 687864 | Proximity sensor, inductive, nickel-brass, long body, M18, shielded, 14 mm, DC, 3-wire, PNP NO, IO-Link COM3, M12 pigtail Smartclick connector, 0.3 m
E2E-X14B218 2M | 24380 | 698663 | Proximity sensor, inductive, nickel-brass, short body, M18, shielded, 14 mm, DC, 3-wire, PNP NC, 2 m cable
E2E-X14B218-M1 | 24380 | 689616 | Proximity sensor, inductive, nickel-brass, short body, M18, shielded, 14 mm, DC, 3-wire, PNP NC, M12 connector
E2E-X14B2L18 2M | 24380 | 698660 | Proximity sensor, inductive, nickel-brass, long body, M18, shielded, 14 mm, DC, 3-wire, PNP NC, 2 m cable
E2E-X14B2L18-M1 | 24380 | 698659 | Proximity sensor, inductive, nickel-brass, long body, M18, shielded, 14 mm, DC, 3-wire, PNP NC, M12 connector
E2E-X14C118-M1 | 24380 | 687514 | Proximity sensor, inductive, nickel-brass, short body, M18, shielded, 14 mm, DC, 3-wire, NPN NO, M12 connector
E2E-X14C1L18-M1 | 24380 | 689099 | Proximity sensor, inductive, nickel-brass, long body, M18, shielded, 14 mm, DC, 3-wire, NPN NO, M12 connector
E2E-X14C218 2M | 24380 | 689615 | Proximity sensor, inductive, nickel-brass, short body, M18, shielded, 14 mm, DC, 3-wire, NPN NC, 2 m cable
E2E-X14C218 5M | 25670 | 690489 | Proximity sensor, inductive, nickel-brass, short body, M18, shielded, 14 mm, DC, 3-wire, NPN NC, 5 m cable
E2E-X14C218-M1 | 24380 | 693663 | Proximity sensor, inductive, nickel-brass, short body, M18, shielded, 14 mm, DC, 3-wire, NPN NC, M12 connector
E2E-X14MD1 10M | 31020 | 241195
E2E-X14MD1 2M | 31020 | 238485 | Proximity sensor, inductive, M18, unshielded, 14mm, DC, 2-wire, NO, 2m cable
E2E-X14MD1 2M | 31030 | 708757 | Proximity sensor, inductive, M18, unshielded, 14mm, DC, 2-wire, NO, 2m cable
E2E-X14MD1 5M | 31030 | 708792 | Proximity sensor, inductive, M18, unshielded, 14mm, DC, 2-wire, NO, 5m cable
E2E-X14MD1 6M | 31030 | 708822 | Proximity sensor, inductive, M18, unshielded, 14mm, DC, 2-wire, NO, 6m cable
E2E-X14MD15 2M | 31020 | 241090 | Proximity sensor, inductive, M18, non-shielded, 14mm, DC, 2-wire, NO, cable 2 m
E2E-X14MD15 5M | 31020 | 241091
E2E-X14MD15L 2M | 31840 | 708690 | Proximity sensor, inductive, nickel-brass, long body, M18, unshielded, 14 mm, DC, 2-wire, NO, with polarity, different frequency, 2 m cable
E2E-X14MD15-M1 | 31020 | 241101
E2E-X14MD15-M1G | 31020 | 241164
E2E-X14MD15S 2M | 31020 | 241118
E2E-X14MD15S 5M | 31020 | 241119
E2E-X14MD1L 2M | 30310 | 708687 | Proximity sensor, inductive, nickel-brass, long body, M18, unshielded, 14 mm, DC, 2-wire, NO, with polarity, 2 m cable
E2E-X14MD1L 5M | 31640 | 708689 | Proximity sensor, inductive, nickel-brass, long body, M18, unshielded, 14 mm, DC, 2-wire, NO, with polarity, 5 m cable
E2E-X14MD1-M1 | 31020 | 238498 | Proximity sensor, inductive, M18, non-shielded, 14mm, DC, 2-wire, NO, connector M12
E2E-X14MD1-M1G | 31020 | 238547 | Proximity sensor, inductive, M18, unshielded, 14mm, DC, 2-wire, NO, M12 Connector
E2E-X14MD1-M1G | 31030 | 708751 | Proximity sensor, inductive, M18, unshielded, 14mm, DC, 2-wire, NO, M12 Connector
E2E-X14MD1-M1GJ 0.3M | 31020 | 238555 | Proximity sensor, inductive, M18, unshielded, 14 mm, DC, 2-wire, NO, Pig tail connector, M12
E2E-X14MD1-M1GJ 0.3M | 31030 | 708753 | Proximity sensor, inductive, M18, unshielded, 14 mm, DC, 2-wire, NO, Pig tail connector, M12
E2E-X14MD1-M1GJ 0.5M | 31030 | 708831 | Proximity sensor, inductive, M18, unshielded, 14 mm, DC, 2-wire, NO, Pig tail connector M12, 0.5 m cable
E2E-X14MD1-M1GJ 1M | 31020 | 241172
E2E-X14MD1-M1J 0.3M | 38350 | 241130 | Proximity sensor, inductive, M18, non-shielded, 14mm, DC, 2-wire, NO, Pig tail connector, M12
E2E-X14MD1-M1J 0.3M | 38350 | 708808 | Proximity sensor, inductive, M18, non-shielded, 14 mm, DC, 2-wire, NO, Pig tail connector, M12
E2E-X14MD1-R 2M | 31020 | 241176 | Proximity sensor, inductive, M18, non-shielded, 14mm, DC, 2-wire, NO, robotic cable 2 m
E2E-X14MD1S 2M | 31020 | 238506 | Proximity sensor, inductive
E2E-X14MD1S 5M | 31020 | 241117
E2E-X14MD1S-M1 | 31020 | 238512 | Proximity sensor, inductive, M18, non-shielded, 14mm, DC, 2-wire, NO, connector M12
E2E-X14MD2 2M | 31030 | 708799 | Proximity sensor, inductive, M18, non-shielded, 14mm, DC, 2-wire, NC, cable 2 m
E2E-X14MD2 5M | 31020 | 241094 | Proximity sensor, inductive, M18, non-shielded, 14 mm, DC, 2-wire, NC, cable 5 m
E2E-X14MD25 2M | 31020 | 241098
E2E-X14MD2L 2M | 30310 | 708688 | Proximity sensor, inductive, nickel-brass, long body, M18, unshielded, 14 mm, DC, 2-wire, NC, with polarity, 2 m cable
E2E-X14MD2-M1 | 31020 | 241104 | Cylindrical Proximity Switch, DC 2-Wire Model, Unshielded, M18, Sensing Distance 14 mm, Operation Mode NC, Connector Type
E2E-X14MD2-M1G | 31020 | 238548 | Proximity sensor, inductive, M18, non-shielded, 14mm, DC, 2-wire, NC, connector M12
E2E-X15B1D30 2M | 23240 | 694151 | Proximity sensor, inductive, nickel-brass, short body, M30, shielded, 15 mm, DC, 3-wire, PNP NO, IO-Link COM2, 2 m cable
E2E-X15B1D30-M1 | 23240 | 694150 | Proximity sensor, inductive, nickel-brass, short body, M30, shielded, 15 mm, DC, 3-wire, PNP NO, IO-Link COM2, M12 connector
E2E-X15B1T30 10M | 28550 | 700793 | Proximity sensor, inductive, nickel-brass, short body, M30, shielded, 15 mm, DC, 3-wire, PNP NO, IO-Link COM3, 10 m cable
E2E-X15B1T30 2M | 19360 | 687502 | Proximity sensor, inductive, nickel-brass, short body, M30, shielded, 15 mm, DC, 3-wire, PNP NO, IO-Link COM3, 2 m cable
E2E-X15B1T30 5M | 20950 | 696122 | Proximity sensor, inductive, nickel-brass, short body, M30, shielded, 15 mm, DC, 3-wire, PNP NO, IO-Link COM3, 5 m cable
E2E-X15B1T30-M1 | 19360 | 687501 | Proximity sensor, inductive, nickel-brass, short body, M30, shielded, 15 mm, DC, 3-wire, PNP NO, IO-Link COM3, M12 connector
E2E-X15B1T30-M1TJ 0.3M | 26210 | 687901 | Proximity sensor, inductive, nickel-brass, short body, M30, shielded, 15 mm, DC, 3-wire, PNP NO, IO-Link COM3, M12 pigtail Smartclick connector, 0.3 m
E2E-X15B1T30-R 2M | 20950 | 687980 | Proximity sensor, inductive, nickel-brass, short body, M30, shielded, 15 mm, DC, 3-wire, PNP NO, IO-Link COM3, 2 m robotic cable
E2E-X15B1TL30 2M | 22300 | 687977 | Proximity sensor, inductive, nickel-brass, long body, M30, shielded, 15 mm, DC, 3-wire, PNP NO, IO-Link COM3, 2 m cable
E2E-X15B1TL30 5M | 23430 | 696119 | Proximity sensor, inductive, nickel-brass, long body, M30, shielded, 15 mm, DC, 3-wire, PNP NO, IO-Link COM3, 5 m cable
E2E-X15B1TL30-M1 | 22300 | 687975 | Proximity sensor, inductive, nickel-brass, long body, M30, shielded, 15 mm, DC, 3-wire, PNP NO, IO-Link COM3, M12 connector
E2E-X15B1TL30-M1TJ 0.3M | 26760 | 687976 | Proximity sensor, inductive, nickel-brass, long body, M30, shielded, 15 mm, DC, 3-wire, PNP NO, IO-Link COM3, M12 pigtail Smartclick connector, 0.3 m
E2E-X15B230 10M | 28550 | 700792 | Proximity sensor, inductive, nickel-brass, short body, M30, shielded, 15 mm, DC, 3-wire, PNP NC, 10 m cable
E2E-X15B230 2M | 19360 | 694058 | Proximity sensor, inductive, nickel-brass, short body, M30, shielded, 15 mm, DC, 3-wire, PNP NC, 2 m cable
E2E-X15B230 5M | 20950 | 696121 | Proximity sensor, inductive, nickel-brass, short body, M30, shielded, 15 mm, DC, 3-wire, PNP NC, 5 m cable
E2E-X15B230-M1 | 19360 | 694057 | Proximity sensor, inductive, nickel-brass, short body, M30, shielded, 15 mm, DC, 3-wire, PNP NC, M12 connector
E2E-X15B2L30 2M | 22300 | 696120 | Proximity sensor, inductive, nickel-brass, long body, M30, shielded, 15 mm, DC, 3-wire, PNP NC, 2 m cable
E2E-X15B2L30 5M | 23430 | 698831 | Proximity sensor, inductive, nickel-brass, long body, M30, shielded, 15 mm, DC, 3-wire, PNP NC, 5 m cable
E2E-X15B2L30-M1 | 22300 | 694121 | Proximity sensor, inductive, nickel-brass, long body, M30, shielded, 15 mm, DC, 3-wire, PNP NC, M12 connector
E2E-X15B3D30 2M | 19360 | 694068 | Proximity sensor, inductive, nickel-brass, short body, M30, shielded, 15 mm, DC, 3-wire, PNP NO+NC, IO-Link COM2, 2 m cable
E2E-X15B3D30-M1 | 19360 | 687849 | Proximity sensor, inductive, nickel-brass, short body, M30, shielded, 15 mm, DC, 3-wire, PNP NO+NC, IO-Link COM2, M12 connector
E2E-X15B3D30-M1TJ 0.3M | 26210 | 699611 | Proximity sensor, inductive, nickel-brass, short body, M30, shielded, 15 mm, DC, 3-wire, PNP NO+NC, IO-Link COM2, M12 pigtail Smartclick connector, 0.3 m
E2E-X15B3DL30 2M | 22300 | 695081 | Proximity sensor, inductive, nickel-brass, long body, M30, shielded, 15 mm, DC, 3-wire, PNP NO+NC, IO-Link COM2, 2 m cable
E2E-X15B3DL30 5M | 23430 | 696226 | Proximity sensor, inductive, nickel-brass, long body, M30, shielded, 15 mm, DC, 3-wire, PNP NO+NC, IO-Link COM2, 5 m cable
E2E-X15B3DL30-M1 | 22300 | 695080 | Proximity sensor, inductive, nickel-brass, long body, M30, shielded, 15 mm, DC, 3-wire, PNP NO+NC, IO-Link COM2, M12 connector
E2E-X15C130 2M | 19360 | 694853 | Proximity sensor, inductive, nickel-brass, short body, M30, shielded, 15 mm, DC, 3-wire, NPN NO, 2 m cable
E2E-X15C130 5M | 20950 | 698833 | Proximity sensor, inductive, nickel-brass, short body, M30, shielded, 15 mm, DC, 3-wire, NPN NO, 5 m cable
E2E-X15C130-M1 | 19360 | 694852 | Proximity sensor, inductive, nickel-brass, short body, M30, shielded, 15 mm, DC, 3-wire, NPN NO, M12 connector
E2E-X15C1L30 2M | 22300 | 696300 | Proximity sensor, inductive, nickel-brass, long body, M30, shielded, 15 mm, DC, 3-wire, NPN NO, 2 m cable
E2E-X15C1L30 5M | 23430 | 699619 | Proximity sensor, inductive, nickel-brass, long body, M30, shielded, 15 mm, DC, 3-wire, NPN NO, 5 m cable
E2E-X15C1L30-M1 | 22300 | 696111 | Proximity sensor, inductive, nickel-brass, long body, M30, shielded, 15 mm, DC, 3-wire, NPN NO, M12 connector
E2E-X15C230 2M | 19360 | 698834 | Proximity sensor, inductive, nickel-brass, short body, M30, shielded, 15 mm, DC, 3-wire, NPN NC, 2 m cable
E2E-X15C230 5M | 20950 | 699621 | Proximity sensor, inductive, nickel-brass, short body, M30, shielded, 15 mm, DC, 3-wire, NPN NC, 5 m cable
E2E-X15C230-M1 | 19360 | 698832 | Proximity sensor, inductive, nickel-brass, short body, M30, shielded, 15 mm, DC, 3-wire, NPN NC, M12 connector
E2E-X15C2L30 2M | 22300 | 698906 | Proximity sensor, inductive, nickel-brass, long body, M30, shielded, 15 mm, DC, 3-wire, NPN NC, 2 m cable
E2E-X15C2L30 5M | 23430 | 699618 | Proximity sensor, inductive, nickel-brass, long body, M30, shielded, 15 mm, DC, 3-wire, NPN NC, 5 m cable
E2E-X15C2L30-M1 | 22300 | 699617 | Proximity sensor, inductive, nickel-brass, long body, M30, shielded, 15 mm, DC, 3-wire, NPN NC, M12 connector
E2E-X15C330 2M | 19360 | 694975 | Proximity sensor, inductive, nickel-brass, short body, M30, shielded, 15 mm, DC, 3-wire, NPN NO+NC, 2 m cable
E2E-X15C330-M1 | 19360 | 694974 | Proximity sensor, inductive, nickel-brass, short body, M30, shielded, 15 mm, DC, 3-wire, NPN NO+NC, M12 connector
E2E-X15C3L30 2M | 22300 | 699620 | Proximity sensor, inductive, nickel-brass, long body, M30, shielded, 15 mm, DC, 3-wire, NPN NO+NC, 2 m cable
E2E-X15C3L30-M1 | 22300 | 698863 | Proximity sensor, inductive, nickel-brass, long body, M30, shielded, 15 mm, DC, 3-wire, NPN NO+NC, M12 connector
E2E-X15D1-M1J-T 0.3M | 34240 | 708658 | Proximity sensor, inductive, nickel-brass, short body, M30, shielded, 15 mm, DC, 2-wire, NO, no polarity, M12 pigtail connector, 0.3 m
E2E-X15D1-M1TJ-T 0.3M | 34240 | 708657 | Proximity sensor, inductive, nickel-brass, short body, M30, shielded, 15 mm, DC, 2-wire, NO, no polarity, M12 pigtail Smartclick connector, 0.3 m
E2E-X15D1-T 2M | 31170 | 708660 | Proximity sensor, inductive, nickel-brass, short body, M30, shielded, 15 mm, DC, 2-wire, NO, no polarity, 2 m cable
E2E-X15D2-T 2M | 31170 | 708659 | Proximity sensor, inductive, nickel-brass, short body, M30, shielded, 15 mm, DC, 2-wire, NC, no polarity, 2 m cable
E2E-X16MB1D18 2M | 20350 | 694154 | Proximity sensor, inductive, nickel-brass, short body, M18, unshielded, 16 mm, DC, 3-wire, PNP NO, IO-Link COM2, 2 m cable
E2E-X16MB1D18-M1 | 20350 | 694152 | Proximity sensor, inductive, nickel-brass, short body, M18, unshielded, 16 mm, DC, 3-wire, PNP NO, IO-Link COM2, M12 connector
E2E-X16MB1T12 2M | 24380 | 688009 | Proximity sensor, inductive, nickel-brass, short body, M12, unshielded, 16 mm, DC, 3-wire, PNP NO, IO-Link COM3, 2 m cable
E2E-X16MB1T12-M1 | 24380 | 687516 | Proximity sensor, inductive, nickel-brass, short body, M12, unshielded, 16 mm, DC, 3-wire, PNP NO, IO-Link COM3, M12 connector
E2E-X16MB1T12-M1TJ 0.3M | 26600 | 687887 | Proximity sensor, inductive, nickel-brass, short body, M12, unshielded, 16 mm, DC, 3-wire, PNP NO, IO-Link COM3, M12 pigtail Smartclick connector, 0.3 m
E2E-X16MB1T12-R 2M | 25670 | 688008 | Proximity sensor, inductive, nickel-brass, short body, M12, unshielded, 16 mm, DC, 3-wire, PNP NO, IO-Link COM3, 2 m robotic cable
E2E-X16MB1T18 10M | 25110 | 700798 | Proximity sensor, inductive, nickel-brass, short body, M18, unshielded, 16 mm, DC, 3-wire, PNP NO, IO-Link COM3, 10 m cable
E2E-X16MB1T18 2M | 17830 | 687506 | Proximity sensor, inductive, nickel-brass, short body, M18, unshielded, 16 mm, DC, 3-wire, PNP NO, IO-Link COM3, 2 m cable
E2E-X16MB1T18 5M | 19360 | 696126 | Proximity sensor, inductive, nickel-brass, short body, M18, unshielded, 16 mm, DC, 3-wire, PNP NO, IO-Link COM3, 5 m cable
E2E-X16MB1T18-M1 | 17830 | 687505 | Proximity sensor, inductive, nickel-brass, short body, M18, unshielded, 16 mm, DC, 3-wire, PNP NO, IO-Link COM3, M12 connector
E2E-X16MB1T18-M1TJ 0.3M | 22300 | 687869 | Proximity sensor, inductive, nickel-brass, short body, M18, unshielded, 16 mm, DC, 3-wire, PNP NO, IO-Link COM3, M12 pigtail Smartclick connector, 0.3 m
E2E-X16MB1T18-R 2M | 19360 | 687995 | Proximity sensor, inductive, nickel-brass, short body, M18, unshielded, 16 mm, DC, 3-wire, PNP NO, IO-Link COM3, 2 m robotic cable
E2E-X16MB1TL12 2M | 24380 | 688000 | Proximity sensor, inductive, nickel-brass, long body, M12, unshielded, 16 mm, DC, 3-wire, PNP NO, IO-Link COM3, 2 m cable
E2E-X16MB1TL12-M1 | 24380 | 687878 | Proximity sensor, inductive, nickel-brass, long body, M12, unshielded, 16 mm, DC, 3-wire, PNP NO, IO-Link COM3, M12 connector
E2E-X16MB1TL12-M1TJ 0.3M | 30790 | 687999 | Proximity sensor, inductive, nickel-brass, long body, M12, unshielded, 16 mm, DC, 3-wire, PNP NO, IO-Link COM3, M12 pigtail Smartclick connector, 0.3 m
E2E-X16MB1TL18 2M | 19360 | 687991 | Proximity sensor, inductive, nickel-brass, long body, M18, unshielded, 16 mm, DC, 3-wire, PNP NO, IO-Link COM3, 2 m cable
E2E-X16MB1TL18 5M | 20950 | 698905 | Proximity sensor, inductive, nickel-brass, long body, M18, unshielded, 16 mm, DC, 3-wire, PNP NO, IO-Link COM3, 5 m cable
E2E-X16MB1TL18-M1 | 19360 | 687989 | Proximity sensor, inductive, nickel-brass, long body, M18, unshielded, 16 mm, DC, 3-wire, PNP NO, IO-Link COM3, M12 connector
E2E-X16MB1TL18-M1TJ 0.3M | 24190 | 687990 | Proximity sensor, inductive, nickel-brass, long body, M18, unshielded, 16 mm, DC, 3-wire, PNP NO, IO-Link COM3, M12 pigtail Smartclick connector, 0.3 m
E2E-X16MB212 2M | 24380 | 698690 | Proximity sensor, inductive, nickel-brass, short body, M12, unshielded, 16 mm, DC, 3-wire, PNP NC, 2 m cable
E2E-X16MB212-M1 | 24380 | 689613 | Proximity sensor, inductive, nickel-brass, short body, M12, unshielded, 16 mm, DC, 3-wire, PNP NC, M12 connector
E2E-X16MB218 2M | 17830 | 694060 | Proximity sensor, inductive, nickel-brass, short body, M18, unshielded, 16 mm, DC, 3-wire, PNP NC, 2 m cable
E2E-X16MB218 5M | 19360 | 698904 | Proximity sensor, inductive, nickel-brass, short body, M18, unshielded, 16 mm, DC, 3-wire, PNP NC, 5 m cable
E2E-X16MB218-M1 | 17830 | 694059 | Proximity sensor, inductive, nickel-brass, short body, M18, unshielded, 16 mm, DC, 3-wire, PNP NC, M12 connector
E2E-X16MB2L12 2M | 24380 | 698687 | Proximity sensor, inductive, nickel-brass, long body, M12, unshielded, 16 mm, DC, 3-wire, PNP NC, 2 m cable
E2E-X16MB2L12-M1 | 24380 | 698686 | Proximity sensor, inductive, nickel-brass, long body, M12, unshielded, 16 mm, DC, 3-wire, PNP NC, M12 connector
E2E-X16MB2L18 2M | 19360 | 694977 | Proximity sensor, inductive, nickel-brass, long body, M18, unshielded, 16 mm, DC, 3-wire, PNP NC, 2 m cable
E2E-X16MB2L18 5M | 20950 | 699660 | Proximity sensor, inductive, nickel-brass, long body, M18, unshielded, 16 mm, DC, 3-wire, PNP NC, 5 m cable
E2E-X16MB2L18-M1 | 19360 | 695823 | Proximity sensor, inductive, nickel-brass, long body, M18, unshielded, 16 mm, DC, 3-wire, PNP NC, M12 connector
E2E-X16MB3D18 2M | 17830 | 694153 | Proximity sensor, inductive, nickel-brass, short body, M18, unshielded, 16 mm, DC, 3-wire, PNP NO+NC, IO-Link COM2, 2 m cable
E2E-X16MB3D18-M1 | 17830 | 687856 | Proximity sensor, inductive, nickel-brass, short body, M18, unshielded, 16 mm, DC, 3-wire, PNP NO+NC, IO-Link COM2, M12 connector
E2E-X16MB3D18-M1TJ 0.3M | 22300 | 687857 | Proximity sensor, inductive, nickel-brass, short body, M18, unshielded, 16 mm, DC, 3-wire, PNP NO+NC, IO-Link COM2, M12 pigtail Smartclick connector, 0.3 m
E2E-X16MB3DL18 2M | 19360 | 694976 | Proximity sensor, inductive, nickel-brass, long body, M18, unshielded, 16 mm, DC, 3-wire, PNP NO+NC, IO-Link COM2, 2 m cable
E2E-X16MB3DL18-M1 | 19360 | 696112 | Proximity sensor, inductive, nickel-brass, long body, M18, unshielded, 16 mm, DC, 3-wire, PNP NO+NC, IO-Link COM2, M12 connector
E2E-X16MC112-M1 | 24380 | 687892 | Proximity sensor, inductive, nickel-brass, short body, M12, unshielded, 16 mm, DC, 3-wire, NPN NO, M12 connector
E2E-X16MC118 2M | 17830 | 694854 | Proximity sensor, inductive, nickel-brass, short body, M18, unshielded, 16 mm, DC, 3-wire, NPN NO, 2 m cable
E2E-X16MC118 5M | 19360 | 698894 | Proximity sensor, inductive, nickel-brass, short body, M18, unshielded, 16 mm, DC, 3-wire, NPN NO, 5 m cable
E2E-X16MC118-M1 | 17830 | 687873 | Proximity sensor, inductive, nickel-brass, short body, M18, unshielded, 16 mm, DC, 3-wire, NPN NO, M12 connector
E2E-X16MC1L18 2M | 19360 | 695825 | Proximity sensor, inductive, nickel-brass, long body, M18, unshielded, 16 mm, DC, 3-wire, NPN NO, 2 m cable
E2E-X16MC1L18 5M | 20950 | 698901 | Proximity sensor, inductive, nickel-brass, long body, M18, unshielded, 16 mm, DC, 3-wire, NPN NO, 5 m cable
E2E-X16MC1L18-M1 | 19360 | 695824 | Proximity sensor, inductive, nickel-brass, long body, M18, unshielded, 16 mm, DC, 3-wire, NPN NO, M12 connector
E2E-X16MC212 2M | 24380 | 689895 | Proximity sensor, inductive, nickel-brass, short body, M12, unshielded, 16 mm, DC, 3-wire, NPN NC, 2 m cable
E2E-X16MC218 2M | 17830 | 698893 | Proximity sensor, inductive, nickel-brass, short body, M18, unshielded, 16 mm, DC, 3-wire, NPN NC, 2 m cable
E2E-X16MC218 5M | 19360 | 698895 | Proximity sensor, inductive, nickel-brass, short body, M18, unshielded, 16 mm, DC, 3-wire, NPN NC, 5 m cable
E2E-X16MC218-M1 | 17830 | 694119 | Proximity sensor, inductive, nickel-brass, short body, M18, unshielded, 16 mm, DC, 3-wire, NPN NC, M12 connector
E2E-X16MC2L18 2M | 19360 | 698899 | Proximity sensor, inductive, nickel-brass, long body, M18, unshielded, 16 mm, DC, 3-wire, NPN NC, 2 m cable
E2E-X16MC2L18 5M | 20950 | 699662 | Proximity sensor, inductive, nickel-brass, long body, M18, unshielded, 16 mm, DC, 3-wire, NPN NC, 5 m cable
E2E-X16MC2L18-M1 | 19360 | 698858 | Proximity sensor, inductive, nickel-brass, long body, M18, unshielded, 16 mm, DC, 3-wire, NPN NC, M12 connector
E2E-X16MC318 2M | 17830 | 699664 | Proximity sensor, inductive, nickel-brass, short body, M18, unshielded, 16 mm, DC, 3-wire, NPN NO+NC, 2 m cable
E2E-X16MC318-M1 | 17830 | 694157 | Proximity sensor, inductive, nickel-brass, short body, M18, unshielded, 16 mm, DC, 3-wire, NPN NO+NC, M12 connector
E2E-X16MC3L18 2M | 19360 | 698900 | Proximity sensor, inductive, nickel-brass, long body, M18, unshielded, 16 mm, DC, 3-wire, NPN NO+NC, 2 m cable
E2E-X16MC3L18-M1 | 19360 | 698859 | Proximity sensor, inductive, nickel-brass, long body, M18, unshielded, 16 mm, DC, 3-wire, NPN NO+NC, M12 connector
E2E-X16MD1L-T 2M | 30310 | 708670 | Proximity sensor, inductive, nickel-brass, long body, M18, unshielded, 16 mm, DC, 2-wire, NO, no polarity, 2 m cable
E2E-X16MD2L-T 2M | 30310 | 708669 | Proximity sensor, inductive, nickel-brass, long body, M18, unshielded, 16 mm, DC, 2-wire, NC, no polarity, 2 m cable
E2E-X18MB1T30 2M | 19360 | 699440 | Proximity sensor, inductive, nickel-brass, short body, M30, unshielded, 18 mm, DC, 3-wire, PNP NO, IO-Link COM3, 2 m cable
E2E-X18MB1T30 5M | 20950 | 700069 | Proximity sensor, inductive, nickel-brass, short body, M30, unshielded, 18 mm, DC, 3-wire, PNP NO, IO-Link COM3, 5 m cable
E2E-X18MB1T30-M1 | 19360 | 696323 | Proximity sensor, inductive, nickel-brass, short body, M30, unshielded, 30 mm, DC, 3-wire, PNP NO, IO-Link COM3, M12 connector
E2E-X18MB1T30-M1TJ 0.3M | 26210 | 699970 | Proximity sensor, inductive, nickel-brass, short body, M30, unshielded, 18 mm, DC, 3-wire, PNP NO, IO-Link COM3, M12 pigtail Smartclick connector, 0.3 m
E2E-X18MB1T30-R 2M | 20950 | 700020 | Proximity sensor, inductive, nickel-brass, short body, M30, unshielded, 18 mm, DC, 3-wire, PNP NO, IO-Link COM3, 2 m robotic cable
E2E-X18MB1TL30 2M | 22300 | 700016 | Proximity sensor, inductive, nickel-brass, long body, M30, unshielded, 18 mm, DC, 3-wire, PNP NO, IO-Link COM3, 2 m cable
E2E-X18MB1TL30 5M | 23430 | 699937 | Proximity sensor, inductive, nickel-brass long body, M30, unshielded, 18 mm, DC, 3-wire, PNP NO, IO-Link COM3, 5 m prewired
E2E-X18MB1TL30-M1 | 22300 | 699935 | Proximity sensor, inductive, nickel-brass long body, M30, unshielded, 18 mm, DC, 3-wire, PNP NO, IO-Link COM3, M12 connector
E2E-X18MB230 2M | 19360 | 700017 | Proximity sensor, inductive, nickel-brass, short body, M30, unshielded, 18 mm, DC, 3-wire, PNP NC, 2 m cable
E2E-X18MB230 5M | 20950 | 700068 | Proximity sensor, inductive, nickel-brass, short body, M30, unshielded, 18 mm, DC, 3-wire, PNP NC, 5 m cable
E2E-X18MB230-M1 | 19360 | 699969 | Proximity sensor, inductive, nickel-brass, short body, M30, unshielded, 18 mm, DC, 3-wire, PNP NC, M12 connector
E2E-X18MB2L30 2M | 22300 | 700015 | Proximity sensor, inductive, nickel-brass, long body, M30, unshielded, 18 mm, DC, 3-wire, PNP NC, 2 m cable
E2E-X18MB2L30-M1 | 22300 | 699968 | Proximity sensor, inductive, nickel-brass, long body, M30, unshielded, 18 mm, DC, 3-wire, PNP NC, M12 connector
E2E-X18MC130 2M | 19360 | 699506 | Proximity sensor, inductive, nickel-brass, long body, M30, unshielded, 18 mm, DC, 3-wire, NPN NO, 2 m cable
E2E-X18MC130 5M | 20950 | 700072 | Proximity sensor, inductive, nickel-brass, short body, M30, unshielded, 18 mm, DC, 3-wire, NPN NO, 5 m cable
E2E-X18MC130-M1 | 19360 | 699971 | Proximity sensor, inductive, nickel-brass, short body, M30, unshielded, 18 mm, DC, 3-wire, NPN NO, M12 connector
E2E-X18MC130-M1TJ 0.3M | 26210 | 699972 | Proximity sensor, inductive, nickel-brass, short body, M30, unshielded, 18 mm, DC, 3-wire, NPN NO, M12 pigtail Smartclick connector, 0.3 m
E2E-X18MC130-R 2M | 20950 | 700021 | Proximity sensor, inductive, nickel-brass, short body, M30, unshielded, 18 mm, DC, 3-wire, PNP NO, IO-Link COM3, 2 m robotic cable
E2E-X18MC1L30 2M | 22300 | 700019 | Proximity sensor, inductive, nickel-brass, long body, M30, unshielded, 18 mm, DC, 3-wire, NPN NO, 2 m cable
E2E-X18MC1L30 5M | 23430 | 700070 | Proximity sensor, inductive, nickel-brass, long body, M30, unshielded, 18 mm, DC, 3-wire, NPN NO, 5 m cable
E2E-X18MC1L30-M1 | 22300 | 699967 | Proximity sensor, inductive, nickel-brass, long body, M30, unshielded, 18 mm, DC, 3-wire, NPN NO, M12 connector
E2E-X18MC230 2M | 19360 | 700022 | Proximity sensor, inductive, nickel-brass, short body, M30, unshielded, 18 mm, DC, 3-wire, NPN NC, 2 m cable
E2E-X18MC230 5M | 20950 | 700071 | Proximity sensor, inductive, nickel-brass, short body, M30, unshielded, 18 mm, DC, 3-wire, NPN NC, 5 m cable
E2E-X18MC230-M1 | 19360 | 699973 | Proximity sensor, inductive, nickel-brass, short body, M30, unshielded, 18 mm, DC, 3-wire, NPN NC, M12 connector
E2E-X18MC2L30 2M | 22300 | 700018 | Proximity sensor, inductive, nickel-brass, long body, M30, unshielded, 18 mm, DC, 3-wire, NPN NC, 2 m cable
E2E-X18MC2L30-M1 | 22300 | 699966 | Proximity sensor, inductive, nickel-brass, long body, M30, unshielded, 18 mm, DC, 3-wire, NPN NC, M12 connector
E2E-X18MY1 10M | 41530 | 241038
E2E-X18MY1 2M | 41530 | 238411 | Proximity sensor, inductive, M30, unshielded, 18mm, AC, 2-wire, NO, 2m cable
E2E-X18MY1 5M | 41530 | 238424
E2E-X18MY15 2M | 41530 | 241075 | Proximity sensor, inductive, M30, non-shielded, 18mm, AC, 2-wire, NO, cable 2 m
E2E-X18MY15 5M | 41530 | 241076
E2E-X18MY1-M1 | 41530 | 238442 | Proximity sensor, inductive
E2E-X18MY1-M1J 1M | 41530 | 241149
E2E-X18MY1-US 2M | 47680 | 669689 | Proximity sensor, inductive, M30, unshielded, 18mm, AC, 2-wire, NO, 2m cable, UL listed
E2E-X18MY2 10M | 41530 | 241039 | Proximity sensor, inductive, M30, unshielded, 18 mm, AC, 2-wire, NC, 10 m cable
E2E-X18MY2 2M | 41530 | 238412 | Proximity sensor, inductive, M30, unshielded, 18 mm, AC, 2-wire, NC, 2 m cable
E2E-X18MY2 5M | 41530 | 241045 | Proximity sensor, inductive, M30, unshielded, 18 mm, AC, 2-wire, NC, 5 m cable
E2E-X18MY2-M1 | 41530 | 241046 | Proximity sensor, inductive, M30, non-shielded, 18mm, AC, 2-wire, NC, connector M12
E2E-X18MY2-US 2M | 47680 | 669690 | Proximity sensor, inductive, M30, unshielded, 18mm, AC, 2-wire, NC, 2m cable, UL listed
E2E-X1R5B1T8 2M | 17830 | 696140 | Proximity sensor, inductive, short SUS body M8, shielded, 1.5 mm, DC, 3-wire, PNP NO, IO-Link COM3, 2 m cable
E2E-X1R5B1T8 5M | 19360 | 698875 | Proximity sensor, inductive, short SUS body M8, shielded, 1.5 mm, DC, 3-wire, PNP NO, IO-Link COM3, 5 m cable
E2E-X1R5B1T8-M1 | 17830 | 692763 | Proximity sensor, inductive, short SUS body M8, shielded, 1.5 mm, DC, 3-wire, PNP NO, IO-Link COM3, M12 connector
E2E-X1R5B1T8-M3 | 18380 | 698867 | Proximity sensor, inductive, SUS short body, M8, shielded, 1.5 mm, DC, 3-wire, PNP NO, IO-Link COM3, M8 connector 4 pins
E2E-X1R5B1T8-M5 | 18380 | 698869 | Proximity sensor, inductive, SUS short body, M8, shielded, 1.5 mm, DC, 3-wire, PNP NO, IO-Link COM3, M8 connector 3 pin
E2E-X1R5B1T8-R 2M | 19360 | 700039 | Proximity sensor, inductive, SUS body, short body, M8, shielded, 1.5 mm, DC, 3-wire, PNP NO, IO-Link COM3, 2 m robotic cable
E2E-X1R5B1T8-R 5M | 21030 | 700085 | Proximity sensor, inductive, short SUS body M8, shielded, 1.5 mm, DC, 3-wire, PNP NO, IO-Link COM3, 5 m robotic cable
E2E-X1R5B1TL8 2M | 19360 | 698877 | Proximity sensor, inductive, SUS long body, M8, shielded, 1.5 mm, DC, 3-wire, PNP NO, IO-Link COM3, 2 m cable
E2E-X1R5B1TL8 5M | 20950 | 699659 | Proximity sensor, inductive, SUS long body, M8, shielded, 1.5 mm, DC, 3-wire, PNP NO, IO-Link COM3, 5 m cable
E2E-X1R5B1TL8-M1 | 19360 | 698847 | Proximity sensor, inductive, SUS body, long body, M8, shielded, 1.5 mm, DC, 3-wire, PNP NO, IO-Link COM3, M12 connector
E2E-X1R5B1TL8-M3 | 20080 | 699671 | Proximity sensor, inductive, SUS body, long body, M8, shielded, 1.5 mm, DC, 3-wire, PNP NO, IO-Link COM3, M8 connector 4 pins
E2E-X1R5B1TL8-M5 | 20080 | 698870 | Proximity sensor, inductive, SUS long body, M8, shielded, 1.5 mm, DC, 3-wire, PNP NO, IO-Link COM3, M8 connector 3 pins
E2E-X1R5B28 2M | 17830 | 698874 | Proximity sensor, inductive, short SUS body M8, shielded, 1.5 mm, DC, 3-wire, PNP NC, 2 m cable
E2E-X1R5B28 5M | 19360 | 700086 | Proximity sensor, inductive, short SUS body M8, shielded, 1.5 mm, DC, 3-wire, PNP NC, 5 m cable
E2E-X1R5B28-M1 | 17830 | 698845 | Proximity sensor, inductive, short SUS body M8, shielded, 1.5 mm, DC, 3-wire, PNP NC, M12 connector
E2E-X1R5B28-M3 | 18380 | 699963 | Proximity sensor, inductive, short SUS body M8, shielded, 1.5 mm, DC, 3-wire, PNP NC, M8 connector 4 pins
E2E-X1R5B28-R 5M | 21030 | 700084 | Proximity sensor, inductive, short SUS body M8, shielded, 1.5 mm, DC, 3-wire, PNP NC, 5 m robotic cable
E2E-X1R5C18 2M | 17830 | 698871 | Proximity sensor, inductive, short SUS body M8, shielded, 1.5 mm, DC, 3-wire, NPN NO, 2 m cable
E2E-X1R5C18 5M | 19360 | 699654 | Proximity sensor, inductive, short SUS body M8, shielded, 1.5 mm, DC, 3-wire, NPN NO, 5 m cable
E2E-X1R5C18-M1 | 17830 | 699628 | Proximity sensor, inductive, short SUS body M8, shielded, 1.5 mm, DC, 3-wire, NPN NO, M12 connector
E2E-X1R5C18-M3 | 18380 | 699959 | Proximity sensor, inductive, short SUS body M8, shielded, 1.5 mm, DC, 3-wire, NPN NO, M8 connector 4 pins
E2E-X1R5C18-M5 | 18380 | 699627 | Proximity sensor, inductive, short SUS body M8, shielded, 1.5 mm, DC, 3-wire, NPN NO, M8 connector 3 pins
E2E-X1R5C18-R 2M | 19360 | 700040 | Proximity sensor, inductive, short SUS body M8, shielded, 1.5 mm, DC, 3-wire, NPN NO, 2 m robotic cable
E2E-X1R5C1L8-M5 | 20080 | 699650 | Proximity sensor, inductive, long SUS body M8, shielded, 1.5 mm, DC, 3-wire, NPN NO, M8 connector 3 pins
E2E-X1R5C28 2M | 17830 | 699655 | Proximity sensor, inductive, short SUS body M8, shielded, 1.5 mm, DC, 3-wire, NPN NC, 2 m cable
E2E-X1R5C28 5M | 19360 | 700087 | Proximity sensor, inductive, short SUS body M8, shielded, 1.5 mm, DC, 3-wire, NPN NC, 5 m prewired
E2E-X1R5C28-M1 | 17830 | 699990 | Proximity sensor, inductive, short SUS body M8, shielded, 1.5 mm, DC, 3-wire, NPN NC, M12 connector
E2E-X1R5C28-M3 | 18380 | 699960 | Proximity sensor, inductive, short SUS body M8, shielded, 1.5 mm, DC, 3-wire, NPN NC, M8 connector 4 pins
E2E-X1R5D1-M1TGJ 0.3M | 25120 | 681687 | Proximity sensor, inductive, brass-nickel, M8, shielded, 1.5 mm, NO, 0.3 m pig-tail, DC 2-wire
E2E-X1R5D1-M1TGJ-T 0.3M | 25120 | 681713 | Proximity sensor, inductive, brass-nickel, M8, shielded, 1.5 mm, NO, 0.3 m pig-tail, DC 2-wire, no polarity
E2E-X1R5D1-N 2M | 22330 | 681795 | Proximity sensor, inductive, brass-nickel, M8, shielded, 1.5 mm, NO, 2 m cable, DC 2-wire
E2E-X1R5D1-N 5M | 23630 | 681651 | Proximity sensor, inductive, brass-nickel, M8, shielded, 1.5 mm, NO, 5 m cable, DC 2-wire
E2E-X1R5D1-R-N 2M | 24530 | 681812 | Proximity sensor, inductive, brass-nickel, M8, shielded, 1.5 mm, NO, 2 m cable robotic, DC 2-wire
E2E-X1R5D1-R-N 5M | 25860 | 681689 | Proximity sensor, inductive, brass-nickel, M8, shielded, 1.5 mm, NO, 5 m cable robotic, DC 2-wire
E2E-X1R5D1-T-N 2M | 22330 | 681668 | Proximity sensor, inductive, brass-nickel, M8, shielded, 1.5 mm, NO, 2 m cable, DC 2-wire, no polarity
E2E-X1R5D1-T-N 5M | 23630 | 681664 | Proximity sensor, inductive, brass-nickel, M8, shielded, 1.5 mm, NO, 5 m cable, DC 2-wire, no polarity
E2E-X1R5D1-TR-N 2M | 23630 | 681661 | Proximity sensor, inductive, brass-nickel, M8, shielded, 1.5 mm, NO, 2 m cable robotic, DC 2-wire, no polarity
E2E-X1R5D1-TR-N 5M | 25860 | 681775 | Proximity sensor, inductive, brass-nickel, M8, shielded, 1.5 mm, NO, 5 m cable robotic, DC 2-wire, no polarity
E2E-X1R5D2-M1TGJ 0.3M | 22860 | 681885 | Proximity sensor, inductive, brass-nickel, M8, shielded, 1.5 mm, NC, 0.3 m pig-tail, DC 2-wire
E2E-X1R5D2-M1TGJ-T 0.3M | 24190 | 681662 | Proximity sensor, inductive, brass-nickel, M8, shielded, 1.5 mm, NC, 0.3 m pig-tail, DC 2-wire, no polarity
E2E-X1R5D2-N 2M | 24530 | 681720 | Proximity sensor, inductive, brass-nickel, M8, shielded, 1.5 mm, NC, 2 m cable, DC 2-wire
E2E-X1R5D2-N 5M | 24530 | 681735 | Proximity sensor, inductive, brass-nickel, M8, shielded, 1.5 mm, NC, 5 m cable, DC 2-wire
E2E-X1R5D2-R-N 2M | 24530 | 681869 | Proximity sensor, inductive, brass-nickel, M8, shielded, 1.5 mm, NC, 2 m cable robotic, DC 2-wire
E2E-X1R5D2-R-N 5M | 25860 | 681803 | Proximity sensor, inductive, brass-nickel, M8, shielded, 1.5 mm, NC, 5 m cable robotic, DC 2-wire
E2E-X1R5D2-T-N 2M | 22330 | 681675 | Proximity sensor, inductive, brass-nickel, M8, shielded, 1.5 mm, NC, 2 m cable, DC 2-wire, no polarity
E2E-X1R5D2-T-N 5M | 23630 | 681655 | Proximity sensor, inductive, brass-nickel, M8, shielded, 1.5 mm, NC, 5 m cable, DC 2-wire, no polarity
E2E-X1R5D2-TR-N 2M | 24530 | 681851 | Proximity sensor, inductive, brass-nickel, M8, shielded, 1.5 mm, NC, 2 m cable robotic, DC 2-wire, no polarity
E2E-X1R5D2-TR-N 5M | 25860 | 681757 | Proximity sensor, inductive, brass-nickel, M8, shielded, 1.5 mm, NC, 5 m cable robotic, DC 2-wire, no polarity
E2E-X1R5E1-M1 | 26550 | 238443 | Proximity sensor, inductive, M8, shielded, 1.5 mm, DC, 3-wire, NPN-NO, connector
E2E-X20D130 2M | 31170 | 681883 | Proximity sensor, inductive, brass-nickel, M30, shielded, 20 mm, NO, 2 m cable, DC 2-wire
E2E-X20D130 5M | 32540 | 681897 | Proximity sensor, inductive, brass-nickel, M30, shielded, 20 mm, NO, 5 m cable, DC 2-wire
E2E-X20D130-M1TGJ 0.3M | 34240 | 681888 | Proximity sensor, inductive, brass-nickel, M30, shielded, 20 mm, NO, 0.3 m pig-tail, DC 2-wire
E2E-X20D130-M1TGJ-T 0.3M | 34240 | 681732 | Proximity sensor, inductive, brass-nickel, M30, shielded, 20 mm, NO, 0.3 m pig-tail, DC 2-wire, no polarity
E2E-X20D130-R 2M | 33420 | 681750 | Proximity sensor, inductive, brass-nickel, M30, shielded, 20 mm, NO, 2 m cable robotic, DC 2-wire
E2E-X20D130-R 5M | 34760 | 681698 | Proximity sensor, inductive, brass-nickel, M30, shielded, 20 mm, NO, 5 m cable robotic, DC 2-wire
E2E-X20D130-T 2M | 31170 | 681768 | Proximity sensor, inductive, brass-nickel, M30, shielded, 20 mm, NO, 2 m cable, DC 2-wire, no polarity
E2E-X20D130-T 5M | 32540 | 681792 | Proximity sensor, inductive, brass-nickel, M30, shielded, 20 mm, NO, 5 m cable, DC 2-wire, no polarity
E2E-X20D130-TR 2M | 32540 | 681637 | Proximity sensor, inductive, brass-nickel, M30, shielded, 20 mm, NO, 2 m cable robotic, DC 2-wire, no polarity
E2E-X20D130-TR 5M | 34760 | 681673 | Proximity sensor, inductive, brass-nickel, M30, shielded, 20 mm, NO, 5 m cable robotic, DC 2-wire, no polarity
E2E-X20D230 2M | 31170 | 681692 | Proximity sensor, inductive, brass-nickel, M30, shielded, 20 mm, NC, 2 m cable, DC 2-wire
E2E-X20D230 5M | 32540 | 681744 | Proximity sensor, inductive, brass-nickel, M30, shielded, 20 mm, NC, 5 m cable, DC 2-wire
E2E-X20D230-M1TGJ 0.3M | 34240 | 681781 | Proximity sensor, inductive, brass-nickel, M30, shielded, 20 mm, NC, 0.3 m pig-tail, DC 2-wire
E2E-X20D230-M1TGJ-T 0.3M | 34240 | 681694 | Proximity sensor, inductive, brass-nickel, M30, shielded, 20 mm, NC, 0.3 m pig-tail, DC 2-wire, no polarity
E2E-X20D230-R 2M | 33420 | 681691 | Proximity sensor, inductive, brass-nickel, M30, shielded, 20 mm, NC, 2 m cable robotic, DC 2-wire
E2E-X20D230-R 5M | 34760 | 681752 | Proximity sensor, inductive, brass-nickel, M30, shielded, 20 mm, NC, 5 m cable robotic, DC 2-wire
E2E-X20D230-T 2M | 31170 | 681874 | Proximity sensor, inductive, brass-nickel, M30, shielded, 20 mm, NC, 2 m cable, DC 2-wire, no polarity
E2E-X20D230-T 5M | 32540 | 681894 | Proximity sensor, inductive, brass-nickel, M30, shielded, 20 mm, NC, 5 m cable, DC 2-wire, no polarity
E2E-X20D230-TR 2M | 33420 | 681852 | Proximity sensor, inductive, brass-nickel, M30, shielded, 20 mm, NC, 2 m cable robotic, DC 2-wire, no polarity
E2E-X20D230-TR 5M | 34760 | 681760 | Proximity sensor, inductive, brass-nickel, M30, shielded, 20 mm, NC, 5 m cable robotic, DC 2-wire, no polarity
E2E-X20MB1TL18 2M | 23590 | 687988 | Proximity sensor, inductive, nickel-brass, long body, M18, unshielded, 20 mm, DC, 3-wire, PNP NO, IO-Link COM3, 2 m cable
E2E-X20MB1TL18-M1 | 23590 | 687985 | Proximity sensor, inductive, nickel-brass, long body, M18, unshielded, 20 mm, DC, 3-wire, PNP NO, IO-Link COM3, M12 connector
E2E-X20MB1TL18-M1TJ 0.3M | 28950 | 687986 | Proximity sensor, inductive, nickel-brass, long body, M18, unshielded, 20 mm, DC, 3-wire, PNP NO, IO-Link COM3, M12 pigtail Smartclick connector, 0.3 m
E2E-X20MB1TL18-R 2M | 24830 | 687987 | Proximity sensor, inductive, nickel-brass, long body, M18, unshielded, 20 mm, DC, 3-wire, PNP NO, IO-Link COM3, 2 m robotic cable
E2E-X20MB2L18 2M | 23590 | 698685 | Proximity sensor, inductive, nickel-brass, long body, M18, unshielded, 20 mm, DC, 3-wire, PNP NC, 2 m cable
E2E-X20MB2L18-M1 | 23590 | 698684 | Proximity sensor, inductive, nickel-brass, long body, M18, unshielded, 20 mm, DC, 3-wire, PNP NC, M12 connector
E2E-X20MB3DL18 2M | 23590 | 688752 | Proximity sensor, inductive, nickel-brass, long body, M18, unshielded, 20 mm, DC, 3-wire, PNP NO+NC, IO-Link COM2, 2 m cable
E2E-X20MB3DL18-M1 | 23590 | 688751 | Proximity sensor, inductive, nickel-brass, long body, M18, unshielded, 20 mm, DC, 3-wire, PNP NO+NC, IO-Link COM2, M12 connector
E2E-X20MC1L18 2M | 23590 | 699323 | Proximity sensor, inductive, nickel-brass, long body, M18, unshielded, 20 mm, DC, 3-wire, NPN NO, 2 m cable
E2E-X20MD1 10M | 35450 | 241199
E2E-X20MD1 2M | 35450 | 238487 | Proximity sensor, inductive, M30, unshielded, 20mm, DC, 2-wire, NO, 2m cable
E2E-X20MD1 2M | 35460 | 708758 | Proximity sensor, inductive, M30, unshielded, 20 mm, DC, 2-wire, NO, 2 m cable
E2E-X20MD1 5M | 35460 | 708793 | Proximity sensor, inductive, M30, unshielded, 20 mm, DC, 2-wire, NO, 2 m cable
E2E-X20MD15 2M | 35450 | 238490
E2E-X20MD15 5M | 35450 | 241092
E2E-X20MD15L 2M | 32080 | 708661 | Proximity sensor, inductive, nickel-brass, long body, M30, unshielded, 20 mm, DC, 2-wire, NO, with polarity, different frequency, 2 m cable
E2E-X20MD15-M1 | 35450 | 241102
E2E-X20MD15-M1G | 35450 | 241165
E2E-X20MD15S 2M | 35450 | 241121
E2E-X20MD1L 2M | 32080 | 708664 | Proximity sensor, inductive, nickel-brass, long body, M30, unshielded, 20 mm, DC, 2-wire, NO, with polarity, 2 m cable
E2E-X20MD1L 5M | 33420 | 708662 | Proximity sensor, inductive, nickel-brass, long body, M30, unshielded, 20 mm, DC, 2-wire, NO, with polarity, 5 m cable
E2E-X20MD1L18 2M | 30310 | 681879 | Proximity sensor, inductive, brass-nickel, M18, non-shielded, 20 mm, NO, 2 m cable, DC 2-wire
E2E-X20MD1L18 5M | 31640 | 681765 | Proximity sensor, inductive, brass-nickel, M18, non-shielded, 20 mm, NO, 5 m cable, DC 2-wire
E2E-X20MD1L18-M1TGJ 0.3M | 33320 | 681835 | Proximity sensor, inductive, brass-nickel, M18, non-shielded, 20 mm, NO, 0.3 m pig-tail, DC 2-wire
E2E-X20MD1L18-M1TGJ-T 0.3M | 33320 | 681677 | Proximity sensor, inductive, brass-nickel, M18, non-shielded, 20 mm, NO, 0.3 m pig-tail, DC 2-wire, no polarity
E2E-X20MD1L18-R 2M | 32540 | 681746 | Proximity sensor, inductive, brass-nickel, M18, non-shielded, 20 mm, NO, 2 m cable robotic, DC 2-wire
E2E-X20MD1L18-R 5M | 33850 | 681679 | Proximity sensor, inductive, brass-nickel, M18, non-shielded, 20 mm, NO, 5 m cable robotic, DC 2-wire
E2E-X20MD1L18-T 2M | 30310 | 681784 | Proximity sensor, inductive, brass-nickel, M18, non-shielded, 20 mm, NO, 2 m cable, DC 2-wire, no polarity
E2E-X20MD1L18-T 5M | 31640 | 681699 | Proximity sensor, inductive, brass-nickel, M18, non-shielded, 20 mm, NO, 5 m cable, DC 2-wire, no polarity
E2E-X20MD1L18-TR 2M | 31640 | 681906 | Proximity sensor, inductive, brass-nickel, M18, non-shielded, 20 mm, NO, 2 m cable robotic, DC 2-wire, no polarity
E2E-X20MD1L18-TR 5M | 33850 | 681704 | Proximity sensor, inductive, brass-nickel, M18, non-shielded, 20 mm, NO, 5 m cable robotic, DC 2-wire, no polarity
E2E-X20MD1-M1 | 35450 | 238499 | Proximity sensor, inductive, M30, non-shielded, 20mm, DC, 2-wire, NO, connector M12
E2E-X20MD1-M1G | 35460 | 708825 | Proximity sensor, inductive, M30, non-shielded, 20mm, DC, 2-wire, NO, connector M12
E2E-X20MD1-M1GJ 0.3M | 35450 | 238557 | Proximity sensor, inductive, M30, non-shielded, 20mm, DC, 2-wire, NO, pig-tail connector M12
E2E-X20MD1-M1GJ 0.3M | 35460 | 708832 | Proximity sensor, inductive, M30, non-shielded, 20mm, DC, 2-wire, NO, pig-tail connector M12
E2E-X20MD1-M1GJ 0.5M | 35450 | 241173
E2E-X20MD1-M1GJ 1M | 35450 | 238558
E2E-X20MD1-M1GJ-T 0.3M | 54850 | 241157 | Proximity sensor, inductive, M30, non-shielded, 20mm, DC, 2-wire, NO, pig-tail connector M12
E2E-X20MD1-M1GJ-T 0.3M | 54850 | 708821 | Proximity sensor, inductive, M30, non-shielded, 20mm, DC, 2-wire, NO, pig-tail connector M12
E2E-X20MD1-M1J 0.3M | 42170 | 241131 | Proximity sensor, inductive, M30, non-shielded, 20mm, DC, 2-wire, NO, pig-tail connector M12
E2E-X20MD1-M1J 0.3M | 42170 | 708809 | Proximity sensor, inductive, M30, non-shielded, 20mm, DC, 2-wire, NO, pig-tail connector M12
E2E-X20MD1-R 2M | 35450 | 241177 | Proximity sensor, inductive, M30, non-shielded, 20mm, DC, 2-wire, NO, robotic cable 2 m
E2E-X20MD1S 2M | 35450 | 238507 | Proximity sensor, inductive, M30, non-shielded, 20mm, DC, 2-wire, NO, cable 2 m
E2E-X20MD1S 5M | 35450 | 241120
E2E-X20MD1S-M1 | 35450 | 238513 | Cylindrical Proximity Switch, DC 2-Wire Model, Unshielded, M30, Sensing Distance 20 mm, Operation Mode NO, Connector Type
E2E-X20MD2 2M | 35450 | 238495 | Proximity sensor
E2E-X20MD2 5M | 35450 | 241095
E2E-X20MD25 2M | 35450 | 241099
E2E-X20MD2L 2M | 32080 | 708663 | Proximity sensor, inductive, nickel-brass, long body, M30, unshielded, 20 mm, DC, 2-wire, NC, with polarity, 2 m cable
E2E-X20MD2L18 2M | 30310 | 681714 | Proximity sensor, inductive, brass-nickel, M18, non-shielded, 20 mm, NC, 2 m cable, DC 2-wire
E2E-X20MD2L18 5M | 31640 | 681836 | Proximity sensor, inductive, brass-nickel, M18, non-shielded, 20 mm, NC, 5 m cable, DC 2-wire
E2E-X20MD2L18-M1TGJ 0.3M | 33320 | 681685 | Proximity sensor, inductive, brass-nickel, M18, non-shielded, 20 mm, NC, 0.3 m pig-tail, DC 2-wire
E2E-X20MD2L18-M1TGJ-T 0.3M | 33320 | 681770 | Proximity sensor, inductive, brass-nickel, M18, non-shielded, 20 mm, NC, 0.3 m pig-tail, DC 2-wire, no polarity
E2E-X20MD2L18-R 2M | 32540 | 681766 | Proximity sensor, inductive, brass-nickel, M18, non-shielded, 20 mm, NC, 2 m cable robotic, DC 2-wire
E2E-X20MD2L18-R 5M | 33850 | 681891 | Proximity sensor, inductive, brass-nickel, M18, non-shielded, 20 mm, NC, 5 m cable robotic, DC 2-wire
E2E-X20MD2L18-T 2M | 30310 | 681815 | Proximity sensor, inductive, brass-nickel, M18, non-shielded, 20 mm, NC, 2 m cable, DC 2-wire, no polarity
E2E-X20MD2L18-T 5M | 31640 | 681695 | Proximity sensor, inductive, brass-nickel, M18, non-shielded, 20 mm, NC, 5 m cable, DC 2-wire, no polarity
E2E-X20MD2L18-TR 2M | 32540 | 681670 | Proximity sensor, inductive, brass-nickel, M18, non-shielded, 20 mm, NC, 2 m cable robotic, DC 2-wire, no polarity
E2E-X20MD2L18-TR 5M | 33850 | 681905 | Proximity sensor, inductive, brass-nickel, M18, non-shielded, 20 mm, NC, 5 m cable robotic, DC 2-wire, no polarity
E2E-X20MD2-M1 | 35450 | 238501 | Cylindrical Proximity Switch, DC 2-Wire Model, Unshielded, M30, Sensing Distance 20 mm, Operation Mode NC, Connector Type
E2E-X20MD2-M1G | 35460 | 708826 | Cylindrical Proximity Switch, DC 2-Wire Model, Unshielded, M30, Sensing Distance 20 mm, Operation Mode NC, Connector Type
E2E-X22B1T30 2M | 25330 | 687500 | Proximity sensor, inductive, nickel-brass, short body, M30, shielded, 22 mm, DC, 3-wire, PNP NO, IO-Link COM3, 2 m cable
E2E-X22B1T30 5M | 26570 | 700809 | Proximity sensor, inductive, nickel-brass, short body, M30, shielded, 22 mm, DC, 3-wire, PNP NO, IO-Link COM3, 5 m cable
E2E-X22B1T30-M1 | 25330 | 687499 | Proximity sensor, inductive, nickel-brass, short body, M30, shielded, 22 mm, DC, 3-wire, PNP NO, IO-Link COM3, M12 connector
E2E-X22B1T30-M1TJ 0.3M | 34260 | 687853 | Proximity sensor, inductive, nickel-brass, short body, M30, shielded, 22 mm, DC, 3-wire, PNP NO, IO-Link COM3, M12 pigtail Smartclick connector, 0.3 m
E2E-X22B1T30-R 2M | 29120 | 687979 | Proximity sensor, inductive, nickel-brass, short body, M30, shielded, 22 mm, DC, 3-wire, PNP NO, IO-Link COM3, 2 m robotic cable
E2E-X22B1TL30 2M | 27820 | 687974 | Proximity sensor, inductive, nickel-brass, long body, M30, shielded, 22 mm, DC, 3-wire, PNP NO, IO-Link COM3, 2 m cable
E2E-X22B1TL30-M1 | 27820 | 687851 | Proximity sensor, inductive, nickel-brass, long body, M30, shielded, 22 mm, DC, 3-wire, PNP NO, IO-Link COM3, M12 connector
E2E-X22B1TL30-M1TJ 0.3M | 34530 | 687973 | Proximity sensor, inductive, nickel-brass, long body, M30, shielded, 22 mm, DC, 3-wire, PNP NO, IO-Link COM3, M12 pigtail Smartclick connector, 0.3 m
E2E-X22B230 10M | 32940 | 700791 | Proximity sensor, inductive, nickel-brass, short body, M30, shielded, 22 mm, DC, 3-wire, PNP NC, 10 m cable
E2E-X22B230 2M | 25330 | 691086 | Proximity sensor, inductive, nickel-brass, short body, M30, shielded, 22 mm, DC, 3-wire, PNP NC, 2 m cable
E2E-X22B230 5M | 26570 | 700808 | Proximity sensor, inductive, nickel-brass, short body, M30, shielded, 22 mm, DC, 3-wire, PNP NC, 5 m cable
E2E-X22B230-M1 | 25330 | 691085 | Proximity sensor, inductive, nickel-brass, short body, M30, shielded, 22 mm, DC, 3-wire, PNP NC, M12 connector
E2E-X22B2L30 2M | 27820 | 698651 | Proximity sensor, inductive, nickel-brass, long body, M30, shielded, 22 mm, DC, 3-wire, PNP NC, 2 m cable
E2E-X22B2L30-M1 | 27820 | 698650 | Proximity sensor, inductive, nickel-brass, long body, M30, shielded, 22 mm, DC, 3-wire, PNP NC, M12 connector
E2E-X22B3D30-M1 | 25330 | 687848 | Proximity sensor, inductive, nickel-brass, short body, M30, shielded, 22 mm, DC, 3-wire, PNP NO+NC, IO-Link COM2, M12 connector
E2E-X22B3DL30-M1 | 27820 | 687846 | Proximity sensor, inductive, nickel-brass, long body, M30, shielded, 22 mm, DC, 3-wire, PNP NO+NC, IO-Link COM2, M12 connector
E2E-X22C130 2M | 25330 | 687504 | Proximity sensor, inductive, nickel-brass, short body, M30, shielded, 22 mm, DC, 3-wire, NPN NO, 2 m cable
E2E-X22C130-M1 | 25330 | 687503 | Proximity sensor, inductive, nickel-brass, short body, M30, shielded, 22 mm, DC, 3-wire, NPN NO, M12 connector
E2E-X22C1L30-M1 | 27820 | 696317 | Proximity sensor, inductive, nickel-brass, long body, M30, shielded, 22 mm, DC, 3-wire, NPN NO, M12 connector
E2E-X22C230 2M | 25330 | 691124 | Proximity sensor, inductive, nickel-brass, short body, M30, shielded, 22 mm, DC, 3-wire, NPN NC, 2 m cable
E2E-X22C230-M1 | 25330 | 691123 | Proximity sensor, inductive, nickel-brass, short body, M30, shielded, 22 mm, DC, 3-wire, NPN NC, M12 connector
E2E-X23B1D30-M1 | 30780 | 689445 | Proximity sensor, inductive, nickel-brass, short body, M30, shielded, 23 mm, DC, 3-wire, PNP NO, IO-Link COM2, M12 connector
E2E-X23B1T30 2M | 27820 | 687498 | Proximity sensor, inductive, nickel-brass, short body, M30, shielded, 23 mm, DC, 3-wire, PNP NO, IO-Link COM3, 2 m cable
E2E-X23B1T30-M1 | 27820 | 687497 | Proximity sensor, inductive, nickel-brass, short body, M30, shielded, 23 mm, DC, 3-wire, PNP NO, IO-Link COM3, M12 connector
E2E-X23B1T30-M1TJ 0.3M | 36390 | 687852 | Proximity sensor, inductive, nickel-brass, short body, M30, shielded, 23 mm, DC, 3-wire, PNP NO, IO-Link COM3, M12 pigtail Smartclick connector, 0.3 m
E2E-X23B1T30-R 2M | 31250 | 687978 | Proximity sensor, inductive, nickel-brass, short body, M30, shielded, 23 mm, DC, 3-wire, PNP NO, IO-Link COM3, 2 m robotic cable
E2E-X23B1TL30 2M | 29950 | 687972 | Proximity sensor, inductive, nickel-brass, long body, M30, shielded, 23 mm, DC, 3-wire, PNP NO, IO-Link COM3, 2 m cable
E2E-X23B1TL30-M1 | 29950 | 687850 | Proximity sensor, inductive, nickel-brass, long body, M30, shielded, 23 mm, DC, 3-wire, PNP NO, IO-Link COM3, M12 connector
E2E-X23B1TL30-M1TJ 0.3M | 36390 | 687971 | Proximity sensor, inductive, nickel-brass, long body, M30, shielded, 23 mm, DC, 3-wire, PNP NO, IO-Link COM3, M12 pigtail Smartclick connector, 0.3 m
E2E-X23B230 2M | 27820 | 698657 | Proximity sensor, inductive, nickel-brass, short body, M30, shielded, 23 mm, DC, 3-wire, PNP NC, 2 m cable
E2E-X23B230-M1 | 27820 | 698656 | Proximity sensor, inductive, nickel-brass, short body, M30, shielded, 23 mm, DC, 3-wire, PNP NC, M12 connector
E2E-X23B2L30 2M | 29950 | 698649 | Proximity sensor, inductive, nickel-brass, long body, M30, shielded, 23 mm, DC, 3-wire, PNP NC, 2 m cable
E2E-X23B2L30-M1 | 29950 | 698648 | Proximity sensor, inductive, nickel-brass, long body, M30, shielded, 23 mm, DC, 3-wire, PNP NC, M12 connector
E2E-X23C130-M1 | 27820 | 689361 | Proximity sensor, inductive, nickel-brass, short body, M30, shielded, 23 mm, DC, 3-wire, NPN NO, M12 connector
E2E-X23C230 2M | 27820 | 693947 | Proximity sensor, inductive, nickel-brass, short body, M30, shielded, 23 mm, DC, 3-wire, NPN NC, 2 m cable
E2E-X23C230-M1 | 27820 | 694070 | Proximity sensor, inductive, nickel-brass, short body, M30, shielded, 23 mm, DC, 3-wire, NPN NC, M12 connector
E2E-X23C2L30-M1 | 29950 | 694069 | Proximity sensor, inductive, nickel-brass, long body, M30, shielded, 23 mm, DC, 3-wire, NPN NC, M12 connector
E2E-X2B1D12-M1 | 16440 | 708267 | Proximity sensor, inductive, nickel-brass, short body, M12, shielded, 2 mm, DC, 3-wire, PNP NO, IO-Link COM2, M12 connector
E2E-X2B1D8 2M | 21800 | 694065 | Proximity sensor, inductive, short SUS body M8, shielded, 2 mm, DC, 3-wire, PNP NO, IO-Link COM2, 2 m cable
E2E-X2B1D8-M1 | 21800 | 694064 | Proximity sensor, inductive, short SUS body M8, shielded, 2 mm, DC, 3-wire, PNP NO, IO-Link COM2, M12 connector 4 pins
E2E-X2B1DL8-M1 | 23110 | 693950 | Proximity sensor, inductive, long SUS body M8, shielded, 2 mm, DC, 3-wire, PNP NO, IO-Link COM2, M12 connector 4 pins
E2E-X2B1T12 2M | 16440 | 698886 | Proximity sensor, inductive, nickel-brass, short body, M12, shielded, 2 mm, DC, 3-wire, PNP NO, IO-Link COM3, 2 m cable
E2E-X2B1T12 5M | 17830 | 698887 | Proximity sensor, inductive, nickel-brass, short body, M12, shielded, 2 mm, DC, 3-wire, PNP NO, IO-Link COM3, 5 m cable
E2E-X2B1T12-M1 | 16440 | 698848 | Proximity sensor, inductive, nickel-brass, short body, M12, shielded, 2 mm, DC, 3-wire, PNP NO, IO-Link COM3, M12 connector
E2E-X2B1T12-M1TJ 0.3M | 21470 | 698975 | Proximity sensor, inductive, nickel-brass, short body, M12, shielded, 2 mm, DC, 3-wire, PNP NO, IO-Link COM3, M12 pigtail Smartclick connector, 0.3 m
E2E-X2B1T12-R 2M | 17830 | 700046 | Proximity sensor, inductive, nickel-brass short body, M12, shielded, 2 mm, DC, 3-wire, PNP NO, IO-Link COM3, 2 m robotic cable
E2E-X2B1T8 10M | 26560 | 700806 | Proximity sensor, inductive, short SUS body M8, shielded, 2 mm, DC, 3-wire, PNP NO, IO-Link COM3, 10 m cable
E2E-X2B1T8 2M | 17830 | 687537 | Proximity sensor, inductive, short SUS body M8, shielded, 2 mm, DC, 3-wire, PNP NO, IO-Link COM3, 2 m cable
E2E-X2B1T8 5M | 19360 | 696139 | Proximity sensor, inductive, short SUS body M8, shielded, 2 mm, DC, 3-wire, PNP NO, IO-Link COM3, 5 m cable
E2E-X2B1T8-M1 | 17830 | 687536 | Proximity sensor, inductive, short SUS body M8, shielded, 2 mm, DC, 3-wire, PNP NO, IO-Link COM3, M12 connector
E2E-X2B1T8-M1TJ 0.3M | 22300 | 688109 | Proximity sensor, inductive, short SUS body M8, shielded, 2 mm, DC, 3-wire, PNP NO, IO-Link COM3, M12 pigtail Smartclick connector, 0.3 m
E2E-X2B1T8-M3 | 18380 | 688108 | Proximity sensor, inductive, short SUS body M8, shielded, 2 mm, DC, 3-wire, PNP NO, IO-Link COM3, M8 connector 4 pins
E2E-X2B1T8-M5 | 18380 | 687535 | Proximity sensor, inductive, short SUS body M8, shielded, 2 mm, DC, 3-wire, PNP NO, IO-Link COM3, M8 connector 3 pin
E2E-X2B1T8-R 2M | 19360 | 688110 | Proximity sensor, inductive, short SUS body M8, shielded, 2 mm, DC, 3-wire, PNP NO, IO-Link COM3, 2 m robotic cable
E2E-X2B1TL12 2M | 17830 | 700045 | Proximity sensor, inductive, nickel-brass, long body, M12, shielded, 4 mm, DC, 3-wire, PNP NO, IO-Link COM3, 2 m cable
E2E-X2B1TL12 5M | 19360 | 699668 | Proximity sensor, inductive, nickel-brass, long body, M12, shielded, 2 mm, DC, 3-wire, PNP NO, IO-Link COM3, 5 m cable
E2E-X2B1TL12-M1 | 17830 | 698851 | Proximity sensor, inductive, nickel-brass long body, M12, shielded, 2 mm, DC, 3-wire, PNP NO, IO-Link COM3, M12 connector
E2E-X2B1TL8 2M | 19360 | 688085 | Proximity sensor, inductive, long SUS body M8, shielded, 2 mm, DC, 3-wire, PNP NO, IO-Link COM3, 2 m cable
E2E-X2B1TL8 5M | 20950 | 696227 | Proximity sensor, inductive, long SUS body M8, shielded, 2 mm, DC, 3-wire, PNP NO, IO-Link COM3, 5 m cable
E2E-X2B1TL8-M1 | 19360 | 687897 | Proximity sensor, inductive, long SUS body M8, shielded, 2 mm, DC, 3-wire, PNP NO, IO-Link COM3, M12 connector
E2E-X2B1TL8-M1TJ 0.3M | 24190 | 687898 | Proximity sensor, inductive, long SUS body M8, shielded, 2 mm, DC, 3-wire, PNP NO, IO-Link COM3, M12 pigtail Smartclick connector, 0.3 m
E2E-X2B1TL8-M3 | 20080 | 688084 | Proximity sensor, inductive, long SUS body M8, shielded, 2 mm, DC, 3-wire, PNP NO, IO-Link COM3, M8 connector 4 pins
E2E-X2B1TL8-M5 | 20080 | 688083 | Proximity sensor, inductive, long SUS body M8, shielded, 2 mm, DC, 3-wire, PNP NO, IO-Link COM3, M8 connector 3 pins
E2E-X2B212 2M | 16440 | 700047 | Proximity sensor, inductive, nickel-brass, short body, M12, shielded, 2 mm, DC, 3-wire, PNP NC, 2 m cable
E2E-X2B212 5M | 17830 | 700093 | Proximity sensor, inductive, nickel-brass, short body, M12, shielded, 2 mm, DC, 3-wire, PNP NC, 5 m cable
E2E-X2B212-M1 | 16440 | 698849 | Proximity sensor, inductive, nickel-brass, short body, M12, shielded, 2 mm, DC, 3-wire, PNP NC, M12 connector
E2E-X2B212-M1TJ 0.3M | 21470 | 699994 | Proximity sensor, inductive, nickel-brass, short body, M12, shielded, 2 mm, DC, 3-wire, PNP NC, M12 pigtail Smartclick connector, 0.3 m
E2E-X2B28 10M | 26560 | 700805 | Proximity sensor, inductive, short SUS body M8, shielded, 2 mm, DC, 3-wire, PNP NC, 10 m cable
E2E-X2B28 2M | 17830 | 693989 | Proximity sensor, inductive, short SUS body M8, shielded, 2 mm, DC, 3-wire, PNP NC, 2 m cable
E2E-X2B28 5M | 19360 | 696138 | Proximity sensor, inductive, short SUS body M8, shielded, 2 mm, DC, 3-wire, PNP NC, 5 m cable
E2E-X2B28-M1 | 17830 | 693951 | Proximity sensor, inductive, short SUS body M8, shielded, 2 mm, DC, 3-wire, PNP NC, M12 connector
E2E-X2B28-M3 | 18380 | 696137 | Proximity sensor, inductive, short SUS body M8, shielded, 2 mm, DC, 3-wire, PNP NC, M8 connector 4 pins
E2E-X2B28-M5 | 18380 | 694114 | Proximity sensor, inductive, short SUS body M8, shielded, 2 mm, DC, 3-wire, PNP NC, M8 connector 3 pins
E2E-X2B2L12 2M | 17830 | 700044 | Proximity sensor, inductive, nickel-brass, long body, M12, shielded, 2 mm, DC, 3-wire, PNP NC, 2 m cable
E2E-X2B2L12 5M | 19360 | 700092 | Proximity sensor, inductive, nickel-brass, long body, M12, shielded, 2 mm, DC, 3-wire, PNP NC, 5 m cable
E2E-X2B2L12-M1 | 17830 | 699993 | Proximity sensor, inductive, nickel-brass, long body, M12, shielded, 2 mm, DC, 3-wire, PNP NC, M12 connector
E2E-X2B2L8 2M | 19360 | 696217 | Proximity sensor, inductive, long SUS body M8, shielded, 2 mm, DC, 3-wire, PNP NC, 2 m cable
E2E-X2B2L8 5M | 20950 | 698878 | Proximity sensor, inductive, long SUS body M8, shielded, 2 mm, DC, 3-wire, PNP NC, 5 m cable
E2E-X2B2L8-M1 | 19360 | 694115 | Proximity sensor, inductive, long SUS body M8, shielded, 2 mm, DC, 3-wire, PNP NC, M12 connector
E2E-X2B2L8-M3 | 20080 | 698677 | Proximity sensor, inductive, long SUS body M8, shielded, 2 mm, DC, 3-wire, PNP NC, M8 connector 4 pins
E2E-X2B2L8-M5 | 20080 | 695866 | Proximity sensor, inductive, long SUS body M8, shielded, 2 mm, DC, 3-wire, PNP NC, M8 connector 3 pins
E2E-X2B3D12-M1 | 16440 | 698853 | Proximity sensor, inductive, nickel-brass, short body, M12, shielded, 2 mm, DC, 3-wire, PNP NO+NC, IO-Link COM2, M12 connector
E2E-X2B3DL8-M1 | 19360 | 695084 | Proximity sensor, inductive, long SUS body M8, shielded, 2 mm, DC, 3-wire, PNP NO+NC, IO-Link COM2, M12 connector 4 pins
E2E-X2C112 2M | 16440 | 698881 | Proximity sensor, inductive, nickel-brass, short body, M12, shielded, 2 mm, DC, 3-wire, NPN NO, 2 m cable
E2E-X2C112 5M | 17830 | 698882 | Proximity sensor, inductive, nickel-brass, short body, M12, shielded, 2 mm, DC, 3-wire, NPN NC, 5 m cable
E2E-X2C112-M1 | 16440 | 699998 | Proximity sensor, inductive, nickel-brass, short body, M12, shielded, 2 mm, DC, 3-wire, NPN NO, M12 connector
E2E-X2C112-M1TJ 0.3M | 21470 | 699999 | Proximity sensor, inductive, nickel-brass, short body, M12, shielded, 2 mm, DC, 3-wire, NPN NO, M12 pigtail Smartclick connector, 0.3 m
E2E-X2C112-R 2M | 17830 | 700050 | Proximity sensor, inductive, nickel-brass, short body, M12, shielded, 2 mm, DC, 3-wire, NPN NO, 2 m robotic cable
E2E-X2C18 2M | 17830 | 694862 | Proximity sensor, inductive, short SUS body M8, shielded, 2 mm, DC, 3-wire, NPN NO, 2 m cable
E2E-X2C18 5M | 19360 | 696230 | Proximity sensor, inductive, short SUS body M8, shielded, 2 mm, DC, 3-wire, NPN NO, 5 m cable
E2E-X2C18-M1 | 17830 | 687496 | Proximity sensor, inductive, short SUS body M8, shielded, 2 mm, DC, 3-wire, NPN NO, M12 connector
E2E-X2C18-M3 | 18380 | 696146 | Proximity sensor, inductive, short SUS body M8, shielded, 2 mm, DC, 3-wire, NPN NO, M8 connector 4 pins
E2E-X2C18-M5 | 18380 | 696145 | Proximity sensor, inductive, short SUS body M8, shielded, 2 mm, DC, 3-wire, NPN NO, M8 connector 3 pins
E2E-X2C1L12 2M | 17830 | 700049 | Proximity sensor, inductive, nickel-brass, long body, M12, shielded, 2 mm, DC, 3-wire, NPN NO, 2 m cable
E2E-X2C1L12 5M | 19360 | 700094 | Proximity sensor, inductive, nickel-brass, long body, M12, shielded, 2 mm, DC, 3-wire, NPN NO, 5 m cable
E2E-X2C1L12-M1 | 17830 | 699996 | Proximity sensor, inductive, nickel-brass, long body, M12, shielded, 2 mm, DC, 3-wire, NPN NO, M12 connector
E2E-X2C1L8 2M | 19360 | 695086 | Proximity sensor, inductive, long SUS body M8, shielded, 2 mm, DC, 3-wire, NPN NO, 2 m cable
E2E-X2C1L8 5M | 20950 | 699649 | Proximity sensor, inductive, long SUS body M8, shielded, 2 mm, DC, 3-wire, NPN NO, 5 m cable
E2E-X2C1L8-M1 | 19360 | 696118 | Proximity sensor, inductive, long SUS body M8, shielded, 2 mm, DC, 3-wire, NPN NO, M12 connector
E2E-X2C1L8-M3 | 20080 | 698705 | Proximity sensor, inductive, long SUS body M8, shielded, 2 mm, DC, 3-wire, NPN NO, M8 connector 4 pins
E2E-X2C1L8-M5 | 20080 | 696228 | Proximity sensor, inductive, long SUS body M8, shielded, 2 mm, DC, 3-wire, NPN NO, M8 connector 3 pins
E2E-X2C212 2M | 16440 | 700051 | Proximity sensor, inductive, nickel-brass, short body, M12, shielded, 2 mm, DC, 3-wire, NPN NC, 2 m cable
E2E-X2C212 5M | 17830 | 700095 | Proximity sensor, inductive, nickel-brass, short body, M12, shielded, 2 mm, DC, 3-wire, NPN NC, 5 m cable
E2E-X2C212-M1 | 16440 | 699997 | Proximity sensor, inductive, nickel-brass, short body, M12, shielded, 2 mm, DC, 3-wire, NPN NC, M12 connector
E2E-X2C28 2M | 17830 | 696231 | Proximity sensor, inductive, short SUS body M8, shielded, 2 mm, DC, 3-wire, NPN NC, 2 m cable
E2E-X2C28 5M | 19360 | 698872 | Proximity sensor, inductive, short SUS body M8, shielded, 2 mm, DC, 3-wire, NPN NC, 5 m cable
E2E-X2C28-M1 | 17830 | 694113 | Proximity sensor, inductive, short SUS body M8, shielded, 2 mm, DC, 3-wire, NPN NC, M12 connector
E2E-X2C28-M3 | 18380 | 698708 | Proximity sensor, inductive, short SUS body M8, shielded, 2 mm, DC, 3-wire, NPN NC, M8 connector 4 pins
E2E-X2C28-M5 | 18380 | 696187 | Proximity sensor, inductive, short SUS body M8, shielded, 2 mm, DC, 3-wire, NPN NC, M8 connector 3 pins
E2E-X2C2L12 2M | 17830 | 700048 | Proximity sensor, inductive, nickel-brass, long body, M12, shielded, 2 mm, DC, 3-wire, NPN NC, 2 m cable
E2E-X2C2L12-M1 | 17830 | 699995 | Proximity sensor, inductive, nickel-brass, long body, M12, shielded, 2 mm, DC, 3-wire, NPN NC, M12 connector
E2E-X2C2L8 2M | 19360 | 695085 | Proximity sensor, inductive, long SUS body M8, shielded, 2 mm, DC, 3-wire, NPN NC, 2 m cable
E2E-X2C2L8 5M | 20950 | 699648 | Proximity sensor, inductive, long SUS body M8, shielded, 2 mm, DC, 3-wire, NPN NC, 5 m cable
E2E-X2C2L8-M1 | 19360 | 698844 | Proximity sensor, inductive, long SUS body M8, shielded, 2 mm, DC, 3-wire, NPN NC, M12 connector
E2E-X2C2L8-M3 | 20080 | 698704 | Proximity sensor, inductive, long SUS body M8, shielded, 2 mm, DC, 3-wire, NPN NC, M8 connector 4 pins
E2E-X2C2L8-M5 | 20080 | 698703 | Proximity sensor, inductive, long SUS body M8, shielded, 2 mm, DC, 3-wire, NPN NC, M8 connector 3 pins
E2E-X2C3L12-M1 | 17830 | 699670 | Proximity sensor, inductive, nickel-brass, long body, M12, shielded, 2 mm, DC, 3-wire, NPN NO+NC, 2 m cable
E2E-X2D1-M1 | 29650 | 708784 | Proximity sensor, inductive, M8, shielded, 2 mm, DC, 2-wire, NO, M12 Connector
E2E-X2D1-M1G | 29640 | 238529 | Proximity sensor, inductive, M8, shielded, 2mm, DC, 2-wire, NO, M12 Connector
E2E-X2D1-M1G | 29650 | 708762 | Proximity sensor, inductive, M8, shielded, 2mm, DC, 2-wire, NO, M12 Connector
E2E-X2D1-M1GJ 0.3M | 29640 | 238581 | Proximity sensor, inductive, M8, shielded, 2 mm, DC, 2-wire, NO, pig tail connector, m12, 4 pin
E2E-X2D1-M1GJ 0.3M | 29650 | 708746 | Proximity sensor, inductive, M8, shielded, 2 mm, DC, 2-wire, NO, pig tail connector, m12, 4 pin
E2E-X2D1-M1J 0.3M | 29640 | 241193 | Proximity sensor, inductive, M8, shielded, 2 mm, DC, 2-wire, NO, pig tail connector, m12, 4 pin
E2E-X2D1-M1J 0.3M | 29650 | 708747 | Proximity sensor, inductive, M8, shielded, 2 mm, DC, 2-wire, NO, pig tail connector, m12, 4 pin
E2E-X2D1-M1TGJ-U 0.3M | 30080 | 290022 | Proximity sensor, inductive, M8, shielded, 2 mm, DC, 2-wire, NO, 0.3 m pigtail PUR (increased oil-resistant) with Junction Connector M12
E2E-X2D1-M3G | 29640 | 238563 | Proximity sensor, inductive, M8, shielded, 2mm, DC, 2-wire, NO, M8 Connector
E2E-X2D1-M3G | 29650 | 708754 | Proximity sensor, inductive, M8, shielded, 2mm, DC, 2-wire, NO, M8 Connector
E2E-X2D1-N 2M | 29640 | 238455 | Proximity sensor, inductive, M8, shielded, 2mm, DC, 2-wire, NO, 2m cable
E2E-X2D1-N 2M | 29650 | 708778 | Proximity sensor, inductive, M8, shielded, 2mm, DC, 2-wire, NO, 2m cable
E2E-X2D1-N 5M | 29640 | 238456 | Proximity sensor, inductive, M8, shielded, 2mm, DC, 2-wire, NO, 5m cable
E2E-X2D1-N 5M | 29650 | 708777 | Proximity sensor, inductive, M8, shielded, 2mm, DC, 2-wire, NO, 5m cable
E2E-X2D1-R 2M | 29640 | 238517 | Proximity sensor, inductive, M8, shielded, 2 mm, DC, 2-wire, NO, 2 m robotic cable
E2E-X2D1-R 2M | 29650 | 708801 | Proximity sensor, inductive, M8, shielded, 2 mm, DC, 2-wire, NO, 2 m robotic cable
E2E-X2D1-R 5M | 29650 | 708802 | Proximity sensor, inductive, M8, shielded, 2 mm, DC, 2-wire, NO, 5 m robotic cable
E2E-X2D1-U 2M | 30080 | 290127 | Proximity sensor, inductive, M8, shielded, 2 mm, DC, 2-wire, NO, 2 m cable PUR oil-resistant
E2E-X2D1-U 5M | 36090 | 290029 | Proximity sensor, inductive, M8, shielded, 2 mm, DC, 2-wire, NO, 5 m cable PUR oil-resistant
E2E-X2D2-M1 | 29650 | 708787 | Proximity sensor, inductive, M8, shielded, 2 m m, DC, 2-wire, NC, connector M12
E2E-X2D2-M1G | 29640 | 238530 | Proximity sensor, inductive, M8, shielded, 2mm, DC, 2-wire, NC, M12 Connector
E2E-X2D2-M1G | 29650 | 708819 | Proximity sensor, inductive, M8, shielded, 2mm, DC, 2-wire, NC, M12 Connector
E2E-X2D2-M1GJ 0.3M | 43950 | 238924 | Proximity sensor, inductive, M8, shielded, 2 m m, DC, 2-wire, NC, pig-tail connector M12
E2E-X2D2-M1GJ 0.3M | 43960 | 708840 | Proximity sensor, inductive, M8, shielded, 2 m m, DC, 2-wire, NC, pig-tail connector M12
E2E-X2D2-M1TGJ-U 0.3M | 30080 | 290024 | Proximity sensor, inductive, M8, shielded, 2 mm, DC, 2-wire, NC, 0.3 m pigtail PUR (increased oil-resistant) with Junction Connector M12
E2E-X2D2-M3G | 29640 | 238564 | Proximity sensor, inductive, M8, shielded, 2mm, DC, 2-wire, NC, M8 4-pin connector
E2E-X2D2-M3G | 29650 | 708755 | Proximity sensor, inductive, M8, shielded, 2mm, DC, 2-wire, NC, M8 4-pin connector
E2E-X2D2-N 2M | 29640 | 238457 | Proximity sensor, inductive, M8, shielded, 2mm, DC, 2-wire, NC, 2m cable
E2E-X2D2-N 2M | 29650 | 708776 | Proximity sensor, inductive, M8, shielded, 2 mm, DC, 2-wire, NC, 2 m cable
E2E-X2D2-N 5M | 29640 | 238458 | Proximity sensor, inductive M8, N/C
E2E-X2D2-N 5M | 29650 | 708779 | Proximity sensor, inductive, M8, shielded, 2 mm, DC, 2-wire, NC, 2 m cable
E2E-X2D2-R 2M | 33720 | 374563 | Proximity sensor, inductive, M8, shielded, 2 mm, DC, 2-wire, NC, 2m robotic cable
E2E-X2D2-R 5M | 36800 | 374564 | Proximity sensor, inductive, M8, shielded, 2mm, DC, 2-wire, NC, 5m robotic cable
E2E-X2D2-U 2M | 30080 | 290128 | Proximity sensor, inductive, M8, shielded, 2 mm, DC, 2-wire, NC, 2 m cable PUR oil-resiustant
E2E-X2D2-U 5M | 36090 | 290025 | Proximity sensor, inductive, M8, shielded, 2 mm, DC, 2-wire, NC, 5 m cable PUR oil-resiustant
E2E-X2MB1T8 2M | 17830 | 698876 | Proximity sensor, inductive, SUS short body, M8, unshielded, 2 mm, DC, 3-wire, PNP NO, IO-Link COM3, 2 m cable
E2E-X2MB1T8 5M | 19360 | 700089 | Proximity sensor, inductive, short SUS body M8, unshielded, 2 mm, DC, 3-wire, PNP NO, IO-Link COM3, 5 m cable
E2E-X2MB1T8-M1 | 17830 | 698846 | Proximity sensor, inductive, SUS short body, M8, unshielded, 2 mm, DC, 3-wire, PNP NO, IO-Link COM3, M12 connector
E2E-X2MB1T8-M3 | 18380 | 699964 | Proximity sensor, inductive, SUS short body, M8, unshielded, 2 mm, DC, 3-wire, PNP NO, IO-Link COM3, M8 connector 4 pins
E2E-X2MB1T8-M5 | 18380 | 699524 | Proximity sensor, inductive, short SUS body M8, unshielded, 2 mm, DC, 3-wire, PNP NO, IO-Link COM3, M8 connector 3 pins
E2E-X2MB1T8-R 2M | 19360 | 700041 | Proximity sensor, inductive, SUS short body, M8, unshielded, 2 mm, DC, 3-wire, PNP NO, IO-Link COM3, 2 m robotic cable
E2E-X2MB28 2M | 17830 | 699657 | Proximity sensor, inductive, SUS short body, M8, unshielded, 2 mm, DC, 3-wire, PNP NC, 2 m cable
E2E-X2MB28 5M | 19360 | 700088 | Proximity sensor, inductive, short SUS body M8, unshielded, 2 mm, DC, 3-wire, PNP NC, 5 m cable
E2E-X2MB28-M1 | 17830 | 699991 | Proximity sensor, inductive, short SUS body M8, unshielded, 2 mm, DC, 3-wire, PNP NC, M12 connector
E2E-X2MB28-M3 | 18380 | 699965 | Proximity sensor, inductive, short SUS body M8, unshielded, 2 mm, DC, 3-wire, PNP NC, M8 connector 4 pins
E2E-X2MC18 2M | 17830 | 700043 | Proximity sensor, inductive, short SUS body M8, unshielded, 2 mm, DC, 3-wire, NPN NO, 2 m cable
E2E-X2MC18 5M | 19360 | 700091 | Proximity sensor, inductive, short SUS body M8, unshielded, 2 mm, DC, 3-wire, NPN NO, 5 m cable
E2E-X2MC18-M1 | 17830 | 698843 | Proximity sensor, inductive, short SUS body M8, unshielded, 2 mm, DC, 3-wire, NPN NO, M12 connector
E2E-X2MC18-M3 | 18380 | 699961 | Proximity sensor, inductive, short SUS body M8, unshielded, 2 mm, DC, 3-wire, NPN NO, M8 connector 4 pins
E2E-X2MC18-R 2M | 19360 | 700042 | Proximity sensor, inductive, short SUS body M8, unshielded, 2 mm, DC, 3-wire, NPN NO, 2 m robotic cable
E2E-X2MC28 2M | 17830 | 699653 | Proximity sensor, inductive, short SUS body M8, unshielded, 2 mm, DC, 3-wire, NPN NC, 2 m cable
E2E-X2MC28 5M | 19360 | 700090 | Proximity sensor, inductive, short SUS body M8, unshielded, 2 mm, DC, 3-wire, NPN NC, 5 m cable
E2E-X2MC28-M1 | 17830 | 699992 | Proximity sensor, inductive, short SUS body M8, unshielded, 2 mm, DC, 3-wire, NPN NC, M12 connector
E2E-X2MC28-M3 | 18380 | 699962 | Proximity sensor, inductive, short SUS body M8, unshielded, 2 mm, DC, 3-wire, NPN NC, M8 connector 4 pins
E2E-X2R5D1-M1TGJ 0.3M | 24080 | 681681 | Proximity sensor, inductive, brass-nickel, M12, shielded, 2 mm, NO, 0.3 m pig-tail, DC 2-wire
E2E-X2R5D1-M1TGJ-T 0.3M | 24080 | 681797 | Proximity sensor, inductive, brass-nickel, M12, shielded, 2 mm, NO, 0.3 m pig-tail, DC 2-wire, no polarity
E2E-X2R5D1-N 2M | 21860 | 681723 | Proximity sensor, inductive, brass-nickel, M12, shielded, 2 mm, NO, 2 m cable, DC 2-wire
E2E-X2R5D1-N 5M | 23190 | 681791 | Proximity sensor, inductive, brass-nickel, M12, shielded, 2 mm, NO, 5 m cable, DC 2-wire
E2E-X2R5D1-R-N 2M | 24080 | 681769 | Proximity sensor, inductive, brass-nickel, M12, shielded, 2 mm, NO, 2 m cable robotic, DC 2-wire
E2E-X2R5D1-R-N 5M | 25410 | 681742 | Proximity sensor, inductive, brass-nickel, M12, shielded, 2 mm, NO, 5 m cable robotic, DC 2-wire
E2E-X2R5D1-T-N 2M | 21860 | 681845 | Proximity sensor, inductive, brass-nickel, M12, shielded, 2 mm, NO, 2 m cable, DC 2-wire, no polarity
E2E-X2R5D1-T-N 5M | 23190 | 681800 | Proximity sensor, inductive, brass-nickel, M12, shielded, 2 mm, NO, 5 m cable, DC 2-wire, no polarity
E2E-X2R5D1-TR-N 2M | 23190 | 681716 | Proximity sensor, inductive, brass-nickel, M12, shielded, 2 mm, NO, 2 m cable robotic, DC 2-wire, no polarity
E2E-X2R5D1-TR-N 5M | 25410 | 681904 | Proximity sensor, inductive, brass-nickel, M12, shielded, 2 mm, NO, 5 m cable robotic, DC 2-wire, no polarity
E2E-X2R5D2-M1TGJ 0.3M | 21860 | 681796 | Proximity sensor, inductive, brass-nickel, M12, shielded, 2 mm, NC, 0.3 m pig-tail, DC 2-wire
E2E-X2R5D2-M1TGJ-T 0.3M | 23190 | 681649 | Proximity sensor, inductive, brass-nickel, M12, shielded, 2 mm, NC, 0.3 m pig-tail, DC 2-wire, no polarity
E2E-X2R5D2-N 2M | 24080 | 681808 | Proximity sensor, inductive, brass-nickel, M12, shielded, 2 mm, NC, 2 m cable, DC 2-wire
E2E-X2R5D2-N 5M | 24080 | 681725 | Proximity sensor, inductive, brass-nickel, M12, shielded, 2 mm, NC, 5 m cable, DC 2-wire
E2E-X2R5D2-R-N 2M | 24080 | 681804 | Proximity sensor, inductive, brass-nickel, M12, shielded, 2 mm, NC, 2 m cable robotic, DC 2-wire
E2E-X2R5D2-R-N 5M | 25410 | 681761 | Proximity sensor, inductive, brass-nickel, M12, shielded, 2 mm, NC, 5 m cable robotic, DC 2-wire
E2E-X2R5D2-T-N 2M | 21860 | 681771 | Proximity sensor, inductive, brass-nickel, M12, shielded, 2 mm, NC, 2 m cable, DC 2-wire, no polarity
E2E-X2R5D2-T-N 5M | 23190 | 681898 | Proximity sensor, inductive, brass-nickel, M12, shielded, 2 mm, NC, 5 m cable, DC 2-wire, no polarity
E2E-X2R5D2-TR-N 2M | 24080 | 681644 | Proximity sensor, inductive, brass-nickel, M12, shielded, 2 mm, NC, 2 m cable robotic, DC 2-wire, no polarity
E2E-X2R5D2-TR-N 5M | 25410 | 681734 | Proximity sensor, inductive, brass-nickel, M12, shielded, 2 mm, NC, 5 m cable robotic, DC 2-wire, no polarity
E2E-X2Y1 10M | 35490 | 238416 | Proximity sensor, inductive, M12, shielded, 2mm, AC, 2-wire, NO, 10m cable
E2E-X2Y1 2M | 35490 | 238413 | Proximity sensor, inductive, M12, shielded, 2mm, AC, 2-wire, NO, 2m cable
E2E-X2Y1 5M | 35490 | 238419 | Proximity sensor, inductive, M12, shielded, 2mm, AC, 2-wire, NO, 5m cable
E2E-X2Y15 2M | 35490 | 241050 | Proximity sensor, inductive, M12, shielded, 2mm, AC, 2-wire, NO, 2m cable, alternative frequency
E2E-X2Y15 5M | 35490 | 241051 | Proximity sensor, inductive, M12, shielded, 2mm, AC, 2-wire, NO, 5m cable, alternative frequency
E2E-X2Y1-M1 | 35490 | 238432 | Proximity sensor, inductive, M12, shielded, 2mm, AC, 2-wire, NO, M12 connector
E2E-X2Y2 10M | 35490 | 241033
E2E-X2Y2 2M | 35490 | 238414 | Proximity sensor, inductive, M12, shielded, 2mm, AC, 2-wire, NC, 2m cable
E2E-X2Y2 5M | 35490 | 241040
E2E-X2Y2-M1 | 35490 | 238433 | Proximity sensor, inductive, M12, shielded, 2mm, AC, 2-wire, NC, M12 Connector
E2E-X30MB1DL30 2M | 29050 | 694811 | Proximity sensor, inductive, nickel-brass, long body, M30, unshielded, 30 mm, DC, 3-wire, PNP NO, IO-Link COM2, 2 m cable
E2E-X30MB1DL30-M1 | 27490 | 690007 | Proximity sensor, inductive, nickel-brass, long body, M30, unshielded, 30 mm, DC, 3-wire, PNP NO, IO-Link COM2, M12 connector
E2E-X30MB1TL18 2M | 24380 | 687984 | Proximity sensor, inductive, nickel-brass, long body, M18, unshielded, 30 mm, DC, 3-wire, PNP NO, IO-Link COM3, 2 m cable
E2E-X30MB1TL18-M1 | 24380 | 687981 | Proximity sensor, inductive, nickel-brass, long body, M18, unshielded, 30 mm, DC, 3-wire, PNP NO, IO-Link COM3, M12 connector
E2E-X30MB1TL18-M1TJ 0.3M | 30790 | 687982 | Proximity sensor, inductive, nickel-brass, long body, M18, unshielded, 30 mm, DC, 3-wire, PNP NO, IO-Link COM3, M12 pigtail Smartclick connector, 0.3 m
E2E-X30MB1TL18-R 2M | 25670 | 687983 | Proximity sensor, inductive, nickel-brass, long body, M18, unshielded, 30 mm, DC, 3-wire, PNP NO, IO-Link COM3, 2 m robotic cable
E2E-X30MB1TL30 2M | 22300 | 687970 | Proximity sensor, inductive, nickel-brass, long body, M30, unshielded, 30 mm, DC, 3-wire, PNP NO, IO-Link COM3, 2 m cable
E2E-X30MB1TL30 5M | 23430 | 698830 | Proximity sensor, inductive, nickel-brass, long body, M30, unshielded, 30 mm, DC, 3-wire, PNP NO, IO-Link COM3, 5 m cable
E2E-X30MB1TL30-M1 | 22300 | 687967 | Proximity sensor, inductive, nickel-brass, long body, M30, unshielded, 30 mm, DC, 3-wire, PNP NO, IO-Link COM3, M12 connector
E2E-X30MB1TL30-M1TJ 0.3M | 26760 | 687968 | Proximity sensor, inductive, nickel-brass, long body, M30, unshielded, 30 mm, DC, 3-wire, PNP NO, IO-Link COM3, M12 pigtail Smartclick connector, 0.3 m
E2E-X30MB1TL30-R 2M | 23430 | 687969 | Proximity sensor, inductive, nickel-brass, long body, M30, unshielded, 30 mm, DC, 3-wire, PNP NO, IO-Link COM3, 2 m robotic cable
E2E-X30MB2L18 2M | 24380 | 698683 | Proximity sensor, inductive, nickel-brass, long body, M18, unshielded, 30 mm, DC, 3-wire, PNP NC, 2 m cable
E2E-X30MB2L18-M1 | 24380 | 698658 | Proximity sensor, inductive, nickel-brass, long body, M18, unshielded, 30 mm, DC, 3-wire, PNP NC, M12 connector
E2E-X30MB2L30 2M | 22300 | 696214 | Proximity sensor, inductive, nickel-brass, long body, M30, unshielded, 30 mm, DC, 3-wire, PNP NC, 2 m cable
E2E-X30MB2L30 5M | 23430 | 699612 | Proximity sensor, inductive, nickel-brass, long body, M30, unshielded, 30 mm, DC, 3-wire, PNP NC, 5 m cable
E2E-X30MB2L30-M1 | 22300 | 696109 | Proximity sensor, inductive, nickel-brass, long body, M30, unshielded, 30 mm, DC, 3-wire, PNP NC, M12 connector
E2E-X30MB3DL30 2M | 22300 | 696299 | Proximity sensor, inductive, nickel-brass, long body, M30, unshielded, 30 mm, DC, 3-wire, PNP NO+NC, IO-Link COM2, 2 m cable
E2E-X30MB3DL30-M1 | 22300 | 696108 | Proximity sensor, inductive, nickel-brass, long body, M30, unshielded, 30 mm, DC, 3-wire, PNP NO+NC, IO-Link COM2, M12 connector
E2E-X30MC1L18 2M | 24380 | 699318 | Proximity sensor, inductive, nickel-brass, long body, M18, unshielded, 30 mm, DC, 3-wire, NPN NO, 2 m cable
E2E-X30MC1L18-M1 | 24380 | 689098 | Proximity sensor, inductive, nickel-brass, long body, M18, unshielded, 30 mm, DC, 3-wire, NPN NO, M12 connector
E2E-X30MC1L30 2M | 22300 | 694851 | Proximity sensor, inductive, nickel-brass, long body, M30, unshielded, 30 mm, DC, 3-wire, NPN NO, 2 m cable
E2E-X30MC1L30 5M | 23430 | 699614 | Proximity sensor, inductive, nickel-brass, long body, M30, unshielded, 30 mm, DC, 3-wire, NPN NO, 5 m cable
E2E-X30MC1L30-M1 | 22300 | 694850 | Proximity sensor, inductive, nickel-brass, long body, M30, unshielded, 30 mm, DC, 3-wire, NPN NO, M12 connector
E2E-X30MC2L30 2M | 22300 | 699616 | Proximity sensor, inductive, nickel-brass, long body, M30, unshielded, 30 mm, DC, 3-wire, NPN NC, 2 m cable
E2E-X30MC2L30 5M | 23430 | 699613 | Proximity sensor, inductive, nickel-brass, long body, M30, unshielded, 30 mm, DC, 3-wire, NPN NC, 5 m cable
E2E-X30MC2L30-M1 | 22300 | 698864 | Proximity sensor, inductive, nickel-brass, long body, M30, unshielded, 30 mm, DC, 3-wire, NPN NC, M12 connector
E2E-X30MC3L30 2M | 22300 | 699615 | Proximity sensor, inductive, nickel-brass, long body, M30, unshielded, 30 mm, DC, 3-wire, NPN NO+NC, 2 m cable
E2E-X30MC3L30-M1 | 22300 | 698865 | Proximity sensor, inductive, nickel-brass, long body, M30, unshielded, 30 mm, DC, 3-wire, NPN NO+NC, M12 connector
E2E-X30MD1L-M1J-T 0.3M | 35140 | 708698 | Proximity sensor, inductive, nickel-brass, long body, M30, unshielded, 30 mm, DC, 2-wire, NO, no polarity, M12 pigtail connector, 0.3 m
E2E-X30MD1L-M1TJ-T 0.3M | 35140 | 708699 | Proximity sensor, inductive, nickel-brass, long body, M30, unshielded, 30 mm, DC, 2-wire, NO, no polarity, M12 pigtail Smartclick connector, 0.3 m
E2E-X30MD1L-T 2M | 32080 | 708696 | Proximity sensor, inductive, nickel-brass, long body, M30, unshielded, 30 mm, DC, 2-wire, NO, no polarity, 2 m cable
E2E-X30MD2L-T 2M | 32080 | 708697 | Proximity sensor, inductive, nickel-brass, long body, M30, unshielded, 30 mm, DC, 2-wire, NC, no polarity, 2 m cable
E2E-X3B1D8-M1 | 26070 | 689358 | Proximity sensor, inductive, short brass body M8, shielded, 3 mm, DC, 3-wire, PNP NO, IO-Link COM2, M12 connector 4 pins
E2E-X3B1D8-M5 | 26070 | 689357 | Proximity sensor, inductive, short brass body M8, shielded, 3 mm, DC, 3-wire, PNP NO, IO-Link COM2, M8 connector 3 pins
E2E-X3B1DL8-M1 | 26070 | 689356 | Proximity sensor, inductive, long brass body M8, shielded, 3 mm, DC, 3-wire, PNP NO, IO-Link COM2, M12 connector 4 pins
E2E-X3B1DL8-M3 | 26010 | 699608 | Proximity sensor, inductive, long brass body M8, shielded, 3 mm, DC, 3-wire, PNP NO, IO-Link COM2, M8 connector 4 pins
E2E-X3B1DL8-M5 | 26070 | 689355 | Proximity sensor, inductive, long brass body M8, shielded, 3 mm, DC, 3-wire, PNP NO, IO-Link COM2, M8 connector 3 pins
E2E-X3B1T8 2M | 23550 | 688107 | Proximity sensor, inductive, short brass body M8, shielded, 3 mm, DC, 3-wire, PNP NO, IO-Link COM3, 2 m cable
E2E-X3B1T8 5M | 24830 | 691134 | Proximity sensor, inductive, short brass body M8, shielded, 3 mm, DC, 3-wire, PNP NO, IO-Link COM3, 5 m prewired
E2E-X3B1T8-M1 | 23550 | 687534 | Proximity sensor, inductive, short brass body M8, shielded, 3 mm, DC, 3-wire, PNP NO, IO-Link COM3, M12 connector
E2E-X3B1T8-M1TJ 0.3M | 29900 | 688105 | Proximity sensor, inductive, short brass body M8, shielded, 3 mm, DC, 3-wire, PNP NO, IO-Link COM3, M12 pigtail Smartclick connector, 0.3 m
E2E-X3B1T8-M3 | 23550 | 688104 | Proximity sensor, inductive, short brass body M8, shielded, 3 mm, DC, 3-wire, PNP NO, IO-Link COM3, M8 connector 4 pins
E2E-X3B1T8-M5 | 23550 | 687533 | Proximity sensor, inductive, short brass body M8, shielded, 3 mm, DC, 3-wire, PNP NO, IO-Link COM3, M8 connector 3 pin
E2E-X3B1T8-R 2M | 24830 | 688106 | Proximity sensor, inductive, short brass body M8, shielded, 3 mm, DC, 3-wire, PNP NO, IO-Link COM3, 2 m robotic cable
E2E-X3B1TL8 2M | 23550 | 688082 | Proximity sensor, inductive, SUS body, long body, M8, shielded, 3 mm, DC, 3-wire, PNP NO, IO-Link COM3, 2 m cable
E2E-X3B1TL8-M1 | 23550 | 688080 | Proximity sensor, inductive, long brass body M8, shielded, 3 mm, DC, 3-wire, PNP NO, IO-Link COM3, M12 connector
E2E-X3B1TL8-M1TJ 0.3M | 29950 | 688081 | Proximity sensor, inductive, long brass body M8, shielded, 3 mm, DC, 3-wire, PNP NO, IO-Link COM3, M12 pigtail Smartclick connector, 0.3 m
E2E-X3B1TL8-M3 | 23550 | 688079 | Proximity sensor, inductive, long brass body M8, shielded, 3 mm, DC, 3-wire, PNP NO, IO-Link COM3, M8 connector 4 pins
E2E-X3B1TL8-M5 | 23550 | 688078 | Proximity sensor, inductive, long brass body M8, shielded, 3 mm, DC, 3-wire, PNP NO, IO-Link COM3, M8 connector 3 pins
E2E-X3B28 2M | 23550 | 691090 | Proximity sensor, inductive, short brass body M8, shielded, 3 mm, DC, 3-wire, PNP NC, 2 m cable
E2E-X3B28-M1 | 23550 | 691089 | Proximity sensor, inductive, short brass body M8, shielded, 3 mm, DC, 3-wire, PNP NC, M12 connector
E2E-X3B28-M3 | 23550 | 698682 | Proximity sensor, inductive, short brass body M8, shielded, 3 mm, DC, 3-wire, PNP NC, M8 connector 4 pins
E2E-X3B28-M5 | 23550 | 689462 | Proximity sensor, inductive, short brass body M8, shielded, 3 mm, DC, 3-wire, PNP NC, M8 connector 3 pins
E2E-X3B2L8 2M | 23550 | 698676 | Proximity sensor, inductive, long brass body M8, shielded, 3 mm, DC, 3-wire, PNP NC, 2 m cable
E2E-X3B2L8-M1 | 23550 | 698675 | Proximity sensor, inductive, long brass body M8, shielded, 3 mm, DC, 3-wire, PNP NC, M12 connector
E2E-X3B2L8-M3 | 23550 | 698674 | Proximity sensor, inductive, long brass body M8, shielded, 3 mm, DC, 3-wire, PNP NC, M8 connector 4 pins
E2E-X3B2L8-M5 | 23550 | 698673 | Proximity sensor, inductive, long brass body M8, shielded, 3 mm, DC, 3-wire, PNP NC, M8 connector 3 pins
E2E-X3B4-IL2 2M | 18320 | 671227 | Proximity sensor, inductive, brass-nickel, short body, M12, shielded, 3 mm, DC, 3-wire, PNP NO/NC switching type (Factory setting: NO), IO-Link V1.1 COM2 (38.4 kbps, 2.3ms), 2 m prewired
E2E-X3B4-IL2 5M | 19560 | 671234 | Proximity sensor, inductive, brass-nickel, short body, M12, shielded, 3 mm, DC, 3-wire, PNP NO/NC switching type (Factory setting: NO), IO-Link V1.1 COM2 (38.4 kbps, 2.3ms), 5 m prewired
E2E-X3B4-IL3 2M | 18950 | 671254 | Proximity sensor, inductive, brass-nickel, short body, M12, shielded, 3 mm, DC, 3-wire, PNP NO/NC switching type (Factory setting: NO), IO-Link V1.1 COM3 (230.4 kbps, 1 ms), 2 m prewired
E2E-X3B4-IL3 5M | 20180 | 671235 | Proximity sensor, inductive, brass-nickel, short body, M12, shielded, 3mm, DC, 3-wire, PNP NO/NC switching type (Factory setting: NO), IO-Link V1.1 COM3 (230.4 kbps, 1 ms), 5m prewired
E2E-X3B4-M1TJ-IL2 0.3M | 20850 | 671236 | Proximity sensor, inductive, brass-nickel, short body, M12, shielded, 3 mm, DC, 3-wire, PNP NO/NC switching type (Factory setting: NO), IO-Link V1.1 COM2 (38.4 kbps, 2.3ms), M12 Smartclick Pig-tail 0.3 m
E2E-X3B4-M1TJ-IL3 0.3M | 21460 | 671253 | Proximity sensor, inductive, brass-nickel, short body, M12, shielded, 3 mm, DC, 3-wire, PNP NO/NC switching type (Factory setting: NO), IO-Link V1.1 COM3 (230.4 kbps, 1 ms), M12 Smartclick Pig-tail 0.3 m
E2E-X3C18 2M | 23550 | 691139 | Proximity sensor, inductive, short brass body M8, shielded, 3 mm, DC, 3-wire, NPN NO, 2 m cable
E2E-X3C18-M1 | 23550 | 691138 | Proximity sensor, inductive, short brass body M8, shielded, 3 mm, DC, 3-wire, NPN NO, M12 connector
E2E-X3C18-M5 | 23550 | 691136 | Proximity sensor, inductive, short brass body M8, shielded, 3 mm, DC, 3-wire, NPN NO, M8 connector 3 pins
E2E-X3C28 2M | 23550 | 699285 | Proximity sensor, inductive, short brass body M8, shielded, 3 mm, DC, 3-wire, NPN NC, 2 m cable
E2E-X3C28-M1 | 23550 | 691137 | Proximity sensor, inductive, short brass body M8, shielded, 3 mm, DC, 3-wire, NPN NC, M12 connector
E2E-X3C28-M5 | 23550 | 691135 | Proximity sensor, inductive, short brass body M8, shielded, 3 mm, DC, 3-wire, NPN NC, M8 connector 3 pins
E2E-X3D15L 2M | 29950 | 708674 | Proximity sensor, inductive, nickel-brass, long body, M12, shielded, 3 mm, DC, 2-wire, NO, with polarity, different frequency, 2 m cable
E2E-X3D15-M1 | 26240 | 238477
E2E-X3D15-M1G | 26250 | 708864 | Proximity sensor, inductive, M12, shielded, 3 mm, DC, 2-wire, NO, different frequency, M12 Connector
E2E-X3D15-M1G | 26240 | 241160
E2E-X3D15-N 2M | 26240 | 238471 | Proximity sensor, inductive, M12, shielded, 3mm, DC, 2-wire, NO, cable 2 m
E2E-X3D15-N 5M | 26240 | 241077
E2E-X3D15S 2M | 26240 | 241106
E2E-X3D15S 5M | 26240 | 241107
E2E-X3D18 2M | 28980 | 681665 | Proximity sensor, inductive, brass-nickel, M8, shielded, 3 mm, NO, 2 m cable, DC 2-wire
E2E-X3D18 5M | 30310 | 681871 | Proximity sensor, inductive, brass-nickel, M8, shielded, 3 mm, NO, 5 m cable, DC 2-wire
E2E-X3D18-M1TGJ 0.3M | 31950 | 681676 | Proximity sensor, inductive, brass-nickel, M8, shielded, 3 mm, NO, 0.3 m pig-tail, DC 2-wire
E2E-X3D18-M1TGJ-T 0.3M | 31950 | 681848 | Proximity sensor, inductive, brass-nickel, M8, shielded, 3 mm, NO, 0.3 m pig-tail, DC 2-wire, no polarity
E2E-X3D18-R 2M | 31170 | 681882 | Proximity sensor, inductive, brass-nickel, M8, shielded, 3 mm, NO, 2 m cable robotic, DC 2-wire
E2E-X3D18-R 5M | 32540 | 681895 | Proximity sensor, inductive, brass-nickel, M8, shielded, 3 mm, NO, 5 m cable robotic, DC 2-wire
E2E-X3D18-T 2M | 28980 | 681658 | Proximity sensor, inductive, brass-nickel, M8, shielded, 3 mm, NO, 2 m cable, DC 2-wire, no polarity
E2E-X3D18-T 5M | 30310 | 681719 | Proximity sensor, inductive, brass-nickel, M8, shielded, 3 mm, NO, 5 m cable, DC 2-wire, no polarity
E2E-X3D18-TR 2M | 30310 | 681824 | Proximity sensor, inductive, brass-nickel, M8, shielded, 3 mm, NO, 2 m cable robotic, DC 2-wire, no polarity
E2E-X3D18-TR 5M | 32540 | 681656 | Proximity sensor, inductive, brass-nickel, M8, shielded, 3 mm, NO, 5 m cable robotic, DC 2-wire, no polarity
E2E-X3D1L 2M | 28510 | 708671 | Proximity sensor, inductive, nickel-brass, long body, M12, shielded, 3 mm, DC, 2-wire, NO, with polarity, 2 m cable
E2E-X3D1L 5M | 29860 | 708673 | Proximity sensor, inductive, nickel-brass, long body, M12, shielded, 3 mm, DC, 2-wire, NO, with polarity, 5 m cable
E2E-X3D1-M1 | 26240 | 238474 | Proximity sensor, inductive, M12, shielded, 3mm, DC, 2-wire, NO
E2E-X3D1-M1 | 26250 | 708785 | Proximity sensor, inductive, M12, shielded, 3mm, DC, 2-wire, NO
E2E-X3D1-M1G | 26240 | 238539 | Proximity sensor, inductive, M12, shielded, 3mm, DC, 2-wire, NO, M12 Connector
E2E-X3D1-M1G | 26250 | 708766 | Proximity sensor, inductive, M12, shielded, 3mm, DC, 2-wire, NO, M12 Connector
E2E-X3D1-M1GJ 0.3M | 26240 | 238533 | Proximity sensor, inductive, M12, shielded, 3 mm, DC, 2-wire, NO, 0.3 m cable with M12 connector
E2E-X3D1-M1GJ 0.3M | 26250 | 708764 | Proximity sensor, inductive, M12, shielded, 3 mm, DC, 2-wire, NO, 0.3 m cable with M12 connector
E2E-X3D1-M1GJ 0.5M | 26240 | 241166 | Proximity sensor, inductive, M12, shielded, 3 mm, DC, 2-wire, NO, 0.5 m cable with M12 connector
E2E-X3D1-M1GJ 0.5M | 26250 | 708827 | Proximity sensor, inductive, M12, shielded, 3 mm, DC, 2-wire, NO, 0.5 m cable with M12 connector
E2E-X3D1-M1GJ 1M | 32270 | 241167 | Proximity sensor, inductive, M12, shielded, 3 mm, DC, 2-wire, NO, 1 m cable with M12 connector
E2E-X3D1-M1GJ-T 0.3M | 26240 | 241132 | Proximity sensor, inductive, M12, shielded, 3mm, DC, 2-wire, NO, no polarity, 0.3 m cable with M12 connector
E2E-X3D1-M1GJ-T 0.3M | 26250 | 708759 | Proximity sensor, inductive, M12, shielded, 3mm, DC, 2-wire, NO, no polarity, 0.3 m cable with M12 connector
E2E-X3D1-M1GJ-T 0.5M | 34240 | 708816 | Proximity sensor, inductive, M12, shielded, 3mm, DC, 2-wire, NO, no polarity, 0.5 m cable with M12 connector
E2E-X3D1-M1GJ-T 1M | 43210 | 241143 | Proximity sensor, inductive, M12, shielded, 3mm, DC, 2-wire, NO, pig-tail connector M12
E2E-X3D1-M1G-T | 26250 | 708818 | Proximity sensor, inductive, M12, shielded, 3mm, DC, 2-wire, NO
E2E-X3D1-M1J 0.3M | 26240 | 257076 | Proximity sensor, inductive, M12, shielded, 3mm, DC, 2-wire, NO, pig tail connector, m12, 4 pin
E2E-X3D1-M1J 0.3M | 26250 | 708806 | Proximity sensor, inductive, M12, shielded, 3mm, DC, 2-wire, NO, pig tail connector, m12, 4 pin
E2E-X3D1-M1J-T 0.3M | 26250 | 708811 | Proximity sensor, inductive, M12, shielded, 3mm, DC, 2-wire, NO, pig tail connector, m12, 4 pin
E2E-X3D1-M1J-T 0.5M | 30910 | 241156
E2E-X3D1-M1J-T 1M | 26240 | 238538 | Proximity sensor, inductive, M12, shielded, 3mm, DC, 2-wire, NO, pig tail connector, m12, 4 pin
E2E-X3D1-M1TGJ-U 0.3M | 26600 | 290027 | Proximity sensor, inductive, M12, shielded, 3mm, DC 2-wire no polarity, NO, M12 pig-tail 0.3m
E2E-X3D1-N 10M | 26250 | 708834 | Proximity sensor, inductive, M12, shielded, 3 mm, DC, 2-wire, NO, 10 m cable
E2E-X3D1-N 2M | 26240 | 238459 | Proximity sensor, inductive, M12, shielded, 3 mm, DC, 2-wire, NO, 2 m cable
E2E-X3D1-N 2M | 26250 | 708775 | Proximity sensor, inductive, M12, shielded, 3 mm, DC, 2-wire, NO, 2 m cable
E2E-X3D1-N 5M | 26240 | 238460 | Proximity sensor, inductive, M12, shielded, 3 mm, DC, 2-wire, NO, 5 m cable
E2E-X3D1-N 5M | 26250 | 708774 | Proximity sensor, inductive, M12, shielded, 3 mm, DC, 2-wire, NO, 5 m cable
E2E-X3D1-R 2M | 26250 | 708803 | Proximity sensor, inductive, M12, shielded, 3 mm, DC, 2-wire, NO, 2 m robotic cable
E2E-X3D1-R 5M | 26250 | 708804 | Proximity sensor, inductive, M12, shielded, 3 mm, DC, 2-wire, NO, 3 m robotic cable
E2E-X3D1S 2M | 26240 | 238502 | Proximity sensor, inductive, M12, shielded, 3mm, DC, 2-wire, NO, self-diagnostic output, 2 m cable
E2E-X3D1S 5M | 26240 | 241105 | Proximity sensor, inductive, M12, shielded, 3 mm, DC, 2-wire, NO, self-diagnostic output, 5 m cable
E2E-X3D1S-M1 | 26240 | 238508 | Proximity sensor, inductive, M12, shielded, 3mm, DC, 2-wire, NO, self-diagnostic output, M12 connector
E2E-X3D1-U 2M | 26600 | 290129 | Proximity sensor, inductive, M12, shielded, 3 mm, DC, 2-wire, NO, 2 m cable PUR oil-resistant
E2E-X3D1-U 5M | 26600 | 290028 | Proximity sensor, inductive, M12, shielded, 3mm, DC, 2-wire, NO, 5m cable
E2E-X3D25-N 2M | 26240 | 241081
E2E-X3D25-N 5M | 30940 | 241082
E2E-X3D28 2M | 28980 | 681816 | Proximity sensor, inductive, brass-nickel, M8, shielded, 3 mm, NC, 2 m cable, DC 2-wire
E2E-X3D28 5M | 30310 | 681854 | Proximity sensor, inductive, brass-nickel, M8, shielded, 3 mm, NC, 5 m cable, DC 2-wire
E2E-X3D28-M1TGJ 0.3M | 31950 | 681892 | Proximity sensor, inductive, brass-nickel, M8, shielded, 3 mm, NC, 0.3 m pig-tail, DC 2-wire
E2E-X3D28-M1TGJ-T 0.3M | 31950 | 681872 | Proximity sensor, inductive, brass-nickel, M8, shielded, 3 mm, NC, 0.3 m pig-tail, DC 2-wire, no polarity
E2E-X3D28-R 2M | 31170 | 681678 | Proximity sensor, inductive, brass-nickel, M8, shielded, 3 mm, NC, 2 m cable robotic, DC 2-wire
E2E-X3D28-R 5M | 32540 | 681886 | Proximity sensor, inductive, brass-nickel, M8, shielded, 3 mm, NC, 5 m cable robotic, DC 2-wire
E2E-X3D28-T 2M | 28980 | 681741 | Proximity sensor, inductive, brass-nickel, M8, shielded, 3 mm, NC, 2 m cable, DC 2-wire, no polarity
E2E-X3D28-T 5M | 30310 | 681657 | Proximity sensor, inductive, brass-nickel, M8, shielded, 3 mm, NC, 5 m cable, DC 2-wire, no polarity
E2E-X3D28-TR 2M | 31170 | 681756 | Proximity sensor, inductive, brass-nickel, M8, shielded, 3 mm, NC, 2 m cable robotic, DC 2-wire, no polarity
E2E-X3D28-TR 5M | 32540 | 681652 | Proximity sensor, inductive, brass-nickel, M8, shielded, 3 mm, NC, 5 m cable robotic, DC 2-wire, no polarity
E2E-X3D2L 2M | 28510 | 708672 | Proximity sensor, inductive, nickel-brass, long body, M12, shielded, 3 mm, DC, 2-wire, NC, with polarity, 2 m cable
E2E-X3D2-M1 | 26250 | 708788 | Proximity sensor, inductive, M12, shielded, 3mm, DC, 2-wire, NC, connector M12
E2E-X3D2-M1G | 26240 | 238540 | Proximity sensor, inductive, M12, shielded, 3mm, DC, 2-wire, NC, M12 connector
E2E-X3D2-M1G | 26250 | 708767 | Proximity sensor, inductive, M12, shielded, 3mm, DC, 2-wire, NC, M12 connector
E2E-X3D2-M1GJ 0.3M | 32360 | 708839 | Proximity sensor, inductive, M12, shielded, 3mm, DC, 2-wire, NC, pig-tail connector M12
E2E-X3D2-M1TGJ-U 0.3M | 26600 | 290026 | Proximity sensor, inductive, M12, shielded, 3 mm, DC, 2-wire, NO, 0.3 m pigtail PUR (increased oil-resistant) with Junction Connector M12
E2E-X3D2-N 2M | 26240 | 238461 | Proximity sensor, inductive, M12, shielded, 3 mm, DC, 2-wire, NC, pre-wired, 2 m cable
E2E-X3D2-N 2M | 26250 | 708773 | Proximity sensor, inductive, M12, shielded, 3 mm, DC, 2-wire, NC, pre-wired, 2 m cable
E2E-X3D2-N 5M | 26250 | 708780 | Proximity sensor, inductive, M12, shielded, 3 mm, DC, 2-wire, NC, pre-wired, 5 m cable
E2E-X3D2-R 5M | 26240 | 375583 | Proximity sensor, inductive, M12, shielded, 3mm, DC, 2-wire, NO, 5m robotic cable
E2E-X3D2-U 2M | 26600 | 290130 | Proximity sensor, inductive, M12, shielded, 3 mm, DC, 2-wire, NC, 2 m cable PUR oil-resiustant
E2E-X3D2-U 5M | 26600 | 290023
E2E-X3T1 2M | 29160 | 238514 | Proximity sensor, AC/DC 2-wire
E2E-X3T1 5M | 29160 | 241122
E2E-X40MB1TL30 2M | 27820 | 687966 | Proximity sensor, inductive, nickel-brass, long body, M30, unshielded, 40 mm, DC, 3-wire, PNP NO, IO-Link COM3, 2 m cable
E2E-X40MB1TL30-M1 | 27820 | 687963 | Proximity sensor, inductive, nickel-brass, long body, M30, unshielded, 40 mm, DC, 3-wire, PNP NO, IO-Link COM3, M12 connector
E2E-X40MB1TL30-M1TJ 0.3M | 34530 | 687964 | Proximity sensor, inductive, nickel-brass, long body, M30, unshielded, 40 mm, DC, 3-wire, PNP NO, IO-Link COM3, M12 pigtail Smartclick connector, 0.3 m
E2E-X40MB1TL30-R 2M | 29450 | 687965 | Proximity sensor, inductive, nickel-brass, long body, M30, unshielded, 40 mm, DC, 3-wire, PNP NO, IO-Link COM3, 2 m robotic cable
E2E-X40MB2L30 2M | 27820 | 698655 | Proximity sensor, inductive, nickel-brass, long body, M30, unshielded, 40 mm, DC, 3-wire, PNP NC, 2 m cable
E2E-X40MB2L30-M1 | 27820 | 698654 | Proximity sensor, inductive, nickel-brass, long body, M30, unshielded, 40 mm, DC, 3-wire, PNP NC, M12 connector
E2E-X40MD1L30 2M | 32080 | 681706 | Proximity sensor, inductive, brass-nickel, M30, non-shielded, 40 mm, NO, 2 m cable, DC 2-wire
E2E-X40MD1L30 5M | 33420 | 681788 | Proximity sensor, inductive, brass-nickel, M30, non-shielded, 40 mm, NO, 5 m cable, DC 2-wire
E2E-X40MD1L30-M1TGJ 0.3M | 35140 | 681813 | Proximity sensor, inductive, brass-nickel, M30, non-shielded, 40 mm, NO, 0.3 m pig-tail, DC 2-wire
E2E-X40MD1L30-M1TGJ-T 0.3M | 35140 | 681853 | Proximity sensor, inductive, brass-nickel, M30, non-shielded, 40 mm, NO, 0.3 m pig-tail, DC 2-wire, no polarity
E2E-X40MD1L30-R 2M | 33850 | 681660 | Proximity sensor, inductive, brass-nickel, M30, non-shielded, 40 mm, NO, 2 m cable robotic, DC 2-wire
E2E-X40MD1L30-R 5M | 35630 | 681759 | Proximity sensor, inductive, brass-nickel, M30, non-shielded, 40 mm, NO, 5 m cable robotic, DC 2-wire
E2E-X40MD1L30-T 2M | 32080 | 681841 | Proximity sensor, inductive, brass-nickel, M30, non-shielded, 40 mm, NO, 2 m cable, DC 2-wire, no polarity
E2E-X40MD1L30-T 5M | 33420 | 681666 | Proximity sensor, inductive, brass-nickel, M30, non-shielded, 40 mm, NO, 5 m cable, DC 2-wire, no polarity
E2E-X40MD1L30-TR 2M | 33420 | 681811 | Proximity sensor, inductive, brass-nickel, M30, non-shielded, 40 mm, NO, 2 m cable robotic, DC 2-wire, no polarity
E2E-X40MD1L30-TR 5M | 35630 | 681870 | Proximity sensor, inductive, brass-nickel, M30, non-shielded, 40 mm, NO, 5 m cable robotic, DC 2-wire, no polarity
E2E-X40MD2L30 2M | 32080 | 681701 | Proximity sensor, inductive, brass-nickel, M30, non-shielded, 40 mm, NC, 2 m cable, DC 2-wire
E2E-X40MD2L30 5M | 33420 | 681717 | Proximity sensor, inductive, brass-nickel, M30, non-shielded, 40 mm, NC, 5 m cable, DC 2-wire
E2E-X40MD2L30-M1TGJ 0.3M | 35140 | 681747 | Proximity sensor, inductive, brass-nickel, M30, non-shielded, 40 mm, NC, 0.3 m pig-tail, DC 2-wire
E2E-X40MD2L30-M1TGJ-T 0.3M | 35140 | 681711 | Proximity sensor, inductive, brass-nickel, M30, non-shielded, 40 mm, NC, 0.3 m pig-tail, DC 2-wire, no polarity
E2E-X40MD2L30-R 2M | 34310 | 681817 | Proximity sensor, inductive, brass-nickel, M30, non-shielded, 40 mm, NC, 2 m cable robotic, DC 2-wire
E2E-X40MD2L30-R 5M | 35630 | 681896 | Proximity sensor, inductive, brass-nickel, M30, non-shielded, 40 mm, NC, 5 m cable robotic, DC 2-wire
E2E-X40MD2L30-T 2M | 32080 | 681822 | Proximity sensor, inductive, brass-nickel, M30, non-shielded, 40 mm, NC, 2 m cable, DC 2-wire, no polarity
E2E-X40MD2L30-T 5M | 33420 | 681638 | Proximity sensor, inductive, brass-nickel, M30, non-shielded, 40 mm, NC, 5 m cable, DC 2-wire, no polarity
E2E-X40MD2L30-TR 2M | 34310 | 681690 | Proximity sensor, inductive, brass-nickel, M30, non-shielded, 40 mm, NC, 2 m cable robotic, DC 2-wire, no polarity
E2E-X40MD2L30-TR 5M | 35630 | 681859 | Proximity sensor, inductive, brass-nickel, M30, non-shielded, 40 mm, NC, 5 m cable robotic, DC 2-wire, no polarity
E2E-X4B1D12 2M | 20350 | 694161 | Proximity sensor, inductive, nickel-brass, short body, M12, shielded, 4 mm, DC, 3-wire, PNP NO, IO-Link COM2, 2 m cable
E2E-X4B1D12-M1 | 19920 | 690433 | Proximity sensor, inductive, nickel-brass, short body, M12, shielded, 4 mm, DC, 3-wire, PNP NO, IO-Link COM2, M12 connector
E2E-X4B1T12 10M | 25110 | 700803 | Proximity sensor, inductive, nickel-brass, short body, M12, shielded, 4 mm, DC, 3-wire, PNP NO, IO-Link COM3, 10 m cable
E2E-X4B1T12 15M | 28410 | 700802 | Proximity sensor, inductive, nickel-brass, short body, M12, shielded, 4 mm, DC, 3-wire, PNP NO, IO-Link COM3, 15 m cable
E2E-X4B1T12 2M | 16440 | 687525 | Proximity sensor, inductive, nickel-brass, short body, M12, shielded, 4 mm, DC, 3-wire, PNP NO, IO-Link COM3, 2 m cable
E2E-X4B1T12 5M | 17830 | 695836 | Proximity sensor, inductive, nickel-brass, short body, M12, shielded, 4 mm, DC, 3-wire, PNP NO, IO-Link COM3, 5 m cable
E2E-X4B1T12-M1 | 16440 | 687524 | Proximity sensor, inductive, nickel-brass, short body, M12, shielded, 4 mm, DC, 3-wire, PNP NO, IO-Link COM3, M12 connector
E2E-X4B1T12-M1TJ 0.3M | 21470 | 687891 | Proximity sensor, inductive, nickel-brass, short body, M12, shielded, 4 mm, DC, 3-wire, PNP NO, IO-Link COM3, M12 pigtail Smartclick connector, 0.3 m
E2E-X4B1T12-M1TJR 0.3M | 24190 | 687890 | Proximity sensor, inductive, nickel-brass, short body, M12, shielded, 4 mm, DC, 3-wire, PNP NO, IO-Link COM3, M12 pigtail Smartclick connector, 0.3 m robotic cable
E2E-X4B1T12-R 2M | 17830 | 688019 | Proximity sensor, inductive, nickel-brass, short body, M12, shielded, 4 mm, DC, 3-wire, PNP NO, IO-Link COM3, 2 m robotic cable
E2E-X4B1T8 2M | 25670 | 687532 | Proximity sensor, inductive, short brass body M8, shielded, 4 mm, DC, 3-wire, PNP NO, IO-Link COM3, 2 m cable
E2E-X4B1T8-M1 | 25670 | 687530 | Proximity sensor, inductive, short brass body M8, shielded, 4 mm, DC, 3-wire, PNP NO, IO-Link COM3, M12 connector
E2E-X4B1T8-M1TJ 0.3M | 25670 | 687531 | Proximity sensor, inductive, short brass body M8, shielded, 4 mm, DC, 3-wire, PNP NO, IO-Link COM3, M12 pigtail Smartclick connector, 0.3 m
E2E-X4B1T8-M3 | 25670 | 688102 | Proximity sensor, inductive, short brass body M8, shielded, 4 mm, DC, 3-wire, PNP NO, IO-Link COM3, M8 connector 4 pins
E2E-X4B1T8-M5 | 25670 | 687529 | Proximity sensor, inductive, short brass body M8, shielded, 4 mm, DC, 3-wire, PNP NO, IO-Link COM3, M8 connector 3 pin
E2E-X4B1T8-R 2M | 26930 | 688103 | Proximity sensor, inductive, short brass body M8, shielded, 4 mm, DC, 3-wire, PNP NO, IO-Link COM3, 2 m robotic cable
E2E-X4B1TL12 2M | 17830 | 687886 | Proximity sensor, inductive, nickel-brass, long body, M12, shielded, 4 mm, DC, 3-wire, PNP NO, IO-Link COM3, 2 m cable
E2E-X4B1TL12 5M | 19360 | 696131 | Proximity sensor, inductive, nickel-brass, long body, M12, shielded, 4 mm, DC, 3-wire, PNP NO, IO-Link COM3, 5 m cable
E2E-X4B1TL12-M1 | 17830 | 688007 | Proximity sensor, inductive, nickel-brass, long body, M12, shielded, 4 mm, DC, 3-wire, PNP NO, IO-Link COM3, M12 connector
E2E-X4B1TL12-M1TJ 0.3M | 21470 | 687885 | Proximity sensor, inductive, nickel-brass, long body, M12, shielded, 4 mm, DC, 3-wire, PNP NO, IO-Link COM3, M12 pigtail Smartclick connector, 0.3 m
E2E-X4B1TL8 2M | 25670 | 687896 | Proximity sensor, inductive, long brass body M8, shielded, 4 mm, DC, 3-wire, PNP NO, IO-Link COM3, 2 m cable
E2E-X4B1TL8-M1 | 25670 | 687895 | Proximity sensor, inductive, long brass body M8, shielded, 4 mm, DC, 3-wire, PNP NO, IO-Link COM3, M12 connector
E2E-X4B1TL8-M1TJ 0.3M | 32080 | 688077 | Proximity sensor, inductive, long brass body M8, shielded, 4 mm, DC, 3-wire, PNP NO, IO-Link COM3, M12 pigtail Smartclick connector, 0.3 m
E2E-X4B1TL8-M3 | 25670 | 688076 | Proximity sensor, inductive, long brass body M8, shielded, 4 mm, DC, 3-wire, PNP NO, IO-Link COM3, M8 connector 4 pins
E2E-X4B1TL8-M5 | 25670 | 688075 | Proximity sensor, inductive, long brass body M8, shielded, 4 mm, DC, 3-wire, PNP NO, IO-Link COM3, M8 connector 3 pins
E2E-X4B212 10M | 25110 | 700801 | Proximity sensor, inductive, nickel-brass, short body, M12, shielded, 4 mm, DC, 3-wire, PNP NC, 10 m cable
E2E-X4B212 2M | 16440 | 694063 | Proximity sensor, inductive, nickel-brass, short body, M12, shielded, 4 mm, DC, 3-wire, PNP NC, 2 m cable
E2E-X4B212 5M | 17830 | 696232 | Proximity sensor, inductive, nickel-brass, short body, M12, shielded, 4 mm, DC, 3-wire, PNP NC, 5 m cable
E2E-X4B212-M1 | 16440 | 694062 | Proximity sensor, inductive, nickel-brass, short body, M12, shielded, 4 mm, DC, 3-wire, PNP NC, M12 connector
E2E-X4B28 2M | 25670 | 693106 | Proximity sensor, inductive, short brass body M8, shielded, 4 mm, DC, 3-wire, PNP NC, 2 m cable
E2E-X4B28-M1 | 25670 | 698681 | Proximity sensor, inductive, short brass body M8, shielded, 4 mm, DC, 3-wire, PNP NC, M12 connector
E2E-X4B28-M3 | 25670 | 698680 | Proximity sensor, inductive, short brass body M8, shielded, 4 mm, DC, 3-wire, PNP NC, M8 connector 4 pins
E2E-X4B28-M5 | 25670 | 698679 | Proximity sensor, inductive, short brass body M8, shielded, 4 mm, DC, 3-wire, PNP NC, M8 connector 3 pins
E2E-X4B2L12 2M | 17830 | 694117 | Proximity sensor, inductive, nickel-brass, long body, M12, shielded, 4 mm, DC, 3-wire, PNP NC, 2 m cable
E2E-X4B2L12 5M | 19360 | 698889 | Proximity sensor, inductive, nickel-brass, long body, M12, shielded, 4 mm, DC, 3-wire, PNP NC, 5 m cable
E2E-X4B2L12-M1 | 17830 | 690432 | Proximity sensor, inductive, nickel-brass, long body, M12, shielded, 4 mm, DC, 3-wire, PNP NC, M12 connector
E2E-X4B2L12-M1TJ 0.3M | 21470 | 691007 | Proximity sensor, inductive, nickel-brass, long body, M12, shielded, 4 mm, DC, 3-wire, PNP NC, M12 pigtail Smartclick connector, 0.3 m
E2E-X4B2L8 2M | 25670 | 698672 | Proximity sensor, inductive, long brass body M8, shielded, 4 mm, DC, 3-wire, PNP NC, 2 m cable
E2E-X4B2L8-M1 | 25670 | 698671 | Proximity sensor, inductive, long brass body M8, shielded, 4 mm, DC, 3-wire, PNP NC, M12 connector
E2E-X4B2L8-M3 | 25670 | 698670 | Proximity sensor, inductive, long brass body M8, shielded, 4 mm, DC, 3-wire, PNP NC, M8 connector 4 pins
E2E-X4B2L8-M5 | 25670 | 698669 | Proximity sensor, inductive, long brass body M8, shielded, 4 mm, DC, 3-wire, PNP NC, M8 connector 3 pins
E2E-X4B3D12 2M | 16440 | 687877 | Proximity sensor, inductive, nickel-brass, short body, M12, shielded, 4 mm, DC, 3-wire, PNP NO+NC, IO-Link COM2, 2 m cable
E2E-X4B3D12 5M | 17830 | 698891 | Proximity sensor, inductive, nickel-brass, short body, M12, shielded, 4 mm, DC, 3-wire, PNP NO+NC, IO-Link COM2, 5 m cable
E2E-X4B3D12-M1 | 16440 | 694160 | Proximity sensor, inductive, nickel-brass, short body, M12, shielded, 4 mm, DC, 3-wire, PNP NO+NC, IO-Link COM2, M12 connector
E2E-X4B3D12-M1TJ 0.3M | 21470 | 699666 | Proximity sensor, inductive, nickel-brass, short body, M12, shielded, 4 mm, DC, 3-wire, PNP NO+NC, IO-Link COM2, M12 pigtail Smartclick connector, 0.3 m
E2E-X4B3DL12 2M | 17830 | 695083 | Proximity sensor, inductive, nickel-brass, long body, M12, shielded, 4 mm, DC, 3-wire, PNP NO+NC, IO-Link COM2, 2 m cable
E2E-X4B3DL12 5M | 19360 | 698835 | Proximity sensor, inductive, nickel-brass, long body, M12, shielded, 4 mm, DC, 3-wire, PNP NO+NC, IO-Link COM2, 5 m cable
E2E-X4B3DL12-M1 | 17830 | 687875 | Proximity sensor, inductive, nickel-brass, long body, M12, shielded, 4 mm, DC, 3-wire, PNP NO+NC, IO-Link COM2, M12 connector
E2E-X4C112 10M | 21760 | 700800 | Proximity sensor, inductive, nickel-brass, short body, M12, shielded, 4 mm, DC, 3-wire, NPN NO, 10 m cable
E2E-X4C112 2M | 16440 | 694859 | Proximity sensor, inductive, nickel-brass, short body, M12, shielded, 4 mm, DC, 3-wire, NPN NO, 2 m cable
E2E-X4C112 5M | 17830 | 696135 | Proximity sensor, inductive, nickel-brass, short body, M12, shielded, 4 mm, DC, 3-wire, NPN NO, 5 m cable
E2E-X4C112-M1 | 16440 | 687527 | Proximity sensor, inductive, nickel-brass, short body, M12, shielded, 4 mm, DC, 3-wire, NPN NO, M12 connector
E2E-X4C112-M1TJ 0.3M | 21470 | 694978 | Proximity sensor, inductive, nickel-brass, short body, M12, shielded, 4 mm, DC, 3-wire, NPN NO, M12 pigtail Smartclick connector, 0.3 m
E2E-X4C18 2M | 25670 | 690190 | Proximity sensor, inductive, short brass body M8, shielded, 4 mm, DC, 3-wire, NPN NO, 2 m cable
E2E-X4C18-M1 | 25670 | 687538 | Proximity sensor, inductive, short brass body M8, shielded, 4 mm, DC, 3-wire, NPN NO, M12 connector
E2E-X4C18-M1TJ 0.3M | 25670 | 694981 | Proximity sensor, inductive, short brass body M8, shielded, 4 mm, DC, 3-wire, NPN NO, M12 pigtail Smartclick connector, 0.3 m
E2E-X4C18-M3 | 25670 | 698707 | Proximity sensor, inductive, short brass body M8, shielded, 4 mm, DC, 3-wire, NPN NO, M8 connector 4 pins
E2E-X4C18-M5 | 25670 | 694980 | Proximity sensor, inductive, short brass body M8, shielded, 4 mm, DC, 3-wire, NPN NO, M8 connector 3 pins
E2E-X4C1L12 2M | 17830 | 695801 | Proximity sensor, inductive, nickel-brass, long body, M12, shielded, 4 mm, DC, 3-wire, NPN NO, 2 m cable
E2E-X4C1L12 5M | 19360 | 698884 | Proximity sensor, inductive, nickel-brass, long body, M12, shielded, 4 mm, DC, 3-wire, NPN NO, 5 m cable
E2E-X4C1L12-M1 | 17830 | 695803 | Proximity sensor, inductive, nickel-brass, long body, M12, shielded, 4 mm, DC, 3-wire, NPN NO, M12 connector
E2E-X4C1L8 2M | 25670 | 699437 | Proximity sensor, inductive, long brass body M8, shielded, 4 mm, DC, 3-wire, NPN NO, 2 m cable
E2E-X4C1L8-M1 | 25670 | 699438 | Proximity sensor, inductive, long brass body M8, shielded, 4 mm, DC, 3-wire, NPN NO, M12 connector
E2E-X4C1L8-M5 | 25670 | 699439 | Proximity sensor, inductive, long brass body M8, shielded, 4 mm, DC, 3-wire, NPN NO, M8 connector 3 pins
E2E-X4C212 2M | 16440 | 695800 | Proximity sensor, inductive, nickel-brass, short body, M12, shielded, 4 mm, DC, 3-wire, NPN NC, 2 m cable
E2E-X4C212 5M | 17830 | 698883 | Proximity sensor, inductive, nickel-brass, short body, M12, shielded, 4 mm, DC, 3-wire, NPN NC, 5 m cable
E2E-X4C212-M1 | 16440 | 694116 | Proximity sensor, inductive, nickel-brass, short body, M12, shielded, 4 mm, DC, 3-wire, NPN NC, M12 connector
E2E-X4C28-M1 | 25670 | 693658 | Proximity sensor, inductive, short brass body M8, shielded, 4 mm, DC, 3-wire, NPN NC, M12 connector
E2E-X4C28-M3 | 25670 | 698706 | Proximity sensor, inductive, short brass body M8, shielded, 4 mm, DC, 3-wire, NPN NC, M8 connector 4 pins
E2E-X4C28-M5 | 25670 | 707419 | Proximity sensor, inductive, short brass body M8, shielded, 4 mm, DC, 3-wire, NPN NC, M8 connector 3 pins
E2E-X4C2L12 2M | 17830 | 695802 | Proximity sensor, inductive, nickel-brass, long body, M12, shielded, 4 mm, DC, 3-wire, NPN NC, 2 m cable
E2E-X4C2L12 5M | 19360 | 698885 | Proximity sensor, inductive, nickel-brass, long body, M12, shielded, 4 mm, DC, 3-wire, NPN NC, 5 m cable
E2E-X4C2L12-M1 | 17830 | 695804 | Proximity sensor, inductive, nickel-brass, long body, M12, shielded, 4 mm, DC, 3-wire, NPN NC, M12 connector
E2E-X4C312 2M | 16440 | 694979 | Proximity sensor, inductive, nickel-brass, short body, M12, shielded, 4 mm, DC, 3-wire, NPN NO+NC, 2 m cable
E2E-X4C312-M1 | 16440 | 694162 | Proximity sensor, inductive, nickel-brass, short body, M12, shielded, 4 mm, DC, 3-wire, NPN NO+NC, M12 connector
E2E-X4C3L12 2M | 17830 | 698805 | Proximity sensor, inductive, nickel-brass, long body, M12, shielded, 4 mm, DC, 3-wire, NPN NO+NC, 2 m cable
E2E-X4C3L12-M1 | 17830 | 696115 | Proximity sensor, inductive, nickel-brass, long body, M12, shielded, 4 mm, DC, 3-wire, NPN NO+NC, M12 connector
E2E-X4D1-M1J-T 0.3M | 30750 | 708681 | Proximity sensor, inductive, nickel-brass, short body, M12, shielded, 4 mm, DC, 2-wire, NO, no polarity, M12 pigtail connector, 0.3 m
E2E-X4D1-T 2M | 28510 | 708679 | Proximity sensor, inductive, nickel-brass, short body, M12, shielded, 4 mm, DC, 2-wire, NO, no polarity, 2 m cable
E2E-X4D2-M1J-T 0.3M | 30750 | 708682 | Proximity sensor, inductive, nickel-brass, short body, M12, shielded, 4 mm, DC, 2-wire, NC, no polarity, M12 pigtail connector, 0.3 m
E2E-X4D2-T 2M | 28510 | 708680 | Proximity sensor, inductive, nickel-brass, short body, M12, shielded, 4 mm, DC, 2-wire, NC, no polarity, 2 m cable
E2E-X4MB1D8 2M | 21800 | 694056 | Proximity sensor, inductive, short SUS body M8, unshielded, 4 mm, DC, 3-wire, PNP NO, IO-Link COM2, 2 m cable
E2E-X4MB1D8-M1 | 21800 | 694055 | Proximity sensor, inductive, short SUS body M8, unshielded, 4 mm, DC, 3-wire, PNP NO, IO-Link COM2, M12 connector 4 pins
E2E-X4MB1T8 2M | 17830 | 688101 | Proximity sensor, inductive, short SUS body M8, unshielded, 4 mm, DC, 3-wire, PNP NO, IO-Link COM3, 2 m cable
E2E-X4MB1T8 5M | 19360 | 696136 | Proximity sensor, inductive, short SUS body M8, unshielded, 4 mm, DC, 3-wire, PNP NO, IO-Link COM3, 5 m cable
E2E-X4MB1T8-M1 | 17830 | 688098 | Proximity sensor, inductive, short SUS body M8, unshielded, 4 mm, DC, 3-wire, PNP NO, IO-Link COM3, M12 connector
E2E-X4MB1T8-M1TJ 0.3M | 22300 | 688099 | Proximity sensor, inductive, short SUS body M8, unshielded, 4 mm, DC, 3-wire, PNP NO, IO-Link COM3, M12 pigtail Smartclick connector, 0.3 m
E2E-X4MB1T8-M3 | 18380 | 688097 | Proximity sensor, inductive, short SUS body M8, unshielded, 4 mm, DC, 3-wire, PNP NO, IO-Link COM3, M8 connector 4 pins
E2E-X4MB1T8-M5 | 18380 | 688096 | Proximity sensor, inductive, short SUS body M8, unshielded, 4 mm, DC, 3-wire, PNP NO, IO-Link COM3, M8 connector 3 pins
E2E-X4MB1T8-R 2M | 19360 | 688100 | Proximity sensor, inductive, short SUS body M8, unshielded, 4 mm, DC, 3-wire, PNP NO, IO-Link COM3, 2 m robotic cable
E2E-X4MB1TL8 2M | 19360 | 688074 | Proximity sensor, inductive, long SUS body M8, unshielded, 4 mm, DC, 3-wire, PNP NO, IO-Link COM3, 2 m cable
E2E-X4MB1TL8 5M | 20950 | 698879 | Proximity sensor, inductive, long SUS body M8, unshielded, 4 mm, DC, 3-wire, PNP NO, IO-Link COM3, 5 m cable
E2E-X4MB1TL8-M1 | 19360 | 688072 | Proximity sensor, inductive, long SUS body M8, unshielded, 4 mm, DC, 3-wire, PNP NO, IO-Link COM3, M12 connector
E2E-X4MB1TL8-M1TJ 0.3M | 24190 | 688073 | Proximity sensor, inductive, long SUS body M8, unshielded, 4 mm, DC, 3-wire, PNP NO, IO-Link COM3, M12 pigtail Smartclick connector, 0.3 m
E2E-X4MB1TL8-M3 | 20080 | 688071 | Proximity sensor, inductive, long SUS body M8, unshielded, 4 mm, DC, 3-wire, PNP NO, IO-Link COM3, M8 connector 4 pins
E2E-X4MB1TL8-M5 | 20080 | 688070 | Proximity sensor, inductive, long SUS body M8, unshielded, 4 mm, DC, 3-wire, PNP NO, IO-Link COM3, M8 connector 3 pins
E2E-X4MB28 2M | 17830 | 694067 | Proximity sensor, inductive, short SUS body M8, unshielded, 4 mm, DC, 3-wire, PNP NC, 2 m cable
E2E-X4MB28 5M | 19360 | 699658 | Proximity sensor, inductive, short SUS body M8, unshielded, 4 mm, DC, 3-wire, PNP NC, 5 m cable
E2E-X4MB28-M1 | 17830 | 694066 | Proximity sensor, inductive, short SUS body M8, unshielded, 4 mm, DC, 3-wire, PNP NC, M12 connector
E2E-X4MB28-M3 | 18380 | 698678 | Proximity sensor, inductive, short SUS body M8, unshielded, 4 mm, DC, 3-wire, PNP NC, M8 connector 4 pins
E2E-X4MB28-M5 | 18380 | 695867 | Proximity sensor, inductive, short SUS body M8, unshielded, 4 mm, DC, 3-wire, PNP NC, M8 connector 3 pins
E2E-X4MB2L8 2M | 19360 | 696216 | Proximity sensor, inductive, long SUS body M8, unshielded, 4 mm, DC, 3-wire, PNP NC, 2 m cable
E2E-X4MB2L8 5M | 20950 | 698880 | Proximity sensor, inductive, long SUS body M8, unshielded, 4 mm, DC, 3-wire, PNP NC, 5 m cable
E2E-X4MB2L8-M1 | 19360 | 696215 | Proximity sensor, inductive, long SUS body M8, unshielded, 4 mm, DC, 3-wire, PNP NC, M12 connector
E2E-X4MB2L8-M3 | 20080 | 695865 | Proximity sensor, inductive, long SUS body M8, unshielded, 4 mm, DC, 3-wire, PNP NC, M8 connector 4 pins
E2E-X4MB2L8-M5 | 20080 | 695864 | Proximity sensor, inductive, long SUS body M8, unshielded, 4 mm, DC, 3-wire, PNP NC, M8 connector 3 pins
E2E-X4MB3DL8-M1 | 19360 | 696304 | Proximity sensor, inductive, long SUS body M8, unshielded, 4 mm, DC, 3-wire, PNP NO+NC, IO-Link COM2, M12 connector 4 pins
E2E-X4MC18 10M | 26480 | 700807 | Proximity sensor, inductive, short SUS body M8, unshielded, 4 mm, DC, 3-wire, NPN NO, 10 m cable
E2E-X4MC18 2M | 17830 | 694861 | Proximity sensor, inductive, short SUS body M8, unshielded, 4 mm, DC, 3-wire, NPN NO, 2 m cable
E2E-X4MC18 5M | 19360 | 698873 | Proximity sensor, inductive, short SUS body M8, unshielded, 4 mm, DC, 3-wire, NPN NO, 5 m cable
E2E-X4MC18-M1 | 17830 | 694860 | Proximity sensor, inductive, short SUS body M8, unshielded, 4 mm, DC, 3-wire, NPN NO, M12 connector
E2E-X4MC18-M3 | 18380 | 698866 | Proximity sensor, inductive, short SUS body M8, unshielded, 4 mm, DC, 3-wire, NPN NO, M8 connector 4 pins
E2E-X4MC18-M5 | 18380 | 696143 | Proximity sensor, inductive, short SUS body M8, unshielded, 4 mm, DC, 3-wire, NPN NO, M8 connector 3 pins
E2E-X4MC1L8 2M | 19360 | 696142 | Proximity sensor, inductive, long SUS body M8, unshielded, 4 mm, DC, 3-wire, NPN NO, 2 m cable
E2E-X4MC1L8 5M | 20950 | 699646 | Proximity sensor, inductive, long SUS body M8, unshielded, 4 mm, DC, 3-wire, NPN NO, 5 m cable
E2E-X4MC1L8-M1 | 19360 | 696188 | Proximity sensor, inductive, long SUS body M8, unshielded, 4 mm, DC, 3-wire, NPN NO, M12 connector
E2E-X4MC1L8-M5 | 20080 | 696141 | Proximity sensor, inductive, long SUS body M8, unshielded, 4 mm, DC, 3-wire, NPN NO, M8 connector 3 pins
E2E-X4MC28 2M | 17830 | 696229 | Proximity sensor, inductive, short SUS body M8, unshielded, 4 mm, DC, 3-wire, NPN NC, 2 m cable
E2E-X4MC28 5M | 19360 | 696144 | Proximity sensor, inductive, short SUS body M8, unshielded, 4 mm, DC, 3-wire, NPN NC, 5 m cable
E2E-X4MC28-M1 | 17830 | 699652 | Proximity sensor, inductive, short SUS body M8, unshielded, 4 mm, DC, 3-wire, NPN NC, M12 connector
E2E-X4MC28-M3 | 18380 | 699651 | Proximity sensor, inductive, short SUS body M8, unshielded, 4 mm, DC, 3-wire, NPN NC, M8 connector 4 pins
E2E-X4MC28-M5 | 18380 | 698868 | Proximity sensor, inductive, short SUS body M8, unshielded, 4 mm, DC, 3-wire, NPN NC, M8 connector 3 pins
E2E-X4MC2L8 2M | 19360 | 699647 | Proximity sensor, inductive, long SUS body M8, unshielded, 4 mm, DC, 3-wire, NPN NC, 2 m cable
E2E-X4MC2L8 5M | 20950 | 699645 | Proximity sensor, inductive, long SUS body M8, unshielded, 4 mm, DC, 3-wire, NPN NC, 5 m cable
E2E-X4MC2L8-M1 | 19360 | 699644 | Proximity sensor, inductive, long SUS body M8, unshielded, 4 mm, DC, 3-wire, NPN NC, M12 connector
E2E-X4MC2L8-M5 | 20080 | 699656 | Proximity sensor, inductive, long SUS body M8, unshielded, 4 mm, DC, 3-wire, NPN NC, M8 connector 3 pins
E2E-X4MD1 2M | 29380 | 238482 | Proximity sensor, inductive, M8, unshielded, 4mm, DC, 2-wire, NO, 2m cable
E2E-X4MD1 2M | 29380 | 708845 | Proximity sensor, inductive, M8, unshielded, 4 mm, DC, 2-wire, NO, 2 m cable
E2E-X4MD1 5M | 29380 | 708790 | Proximity sensor, inductive, M8, unshielded, 4mm, DC, 2-wire, NO, 5m cable
E2E-X4MD1-M1 | 29380 | 238496 | Proximity sensor, inductive, M8, non-shielded, 4mm, DC, 2-wire, NO, connector M12
E2E-X4MD1-M1G | 29380 | 238531 | Proximity sensor, inductive, M8, unshielded, 4 mm, DC, 2-wire, NO, Pig tail Connector
E2E-X4MD1-M1G | 29380 | 708763 | Proximity sensor, inductive, M8, unshielded, 4 mm, DC, 2-wire, NO, Pig tail Connector
E2E-X4MD1-M3G | 29380 | 708836 | Proximity sensor, inductive, M8, unshielded, 4 mm, DC, 2-wire, NO, Pig tail Connector
E2E-X4MD1-R 2M | 29380 | 708817 | Proximity sensor, inductive, M8, non-shielded, 4mm, DC, 2-wire, NO, robotic cable 2 m
E2E-X4MD2 2M | 29380 | 708795 | Proximity sensor, inductive, M8, non-shielded, 4 mm, DC, 2-wire, NO, cable 2 m
E2E-X4MD2 5M | 29380 | 708796 | Proximity sensor, inductive, M8, non-shielded, 4 mm, DC, 2-wire, NO, cable 5 m
E2E-X4MD2-M1 | 29380 | 238500 | Cylindrical Proximity Switch, DC 2-Wire Model, Unshielded, M8, Sensing Distance 4 mm, Operation Mode NC, Connector Type
E2E-X4MD2-M1G | 29380 | 238532 | Cylindrical Proximity Switch, DC 2-Wire Model, Unshielded, M8, Sensing Distance 4 mm, Operation Mode NC, Connector Type
E2E-X4MD2-M3G | 29380 | 708837 | Proximity sensor, inductive, M8, non-shielded, 4mm, DC, 2-wire, NO, connector M8
E2E-X50MB1TL30 2M | 29950 | 687962 | Proximity sensor, inductive, nickel-brass, long body, M30, unshielded, 50 mm, DC, 3-wire, PNP NO, IO-Link COM3, 2 m cable
E2E-X50MB1TL30-M1 | 29950 | 687958 | Proximity sensor, inductive, nickel-brass, long body, M30, unshielded, 50 mm, DC, 3-wire, PNP NO, IO-Link COM3, M12 connector
E2E-X50MB1TL30-M1TJ 0.3M | 36390 | 687960 | Proximity sensor, inductive, nickel-brass, long body, M30, unshielded, 50 mm, DC, 3-wire, PNP NO, IO-Link COM3, M12 pigtail Smartclick connector, 0.3 m
E2E-X50MB1TL30-R 2M | 31250 | 687961 | Proximity sensor, inductive, nickel-brass, long body, M30, unshielded, 50 mm, DC, 3-wire, PNP NO, IO-Link COM3, 2 m robotic cable
E2E-X50MB2L30 2M | 29950 | 698653 | Proximity sensor, inductive, nickel-brass, long body, M30, unshielded, 50 mm, DC, 3-wire, PNP NC, 2 m cable
E2E-X50MB2L30-M1 | 29950 | 689619 | Proximity sensor, inductive, nickel-brass, long body, M30, unshielded, 50 mm, DC, 3-wire, PNP NC, M12 connector
E2E-X50MC1L30-M1 | 29950 | 689617 | Proximity sensor, inductive, nickel-brass, long body, M30, unshielded, 50 mm, DC, 3-wire, NPN NO, M12 connector
E2E-X50MC2L30-M1 | 29950 | 689618 | Proximity sensor, inductive, nickel-brass, long body, M30, unshielded, 50 mm, DC, 3-wire, NPN NC, M12 connector
E2E-X5B1T18 2M | 17830 | 698902 | Proximity sensor, inductive, nickel-brass, short body, M18, shielded, 5 mm, DC, 3-wire, PNP NO, IO-Link COM3, 2 m cable
E2E-X5B1T18 5M | 19360 | 700099 | Proximity sensor, inductive, nickel-brass, short body, M18, shielded, 5 mm, DC, 3-wire, PNP NO, IO-Link COM3, 5 m cable
E2E-X5B1T18-M1 | 17830 | 698860 | Proximity sensor, inductive, nickel-brass, short body, M18, shielded, 5 mm, DC, 3-wire, PNP NO, IO-Link COM3, M12 connector
E2E-X5B1T18-M1TJ 0.3M | 22300 | 700003 | Proximity sensor, inductive, nickel-brass, short body, M18, shielded, 8 mm, DC, 3-wire, PNP NO, IO-Link COM3, M12 pigtail Smartclick connector, 0.3 m
E2E-X5B1T18-R 2M | 19360 | 700054 | Proximity sensor, inductive, nickel-brass short body, M18, shielded, 5 mm, DC, 3-wire, PNP NO, IO-Link COM3, 2 m robotic cable
E2E-X5B1TL18 2M | 19360 | 700053 | Proximity sensor, inductive, nickel-brass long body, M18, shielded, 5 mm, DC, 3-wire, PNP NO, IO-Link COM3, 2 m cable
E2E-X5B1TL18 5M | 20950 | 700097 | Proximity sensor, inductive, nickel-brass, long body, M18, shielded, 5 mm, DC, 3-wire, PNP NO, IO-Link COM3, 5 m cable
E2E-X5B1TL18-M1 | 19360 | 698862 | Proximity sensor, inductive, nickel-brass long body, M18, shielded, 5 mm, DC, 3-wire, PNP NO, IO-Link COM3, M12 connector
E2E-X5B218 2M | 17830 | 700055 | Proximity sensor, inductive, nickel-brass, short body, M18, shielded, 5 mm, DC, 3-wire, PNP NC, 2 m cable
E2E-X5B218 5M | 19360 | 700098 | Proximity sensor, inductive, nickel-brass, short body, M18, shielded, 5 mm, DC, 3-wire, PNP NC, 5 m cable
E2E-X5B218-M1 | 17830 | 700001 | Proximity sensor, inductive, nickel-brass, short body, M18, shielded, 5 mm, DC, 3-wire, PNP NC, M12 connector
E2E-X5B218-M1TJ 0.3M | 22300 | 700002 | Proximity sensor, inductive, nickel-brass, short body, M18, shielded, 8 mm, DC, 3-wire, PNP NC, M12 pigtail Smartclick connector, 0.3 m
E2E-X5B2L18 2M | 19360 | 700052 | Proximity sensor, inductive, nickel-brass, long body, M18, shielded, 5 mm, DC, 3-wire, PNP NC, 2 m cable
E2E-X5B2L18 5M | 20950 | 700096 | Proximity sensor, inductive, nickel-brass, long body, M18, shielded, 5 mm, DC, 3-wire, PNP NC, 5 m cable
E2E-X5B2L18-M1 | 19360 | 700000 | Proximity sensor, inductive, nickel-brass, long body, M18, shielded, 5 mm, DC, 3-wire, PNP NC, M12 connector
E2E-X5B3D18-M1 | 19630 | 708466 | Proximity sensor, inductive, nickel-brass, short body, M18, shielded, 5 mm, DC, 4-wire, PNP NO+NC, IO-Link COM2, M12 connector
E2E-X5C118 2M | 17830 | 699319 | Proximity sensor, inductive, nickel-brass, short body, M18, shielded, 5 mm, DC, 3-wire, NPN NO, 2 m cable
E2E-X5C118 5M | 19360 | 700102 | Proximity sensor, inductive, nickel-brass, short body, M18, shielded, 5 mm, DC, 3-wire, NPN NO, 5 m cable
E2E-X5C118-M1 | 17830 | 698855 | Proximity sensor, inductive, nickel-brass, short body, M18, shielded, 5 mm, DC, 3-wire, NPN NO, M12 connector
E2E-X5C118-R 2M | 19360 | 700057 | Proximity sensor, inductive, nickel-brass, short body, M18, shielded, 5 mm, DC, 3-wire, NPN NO, 2 m robotic cable
E2E-X5C1L18 2M | 19360 | 699321 | Proximity sensor, inductive, nickel-brass, long body, M18, shielded, 5 mm, DC, 3-wire, NPN NO, 2 m cable
E2E-X5C1L18 5M | 20950 | 700100 | Proximity sensor, inductive, nickel-brass, long body, M18, shielded, 5 mm, DC, 3-wire, NPN NO, 5 m cable
E2E-X5C1L18-M1 | 19360 | 700005 | Proximity sensor, inductive, nickel-brass, long body, M18, shielded, 5 mm, DC, 3-wire, NPN NO, M12 connector
E2E-X5C218 2M | 17830 | 700058 | Proximity sensor, inductive, nickel-brass, short body, M18, shielded, 5 mm, DC, 3-wire, NPN NC, 2 m cable
E2E-X5C218 5M | 19360 | 700101 | Proximity sensor, inductive, nickel-brass, short body, M18, shielded, 5 mm, DC, 3-wire, NPN NC, 5 m cable
E2E-X5C218-M1 | 17830 | 700006 | Proximity sensor, inductive, nickel-brass, short body, M18, shielded, 5 mm, DC, 3-wire, NPN NC, M12 connector
E2E-X5C2L18 2M | 19360 | 700056 | Proximity sensor, inductive, nickel-brass, long body, M18, shielded, 5 mm, DC, 3-wire, NPN NC, 2 m prewired
E2E-X5C2L18-M1 | 19360 | 700004 | Proximity sensor, inductive, nickel-brass, long body, M18, shielded, 5 mm, DC, 3-wire, NPN NC, M12 connector
E2E-X5C318-M1 | 19630 | 708467 | Proximity sensor, inductive, nickel-brass, short body, M18, shielded, 5 mm, DC, 4-wire, NPN NO+NC, M12 connector
E2E-X5D1-M1TGJ 0.3M | 25570 | 681884 | Proximity sensor, inductive, brass-nickel, M18, shielded, 5 mm, NO, 0.3 m pig-tail, DC 2-wire
E2E-X5D1-M1TGJ-T 0.3M | 25570 | 681785 | Proximity sensor, inductive, brass-nickel, M18, shielded, 5 mm, NO, 0.3 m pig-tail, DC 2-wire, no polarity
E2E-X5D1-N 2M | 22750 | 681724 | Proximity sensor, inductive, brass-nickel, M18, shielded, 5 mm, NO, 2 m cable, DC 2-wire
E2E-X5D1-N 5M | 24080 | 681847 | Proximity sensor, inductive, brass-nickel, M18, shielded, 5 mm, NO, 5 m cable, DC 2-wire
E2E-X5D1-R-N 2M | 24970 | 681748 | Proximity sensor, inductive, brass-nickel, M18, shielded, 5 mm, NO, 2 m cable robotic, DC 2-wire
E2E-X5D1-R-N 5M | 37630 | 681889 | Proximity sensor, inductive, brass-nickel, M18, shielded, 5 mm, NO, 5 m cable robotic, DC 2-wire
E2E-X5D1-T-N 2M | 22750 | 681643 | Proximity sensor, inductive, brass-nickel, M18, shielded, 5 mm, NO, 2 m cable, DC 2-wire, no polarity
E2E-X5D1-T-N 5M | 24080 | 681635 | Proximity sensor, inductive, brass-nickel, M18, shielded, 5 mm, NO, 5 m cable, DC 2-wire, no polarity
E2E-X5D1-TR-N 2M | 24080 | 681860 | Proximity sensor, inductive, brass-nickel, M18, shielded, 5 mm, NO, 2 m cable robotic, DC 2-wire, no polarity
E2E-X5D1-TR-N 5M | 38130 | 681828 | Proximity sensor, inductive, brass-nickel, M18, shielded, 5 mm, NO, 5 m cable robotic, DC 2-wire, no polarity
E2E-X5D2-M1TGJ 0.3M | 22750 | 681683 | Proximity sensor, inductive, brass-nickel, M18, shielded, 5 mm, NC, 0.3 m pig-tail, DC 2-wire
E2E-X5D2-M1TGJ-T 0.3M | 24650 | 681633 | Proximity sensor, inductive, brass-nickel, M18, shielded, 5 mm, NC, 0.3 m pig-tail, DC 2-wire, no polarity
E2E-X5D2-N 2M | 24970 | 681825 | Proximity sensor, inductive, brass-nickel, M18, shielded, 5 mm, NC, 2 m cable, DC 2-wire
E2E-X5D2-N 5M | 24970 | 681702 | Proximity sensor, inductive, brass-nickel, M18, shielded, 5 mm, NC, 5 m cable, DC 2-wire
E2E-X5D2-R-N 2M | 24970 | 681772 | Proximity sensor, inductive, brass-nickel, M18, shielded, 5 mm, NC, 2 m cable robotic, DC 2-wire
E2E-X5D2-R-N 5M | 37630 | 681837 | Proximity sensor, inductive, brass-nickel, M18, shielded, 5 mm, NC, 5 m cable robotic, DC 2-wire
E2E-X5D2-T-N 2M | 22750 | 681707 | Proximity sensor, inductive, brass-nickel, M18, shielded, 5 mm, NC, 2 m cable, DC 2-wire, no polarity
E2E-X5D2-T-N 5M | 24080 | 681776 | Proximity sensor, inductive, brass-nickel, M18, shielded, 5 mm, NC, 5 m cable, DC 2-wire, no polarity
E2E-X5D2-TR-N 2M | 24970 | 681793 | Proximity sensor, inductive, brass-nickel, M18, shielded, 5 mm, NC, 2 m cable robotic, DC 2-wire, no polarity
E2E-X5D2-TR-N 5M | 38130 | 681645 | Proximity sensor, inductive, brass-nickel, M18, shielded, 5 mm, NC, 5 m cable robotic, DC 2-wire, no polarity
E2E-X5E1 2M | 32960 | 238360 | Proximity sensor, inductive, M18, shielded, 5 mm, DC, 3-wire, NPN-NO, 2 m cable
E2E-X5F1 2M | 32960 | 238376 | Proximity sensor, inductive, M18, shielded, 5 mm, DC, 3-wire, PNP-NO, 2 m cable
E2E-X5MB1DL12-M1 | 24640 | 689154 | Proximity sensor, inductive, nickel-brass, long body, M12, unshielded, 5 mm, DC, 3-wire, PNP NO, IO-Link COM2, M12 connector
E2E-X5MB1T12 2M | 16440 | 698888 | Proximity sensor, inductive, nickel-brass short body, M12, unshielded, 5 mm, DC, 3-wire, PNP NO, IO-Link COM3, 2 m cable
E2E-X5MB1T12 5M | 17830 | 699669 | Proximity sensor, inductive, nickel-brass short body, M12, unshielded, 5 mm, DC, 3-wire, PNP NO, IO-Link COM3, 5 m cable
E2E-X5MB1T12-M1 | 16440 | 698850 | Proximity sensor, inductive, nickel-brass, short body, M12, unshielded, 5 mm, DC, 3-wire, PNP NO, IO-Link COM3, M12 connector
E2E-X5MB1T12-M1TJ 0.3M | 21470 | 700009 | Proximity sensor, inductive, nickel-brass short body, M12, unshielded, 5 mm, DC, 3-wire, PNP NO, IO-Link COM3, M12 pigtail Smartclick connector, 0.3 m
E2E-X5MB1T12-R 2M | 17830 | 700061 | Proximity sensor, inductive, nickel-brass short body, M12, unshielded, 5 mm, DC, 3-wire, PNP NO, IO-Link COM3, 2 m robotic cable
E2E-X5MB1TL12 2M | 17830 | 700060 | Proximity sensor, inductive, nickel-brass long body, M12, unshielded, 5 mm, DC, 3-wire, PNP NO, IO-Link COM3, 2 m cable
E2E-X5MB1TL12 5M | 19360 | 699667 | Proximity sensor, inductive, nickel-brass, long body, M12, unshielded, 5 mm, DC, 3-wire, PNP NO, IO-Link COM3, 5 m cable
E2E-X5MB1TL12-M1 | 17830 | 698852 | Proximity sensor, inductive, nickel-brass long body, M12, unshielded, 5 mm, DC, 3-wire, PNP NO, IO-Link COM3, M12 connector
E2E-X5MB212 2M | 16440 | 700062 | Proximity sensor, inductive, nickel-brass, short body, M12, unshielded, 5 mm, DC, 3-wire, PNP NC, 2 m cable
E2E-X5MB212 5M | 17830 | 700104 | Proximity sensor, inductive, nickel-brass, short body, M12, unshielded, 5 mm, DC, 3-wire, PNP NC, 5m cable
E2E-X5MB212-M1 | 16440 | 700008 | Proximity sensor, inductive, nickel-brass, short body, M12, unshielded, 5 mm, DC, 3-wire, PNP NC, M12 connector
E2E-X5MB2L12 2M | 17830 | 700059 | Proximity sensor, inductive, nickel-brass, long body, M12, unshielded, 5 mm, DC, 3-wire, PNP NC, 2 m cable
E2E-X5MB2L12 5M | 19360 | 700103 | Proximity sensor, inductive, nickel-brass, long body, M12, unshielded, 5 mm, DC, 3-wire, PNP NC, 5 m cable
E2E-X5MB2L12-M1 | 17830 | 700007 | Proximity sensor, inductive, nickel-brass, long body, M12, unshielded, 5 mm, DC, 3-wire, PNP NC, M12 connector
E2E-X5MB3D12-M1 | 16440 | 698854 | Proximity sensor, inductive, nickel-brass, short body, M12, unshielded, 5 mm, DC, 3-wire, PNP NO+NC, IO-Link COM2, M12 connector
E2E-X5MC112 2M | 16440 | 699626 | Proximity sensor, inductive, nickel-brass, short body, M12, unshielded, 5 mm, DC, 3-wire, NPN NO, 2 m cable
E2E-X5MC112 5M | 17830 | 700067 | Proximity sensor, inductive, nickel-brass, short body, M12, unshielded, 5 mm, DC, 3-wire, NPN NO, 5 m cable
E2E-X5MC112-M1 | 16440 | 700013 | Proximity sensor, inductive, nickel-brass, short body, M12, unshielded, 5 mm, DC, 3-wire, NPN NO, M12 connector
E2E-X5MC112-R 2M | 17830 | 700065 | Proximity sensor, inductive, nickel-brass, short body, M12, unshielded, 5 mm, DC, 3-wire, NPN NO, 2 m robotic cable
E2E-X5MC1L12 2M | 17830 | 700064 | Proximity sensor, inductive, nickel-brass, long body, M12, unshielded, 5 mm, DC, 3-wire, NPN NO, 2 m cable
E2E-X5MC1L12 5M | 19360 | 700105 | Proximity sensor, inductive, nickel-brass, long body, M12, unshielded, 5 mm, DC, 3-wire, NPN NO, 5 m cable
E2E-X5MC1L12-M1 | 17830 | 700011 | Proximity sensor, inductive, nickel-brass, long body, M12, unshielded, 5 mm, DC, 3-wire, NPN NO, M12 connector
E2E-X5MC212 2M | 16440 | 700014 | Proximity sensor, inductive, nickel-brass, short body, M12, unshielded, 5 mm, DC, 3-wire, NPN NC, 2 m cable
E2E-X5MC212 5M | 17830 | 700066 | Proximity sensor, inductive, nickel-brass, short body, M12, unshielded, 5 mm, DC, 3-wire, NPN NC, 5 m cable
E2E-X5MC212-M1 | 16440 | 700012 | Proximity sensor, inductive, nickel-brass, short body, M12, unshielded, 5 mm, DC, 3-wire, NPN NC, M12 connector
E2E-X5MC2L12 2M | 17830 | 700063 | Proximity sensor, inductive, nickel-brass, long body, M12, unshielded, 5 mm, DC, 3-wire, NPN NC, 2 m cable
E2E-X5MC2L12-M1 | 17830 | 700010 | Proximity sensor, inductive, nickel-brass, long body, M12, unshielded, 5 mm, DC, 3-wire, NPN NC, M12 connector
E2E-X5MC312 2M | 16440 | 699625 | Proximity sensor, inductive, nickel-brass, short body, M12, unshielded, 5 mm, DC, 3-wire, NPN NO+NC, 2 m cable
E2E-X5MF1 2M | 27390 | 238374 | Proximity sensor, inductive, M12, unshielded, 5mm, DC, 3-wire, PNP-NO, 2m cable
E2E-X5MF2-M1 | 27390 | 238575 | Proximity sensor, inductive, M12, non-shielded, 5mm, DC, 3-wire, PNP/NC, connector M12
E2E-X5MY1 10M | 35490 | 241034
E2E-X5MY1 2M | 35490 | 238415 | Proximity sensor, inductive, M12, unshielded, 5mm, AC, 2-wire, NO, 2m cable
E2E-X5MY1 5M | 35490 | 238420
E2E-X5MY15 2M | 35490 | 238453 | Proximity sensor, inductive, M12, non-shielded, 5mm, AC, 2-wire, NO, cable 2 m
E2E-X5MY1-M1 | 35490 | 238438 | Proximity sensor, inductive
E2E-X5MY2 2M | 35490 | 238388 | Proximity sensor, inductive, M12, unshielded, 5mm, AC, 2-wire, NC, 2m cable
E2E-X5MY2 5M | 35490 | 241041
E2E-X5MY2-M1 | 35490 | 238439 | Cylindrical Proximity Switch, AC 2-Wire Model, Unshielded, M12, Sensing Distance 5 mm, Operation Mode NC, Connector Type
E2E-X5Y1 10M | 35490 | 238417
E2E-X5Y1 2M | 35490 | 238389 | Proximity sensor, inductive, M18, shielded, 5mm, AC, 2-wire, NO, 2m cable
E2E-X5Y1 5M | 35490 | 238421 | Proximity sensor, inductive, M18, shielded, 5mm, AC, 2-wire, NO, 5m cable
E2E-X5Y15 2M | 35490 | 241059 | Proximity sensor, inductive, M18, shielded, 5mm, AC, 2-wire, NO, cable 2 m
E2E-X5Y15 5M | 35490 | 241060
E2E-X5Y1-M1 | 35490 | 238434 | Proximity sensor, inductive, M18, shielded, 5mm, AC, 2-wire, NO, M12 Connector
E2E-X5Y1-M4 | 35490 | 241148
E2E-X5Y1-US | 35490 | 240999
E2E-X5Y2 10M | 35490 | 241035
E2E-X5Y2 2M | 35490 | 238390 | Proximity sensor, inductive, M18, shielded, 5mm, AC, 2-wire, NC, 2m cable
E2E-X5Y2 5M | 35490 | 241042
E2E-X5Y2-M1 | 35490 | 238435 | Proximity Switch, AC
E2E-X5Y2-US | 35490 | 241000
E2E-X6B1D12-M1 | 26070 | 689354 | Proximity sensor, inductive, nickel-brass, short body, M12, shielded, 6 mm, DC, 3-wire, PNP NO, IO-Link COM2, M12 connector
E2E-X6B1T12 2M | 19680 | 687523 | Proximity sensor, inductive, nickel-brass, short body, M12, shielded, 6 mm, DC, 3-wire, PNP NO, IO-Link COM3, 2 m cable
E2E-X6B1T12-M1 | 19680 | 687522 | Proximity sensor, inductive, nickel-brass, short body, M12, shielded, 6 mm, DC, 3-wire, PNP NO, IO-Link COM3, M12 connector
E2E-X6B1T12-M1TJ 0.3M | 28670 | 688017 | Proximity sensor, inductive, nickel-brass, short body, M12, shielded, 6 mm, DC, 3-wire, PNP NO, IO-Link COM3, M12 pigtail Smartclick connector, 0.3 m
E2E-X6B1T12-M1TJR 0.3M | 35040 | 687889 | Proximity sensor, inductive, nickel-brass, short body, M12, shielded, 6 mm, DC, 3-wire, PNP NO, IO-Link COM3, M12 pigtail Smartclick connector, 0.3 m robotic cable
E2E-X6B1T12-R 2M | 23470 | 688018 | Proximity sensor, inductive, nickel-brass, short body, M12, shielded, 6 mm, DC, 3-wire, PNP NO, IO-Link COM3, 2 m robotic cable
E2E-X6B1TL12 2M | 22300 | 688006 | Proximity sensor, inductive, nickel-brass, long body, M12, shielded, 6 mm, DC, 3-wire, PNP NO, IO-Link COM3, 2 m cable
E2E-X6B1TL12-M1 | 22300 | 687883 | Proximity sensor, inductive, nickel-brass, long body, M12, shielded, 6 mm, DC, 3-wire, PNP NO, IO-Link COM3, M12 connector
E2E-X6B1TL12-M1TJ 0.3M | 28670 | 687884 | Proximity sensor, inductive, nickel-brass, long body, M12, shielded, 6 mm, DC, 3-wire, PNP NO, IO-Link COM3, M12 pigtail Smartclick connector, 0.3 m
E2E-X6B212 2M | 19680 | 690783 | Proximity sensor, inductive, nickel-brass, short body, M12, shielded, 6 mm, DC, 3-wire, PNP NC, 2 m cable
E2E-X6B212-M1 | 19680 | 690781 | Proximity sensor, inductive, nickel-brass, short body, M12, shielded, 6 mm, DC, 3-wire, PNP NC, M12 connector
E2E-X6B212-M1TJ 0.3M | 28670 | 690782 | Proximity sensor, inductive, nickel-brass, short body, M12, shielded, 6 mm, DC, 3-wire, PNP NC, M12 pigtail Smartclick connector, 0.3 m
E2E-X6B2L12 2M | 22300 | 698667 | Proximity sensor, inductive, nickel-brass, long body, M12, shielded, 6 mm, DC, 3-wire, PNP NC, 2 m cable
E2E-X6B2L12-M1 | 22300 | 698666 | Proximity sensor, inductive, nickel-brass, long body, M12, shielded, 6 mm, DC, 3-wire, PNP NC, M12 connector
E2E-X6B3D12 2M | 19680 | 696303 | Proximity sensor, inductive, nickel-brass, short body, M12, shielded, 6 mm, DC, 3-wire, PNP NO+NC, IO-Link COM2, 2 m cable
E2E-X6B3D12-M1 | 19680 | 687876 | Proximity sensor, inductive, nickel-brass, short body, M12, shielded, 6 mm, DC, 3-wire, PNP NO+NC, IO-Link COM2, M12 connector
E2E-X6C112 2M | 19680 | 691133 | Proximity sensor, inductive, nickel-brass, short body, M12, shielded, 6 mm, DC, 3-wire, NPN NO, 2 m cable
E2E-X6C112-M1 | 19680 | 691131 | Proximity sensor, inductive, nickel-brass, short body, M12, shielded, 6 mm, DC, 3-wire, NPN NO, M12 connector
E2E-X6C212 2M | 19680 | 691132 | Proximity sensor, inductive, nickel-brass, short body, M12, shielded, 6 mm, DC, 3-wire, NPN NC, 2 m cable
E2E-X6C212-M1 | 19680 | 691130 | Proximity sensor, inductive, nickel-brass, short body, M12, shielded, 6 mm, DC, 3-wire, NPN NC, M12 connector
E2E-X6MB1T8 2M | 23550 | 688095 | Proximity sensor, inductive, short SUS body M8, unshielded, 6 mm, DC, 3-wire, PNP NO, IO-Link COM3, 2 m cable
E2E-X6MB1T8 5M | 27490 | 701264 | Proximity sensor, inductive, short SUS body M8, unshielded, 6 mm, DC, 3-wire, PNP NO, IO-Link COM3, 5 m cable
E2E-X6MB1T8-M1 | 23550 | 688092 | Proximity sensor, inductive, short SUS body M8, unshielded, 6 mm, DC, 3-wire, PNP NO, IO-Link COM3, M12 connector
E2E-X6MB1T8-M1TJ 0.3M | 29900 | 688093 | Proximity sensor, inductive, short SUS body M8, unshielded, 6 mm, DC, 3-wire, PNP NO, IO-Link COM3, M12 pigtail Smartclick connector, 0.3 m
E2E-X6MB1T8-M3 | 23550 | 688091 | Proximity sensor, inductive, short SUS body M8, unshielded, 4 mm, DC, 3-wire, PNP NO, IO-Link COM3, M8 connector 4 pins
E2E-X6MB1T8-M5 | 23550 | 688090 | Proximity sensor, inductive, short SUS body M8, unshielded, 6 mm, DC, 3-wire, PNP NO, IO-Link COM3, M8 connector 3 pins
E2E-X6MB1T8-R 2M | 24830 | 688094 | Proximity sensor, inductive, short SUS body M8, unshielded, 6 mm, DC, 3-wire, PNP NO, IO-Link COM3, 2 m robotic cable
E2E-X6MB1TL8 2M | 23550 | 688069 | Proximity sensor, inductive, long SUS body M8, unshielded, 6 mm, DC, 3-wire, PNP NO, IO-Link COM3, 2 m cable
E2E-X6MB1TL8 5M | 27490 | 701265 | Proximity sensor, inductive, long SUS body M8, unshielded, 6 mm, DC, 3-wire, PNP NO, IO-Link COM3, 5 m cable
E2E-X6MB1TL8-M1 | 23550 | 688067 | Proximity sensor, inductive, long SUS body M8, unshielded, 6 mm, DC, 3-wire, PNP NO, IO-Link COM3, M12 connector
E2E-X6MB1TL8-M1TJ 0.3M | 29950 | 688068 | Proximity sensor, inductive, long SUS body M8, unshielded, 6 mm, DC, 3-wire, PNP NO, IO-Link COM3, M12 pigtail Smartclick connector, 0.3 m
E2E-X6MB1TL8-M3 | 23550 | 688066 | Proximity sensor, inductive, long SUS body M8, unshielded, 6 mm, DC, 3-wire, PNP NO, IO-Link COM3, M8 connector 4 pins
E2E-X6MB1TL8-M5 | 23550 | 687994 | Proximity sensor, inductive, long SUS body M8, unshielded, 6 mm, DC, 3-wire, PNP NO, IO-Link COM3, M8 connector 3 pins
E2E-X6MB28 2M | 23550 | 698702 | Proximity sensor, inductive, short SUS body M8, unshielded, 6 mm, DC, 3-wire, PNP NC, 2 m cable
E2E-X6MB28-M1 | 23550 | 698701 | Proximity sensor, inductive, short SUS body M8, unshielded, 6 mm, DC, 3-wire, PNP NC, M12 connector
E2E-X6MB28-M5 | 23550 | 698700 | Proximity sensor, inductive, short SUS body M8, unshielded, 6 mm, DC, 3-wire, PNP NC, M8 3 pins
E2E-X6MB2L8 2M | 23550 | 698696 | Proximity sensor, inductive, long SUS body M8, unshielded, 6 mm, DC, 3-wire, PNP NC, 2 m cable
E2E-X6MB2L8-M1 | 23550 | 698695 | Proximity sensor, inductive, long SUS body M8, unshielded, 6 mm, DC, 3-wire, PNP NC, M12 connector
E2E-X6MB2L8-M5 | 23550 | 698694 | Proximity sensor, inductive, long SUS body M8, unshielded, 6 mm, DC, 3-wire, PNP NC, M8 3 pins
E2E-X6MD18 2M | 29860 | 681745 | Proximity sensor, inductive, stainless steel, M8, non-shielded, 6 mm, NO, 2 m cable, DC 2-wire
E2E-X6MD18 5M | 31170 | 681672 | Proximity sensor, inductive, stainless steel, M8, non-shielded, 6 mm, NO, 5 m cable, DC 2-wire
E2E-X6MD18-M1TGJ 0.3M | 32840 | 681876 | Proximity sensor, inductive, stainless steel, M8, non-shielded, 6 mm, NO, 0.3 m pig-tail, DC 2-wire
E2E-X6MD18-M1TGJ-T 0.3M | 32840 | 681844 | Proximity sensor, inductive, stainless steel, M8, non-shielded, 6 mm, NO, 0.3 m pig-tail, DC 2-wire, no polarity
E2E-X6MD18-R 2M | 32080 | 681708 | Proximity sensor, inductive, stainless steel, M8, non-shielded, 6 mm, NO, 2 m cable robotic, DC 2-wire
E2E-X6MD18-R 5M | 33420 | 681697 | Proximity sensor, inductive, stainless steel, M8, non-shielded, 6 mm, NO, 5 m cable robotic, DC 2-wire
E2E-X6MD18-T 2M | 29860 | 681798 | Proximity sensor, inductive, stainless steel, M8, non-shielded, 6 mm, NO, 2 m cable, DC 2-wire, no polarity
E2E-X6MD18-T 5M | 31170 | 681650 | Proximity sensor, inductive, stainless steel, M8, non-shielded, 6 mm, NO, 5 m cable, DC 2-wire, no polarity
E2E-X6MD18-TR 2M | 31170 | 681810 | Proximity sensor, inductive, stainless steel, M8, non-shielded, 6 mm, NO, 2 m cable robotic, DC 2-wire, no polarity
E2E-X6MD18-TR 5M | 33420 | 681832 | Proximity sensor, inductive, stainless steel, M8, non-shielded, 6 mm, NO, 5 m cable robotic, DC 2-wire, no polarity
E2E-X6MD28 2M | 29860 | 681877 | Proximity sensor, inductive, stainless steel, M8, non-shielded, 6 mm, NC, 2 m cable, DC 2-wire
E2E-X6MD28 5M | 31170 | 681842 | Proximity sensor, inductive, stainless steel, M8, non-shielded, 6 mm, NC, 5 m cable, DC 2-wire
E2E-X6MD28-M1TGJ 0.3M | 32840 | 681833 | Proximity sensor, inductive, stainless steel, M8, non-shielded, 6 mm, NC, 0.3 m pig-tail, DC 2-wire
E2E-X6MD28-M1TGJ-T 0.3M | 32840 | 681642 | Proximity sensor, inductive, stainless steel, M8, non-shielded, 6 mm, NC, 0.3 m pig-tail, DC 2-wire, no polarity
E2E-X6MD28-R 2M | 32080 | 681783 | Proximity sensor, inductive, stainless steel, M8, non-shielded, 6 mm, NC, 2 m cable robotic, DC 2-wire
E2E-X6MD28-R 5M | 33420 | 681758 | Proximity sensor, inductive, stainless steel, M8, non-shielded, 6 mm, NC, 5 m cable robotic, DC 2-wire
E2E-X6MD28-T 2M | 29860 | 681901 | Proximity sensor, inductive, stainless steel, M8, non-shielded, 6 mm, NC, 2 m cable, DC 2-wire, no polarity
E2E-X6MD28-T 5M | 31170 | 681809 | Proximity sensor, inductive, stainless steel, M8, non-shielded, 6 mm, NC, 5 m cable, DC 2-wire, no polarity
E2E-X6MD28-TR 2M | 32080 | 681700 | Proximity sensor, inductive, stainless steel, M8, non-shielded, 6 mm, NC, 2 m cable robotic, DC 2-wire, no polarity
E2E-X6MD28-TR 5M | 33420 | 681682 | Proximity sensor, inductive, stainless steel, M8, non-shielded, 6 mm, NC, 5 m cable robotic, DC 2-wire, no polarity
E2E-X7B4-IL2 2M | 21460 | 671230 | Proximity sensor, inductive, brass-nickel, short body, M18, shielded, 7 mm, DC, 3-wire, PNP NO/NC switching type (Factory setting: NO), IO-Link V1.1 COM2 (38.4 kbps, 2.3ms), 2 m prewired
E2E-X7B4-IL2 5M | 22750 | 671241 | Proximity sensor, inductive, brass-nickel, short body, M18, shielded, 7 mm, DC, 3-wire, PNP NO/NC switching type (Factory setting: NO), IO-Link V1.1 COM2 (38.4 kbps, 2.3ms), 5 m prewired
E2E-X7B4-IL3 2M | 22090 | 671233 | Proximity sensor, inductive, brass-nickel, short body, M18, shielded, 7mm, DC, 3-wire, PNP NO/NC switching type (Factory setting: NO), IO-Link V1.1 COM3 (230.4 kbps, 1 ms), 2m prewired
E2E-X7B4-IL3 5M | 23370 | 671240 | Proximity sensor, inductive, brass-nickel, short body, M18, shielded, 7mm, DC, 3-wire, PNP NO/NC switching type (Factory setting: NO), IO-Link V1.1 COM3 (230.4 kbps, 1 ms), 5m prewired
E2E-X7B4-M1TJ-IL2 0.3M | 23990 | 671258 | Proximity sensor, inductive, brass-nickel, short body, M18, shielded, 7 mm, DC, 3-wire, PNP NO/NC switching type (Factory setting: NO), IO-Link V1.1 COM2 (38.4 kbps, 2.3ms), M12 Smartclick Pig-tail 0.3 m
E2E-X7B4-M1TJ-IL3 0.3M | 24620 | 671245 | Proximity sensor, inductive, brass-nickel, short body, M18, shielded, 7 mm, DC, 3-wire, PNP NO/NC switching type (Factory setting: NO), IO-Link V1.1 COM3 (230.4 kbps, 1 ms), M12 Smartclick Pig-tail 0.3 m
E2E-X7D112 2M | 28510 | 681730 | Proximity sensor, inductive, brass-nickel, M12, shielded, 7 mm, NO, 2 m cable, DC 2-wire
E2E-X7D112 5M | 29860 | 681712 | Proximity sensor, inductive, brass-nickel, M12, shielded, 7 mm, NO, 5 m cable, DC 2-wire
E2E-X7D112-M1TGJ 0.3M | 30750 | 681887 | Proximity sensor, inductive, brass-nickel, M12, shielded, 7 mm, NO, 0.3 m pig-tail, DC 2-wire
E2E-X7D112-M1TGJ-T 0.3M | 30750 | 681693 | Proximity sensor, inductive, brass-nickel, M12, shielded, 7 mm, NO, 0.3 m pig-tail, DC 2-wire, no polarity
E2E-X7D112-R 2M | 30750 | 681806 | Proximity sensor, inductive, brass-nickel, M12, shielded, 7 mm, NO, 2 m cable robotic, DC 2-wire
E2E-X7D112-R 5M | 32080 | 681840 | Proximity sensor, inductive, brass-nickel, M12, shielded, 7 mm, NO, 5 m cable robotic, DC 2-wire
E2E-X7D112-T 2M | 28510 | 681843 | Proximity sensor, inductive, brass-nickel, M12, shielded, 7 mm, NO, 2 m cable, DC 2-wire, no polarity
E2E-X7D112-T 5M | 29860 | 681778 | Proximity sensor, inductive, brass-nickel, M12, shielded, 7 mm, NO, 5 m cable, DC 2-wire, no polarity
E2E-X7D112-TR 2M | 29860 | 681866 | Proximity sensor, inductive, brass-nickel, M12, shielded, 7 mm, NO, 2 m cable robotic, DC 2-wire, no polarity
E2E-X7D112-TR 5M | 32080 | 681858 | Proximity sensor, inductive, brass-nickel, M12, shielded, 7 mm, NO, 5 m cable robotic, DC 2-wire, no polarity
E2E-X7D15L 2M | 30900 | 708686 | Proximity sensor, inductive, nickel-brass, long body, M18, shielded, 7 mm, DC, 2-wire, NO, with polarity, different frequency, 2 m cable
E2E-X7D15-M1 | 32010 | 241086 | Proximity sensor, inductive, M18, shielded, 7mm, DC, 2-wire, NO, connector M12
E2E-X7D15-M1G | 32010 | 241161
E2E-X7D15-N 2M | 32010 | 238472 | Proximity sensor, inductive, M18, shielded, 7mm, DC, 2-wire, NO, cable 2 m
E2E-X7D15-N 5M | 32010 | 241078
E2E-X7D15S 2M | 32010 | 241109
E2E-X7D15S 5M | 32010 | 241110
E2E-X7D1L 2M | 29410 | 708683 | Proximity sensor, inductive, nickel-brass, long body, M18, shielded, 7 mm, DC, 2-wire, NO, with polarity, 2 m cable
E2E-X7D1L 5M | 30750 | 708685 | Proximity sensor, inductive, nickel-brass, long body, M18, shielded, 7 mm, DC, 2-wire, NO, with polarity, 5 m cable
E2E-X7D1-M1 | 32010 | 238475 | Proximity sensor, inductive, M18, shielded, 7mm, DC, 2-wire, NO, M12 Connector
E2E-X7D1-M1 | 32020 | 708786 | Proximity sensor, inductive, M18, shielded, 7mm, DC, 2-wire, NO, M12 Connector
E2E-X7D1-M1G | 32010 | 238541 | Proximity sensor, inductive, M18, shielded, 7 mm, DC, 2-wire, NO, M12 connector
E2E-X7D1-M1G | 32020 | 708768 | Proximity sensor, inductive, M18, shielded, 7 mm, DC, 2-wire, NO, M12 connector
E2E-X7D1-M1GJ 0.3M | 32010 | 238534 | Proximity sensor, inductive, M18, shielded, 7 mm, DC, 2-wire, NO, pig tail connector, m12, 4 pin
E2E-X7D1-M1GJ 0.3M | 32020 | 708765 | Proximity sensor, inductive, M18, shielded, 7 mm, DC, 2-wire, NO, pig tail connector, M12, 4 pin
E2E-X7D1-M1GJ 0.5M | 32020 | 708828 | Proximity sensor, inductive, M18, shielded, 7 mm, DC, 2-wire, NO, pig tail connector, M12, 4 pin, 0.5 m cable
E2E-X7D1-M1GJ 1M | 32010 | 238552
E2E-X7D1-M1GJ 1M | 32020 | 708829 | Proximity sensor, inductive, M18, shielded, 7 mm, DC, 2-wire, NO, pig tail connector, M12, 4 pin, 1 m cable
E2E-X7D1-M1GJ-T 0.3M | 32010 | 241133 | Proximity sensor, inductive, M18, shielded, 7 mm, DC, 2-wire, NO, pig tail connector, m12, 4 pin
E2E-X7D1-M1GJ-T 0.3M | 32020 | 708760 | Proximity sensor, inductive, M18, shielded, 7 mm, DC, 2-wire, NO, pig tail connector, m12, 4 pin
E2E-X7D1-M1GJ-T 0.5M | 38510 | 708815 | Proximity sensor, inductive, M18, shielded, 7mm, DC, 2-wire, NO, pig tail connector, m12, 4 pin
E2E-X7D1-M1GJ-T 1M | 39730 | 241141 | Proximity sensor, inductive, M18, shielded, 7mm, DC, 2-wire, NO, pig tail connector, m12, 4 pin
E2E-X7D1-M1G-T | 32010 | 241138 | Proximity sensor, inductive, M18, shielded, 7 mm, DC, 2-wire, NO, No polarity, M12 connector
E2E-X7D1-M1G-T | 32020 | 708813 | Proximity sensor, inductive, M18, shielded, 7 mm, DC, 2-wire, NO, No polarity, M12 connector
E2E-X7D1-M1J 0.3M | 32010 | 241128 | Proximity sensor, inductive, M18, shielded, 7mm, DC, 2-wire, NO, pig tail connector, m12, 4 pin
E2E-X7D1-M1J 0.3M | 32020 | 708807 | Proximity sensor, inductive, M18, shielded, 7mm, DC, 2-wire, NO, pig tail connector, m12, 4 pin
E2E-X7D1-M1J-T 0.3M | 32010 | 238524 | Proximity sensor, M18, shielded, 7 mm, DC, 2-wire, NO, No polarity, 0.3 m cable with M12 connector
E2E-X7D1-M1J-T 0.3M | 32020 | 708761 | Proximity sensor, M18, shielded, 7 mm, DC, 2-wire, NO, No polarity, 0.3 m cable with M12 connector
E2E-X7D1-M1J-T 0.5M | 32010 | 238537 | Proximity sensor, M18, shielded, 7 mm, DC, 2-wire, NO, No polarity, 0.5 m cable with M12 connector
E2E-X7D1-M1J-T 1M | 32020 | 708820 | Proximity sensor, M18, shielded, 7 mm, DC, 2-wire, NO, No polarity, 1 m cable with M12 connector
E2E-X7D1-M1TGJ-U 0.3M | 32500 | 323236 | Proximity sensor, inductive, M18, shielded, 7 mm, DC 2-wire no polarity, NO, M12 pig-tail 0.3 m
E2E-X7D1-N 10M | 32020 | 708835 | Proximity sensor, inductive, M18, shielded, 7 mm, DC, 2-wire, NO, 10 m cable
E2E-X7D1-N 2M | 32010 | 238463 | Proximity sensor, inductive, M18, shielded, 7 mm, DC, 2-wire, NO, 2 m cable
E2E-X7D1-N 2M | 32020 | 708772 | Proximity sensor, inductive, M18, shielded, 7 mm, DC, 2-wire, NO, 2 m cable
E2E-X7D1-N 5M | 32010 | 238464 | Proximity sensor, inductive, M18, shielded, 7mm, DC, 2-wire, NO, 5m cable
E2E-X7D1-N 5M | 32020 | 708771 | Proximity sensor, inductive, M18, shielded, 7mm, DC, 2-wire, NO, 5m cable
E2E-X7D1-N40 2M | 32010 | 241202
E2E-X7D1-R 2M | 32020 | 708805 | Proximity sensor, inductive, M18, shielded, 7mm, DC, 2-wire, NO, robotic cable 2 m
E2E-X7D1-R 5M | 44240 | 241125
E2E-X7D1S 2M | 32010 | 238503 | Proximity sensor, inductive, M18, shielded, 7mm, DC, 2-wire, NO, 2m cable
E2E-X7D1S 5M | 32010 | 241108
E2E-X7D1S-M1 | 32010 | 238509 | Proximity sensor, inductive, M18, shielded, 7mm, DC, 2-wire, NO, connector M12
E2E-X7D1-U 2M | 32500 | 323264 | Proximity sensor, inductive, M18, shielded, 7 mm, DC 2-wire no polarity, NO, 2 m cable PUR oil-resistant
E2E-X7D1-U 5M | 32500 | 323233 | Proximity sensor, inductive, M18, shielded, 7 mm, DC 2-wire no polarity, NO, 5 m cable PUR oil-resistant
E2E-X7D212 2M | 28510 | 681640 | Proximity sensor, inductive, brass-nickel, M12, shielded, 7 mm, NC, 2 m cable, DC 2-wire
E2E-X7D212 5M | 29860 | 681634 | Proximity sensor, inductive, brass-nickel, M12, shielded, 7 mm, NC, 5 m cable, DC 2-wire
E2E-X7D212-M1TGJ 0.3M | 30750 | 681873 | Proximity sensor, inductive, brass-nickel, M12, shielded, 7 mm, NC, 0.3 m pig-tail, DC 2-wire
E2E-X7D212-M1TGJ-T 0.3M | 30750 | 681846 | Proximity sensor, inductive, brass-nickel, M12, shielded, 7 mm, NC, 0.3 m pig-tail, DC 2-wire, no polarity
E2E-X7D212-R 2M | 30750 | 681737 | Proximity sensor, inductive, brass-nickel, M12, shielded, 7 mm, NC, 2 m cable robotic, DC 2-wire
E2E-X7D212-R 5M | 32080 | 681802 | Proximity sensor, inductive, brass-nickel, M12, shielded, 7 mm, NC, 5 m cable robotic, DC 2-wire
E2E-X7D212-T 2M | 28510 | 681780 | Proximity sensor, inductive, brass-nickel, M12, shielded, 7 mm, NC, 2 m cable, DC 2-wire, no polarity
E2E-X7D212-T 5M | 29860 | 681754 | Proximity sensor, inductive, brass-nickel, M12, shielded, 7 mm, NC, 5 m cable, DC 2-wire, no polarity
E2E-X7D212-TR 2M | 30750 | 681696 | Proximity sensor, inductive, brass-nickel, M12, shielded, 7 mm, NC, 2 m cable robotic, DC 2-wire, no polarity
E2E-X7D212-TR 5M | 32080 | 681805 | Proximity sensor, inductive, brass-nickel, M12, shielded, 7 mm, NC, 5 m cable robotic, DC 2-wire, no polarity
E2E-X7D25-N 2M | 32010 | 241083
E2E-X7D25-N 5M | 32010 | 241084
E2E-X7D2L 2M | 29410 | 708684 | Proximity sensor, inductive, nickel-brass, long body, M18, shielded, 7 mm, DC, 2-wire, NC, with polarity, 2 m cable
E2E-X7D2-M1 | 32020 | 708789 | Proximity sensor, M18, shielded, 7mm, DC, 2-wire, NC, connector M12
E2E-X7D2-M1G | 32020 | 708748 | Proximity sensor, M18, shielded, 7 mm, DC, 2-wire, NC
E2E-X7D2-M1GJ 0.3M | 32020 | 708838 | Proximity sensor, M18, shielded, 7mm, DC, 2-wire, NC, pig-tail connector M12
E2E-X7D2-M1GJ-T 0.3M | 60400 | 353658 | Proximity sensor, M18, shielded, 7mm, DC, 2-wire, NC, pig-tail connector M12
E2E-X7D2-M1G-T | 32010 | 241197
E2E-X7D2-M1TGJ-U 0.3M | 32500 | 323237 | Proximity sensor, inductive, M18, shielded, 7 mm, DC 2-wire no polarity, NC, M12 pig-tail 0.3 m
E2E-X7D2-N 10M | 32010 | 241147
E2E-X7D2-N 2M | 32020 | 708781 | Proximity sensor, inductive, M18, shielded, 7mm, DC, 2-wire, NC, 2m cable
E2E-X7D2-N 5M | 32010 | 238466 | Proximity sensor, inductive, M18, shielded, 7mm, DC, 2-wire, NC, 5m cable
E2E-X7D2-N 5M | 32020 | 708770 | Proximity sensor, inductive, M18, shielded, 7mm, DC, 2-wire, NC, 5m cable
E2E-X7D2-R 2M | 36250 | 374561 | Proximity sensor, inductive, M8, shielded, 7mm, DC, 2-wire, NC, 2m robotic cable
E2E-X7D2-R 5M | 40810 | 374562 | Proximity sensor, inductive, M8, shielded, 7mm, DC, 2-wire, NC, 5m robotic cable
E2E-X7D2-U | 32500 | 323238 | Proximity sensor, inductive, M18, shielded, 7mm, DC, 2-wire, NC, PUR 2 m cable
E2E-X7D2-U 5M | 32500 | 323235 | Proximity sensor, inductive, M18, shielded, 7 mm, DC 2-wire no polarity, NC, 2 m cable PUR oil-resistant
E2E-X7T1 2M | 31520 | 238515 | Proximity sensor,inductive, nickel brass,M18, shielded, 7 mm. AC/DC 2-wire-NO
E2E-X7T1 5M | 31520 | 241123
E2E-X8B1D18 2M | 20350 | 694156 | Proximity sensor, inductive, nickel-brass, short body, M18, shielded, 8 mm, DC, 3-wire, PNP NO, IO-Link COM2, 2 m cable
E2E-X8B1D18-M1 | 20350 | 694155 | Proximity sensor, inductive, nickel-brass, short body, M18, shielded, 8 mm, DC, 3-wire, PNP NO, IO-Link COM2, M12 connector
E2E-X8B1T18 10M | 21760 | 700797 | Proximity sensor, inductive, nickel-brass, short body, M18, shielded, 8 mm, DC, 3-wire, PNP NO, IO-Link COM3, 10 m cable
E2E-X8B1T18 2M | 17830 | 687513 | Proximity sensor, inductive, nickel-brass, short body, M18, shielded, 8 mm, DC, 3-wire, PNP NO, IO-Link COM3, 2 m cable
E2E-X8B1T18 5M | 19360 | 695739 | Proximity sensor, inductive, nickel-brass, short body, M18, shielded, 8 mm, DC, 3-wire, PNP NO, IO-Link COM3, 5 m cable
E2E-X8B1T18-M1 | 17830 | 687512 | Proximity sensor, inductive, nickel-brass, short body, M18, shielded, 8 mm, DC, 3-wire, PNP NO, IO-Link COM3, M12 connector
E2E-X8B1T18-M1TJ 0.3M | 22300 | 687872 | Proximity sensor, inductive, nickel-brass, short body, M18, shielded, 8 mm, DC, 3-wire, PNP NO, IO-Link COM3, M12 pigtail Smartclick connector, 0.3 m
E2E-X8B1T18-R 2M | 19360 | 687998 | Proximity sensor, inductive, nickel-brass, short body, M18, shielded, 8 mm, DC, 3-wire, PNP NO, IO-Link COM3, 2 m robotic cable
E2E-X8B1TL18 10M | 26560 | 700795 | Proximity sensor, inductive, nickel-brass, long body, M18, shielded, 8 mm, DC, 3-wire, PNP NO, IO-Link COM3, 10 m cable
E2E-X8B1TL18 2M | 19360 | 687959 | Proximity sensor, inductive, nickel-brass, long body, M18, shielded, 8 mm, DC, 3-wire, PNP NO, IO-Link COM3, 2 m cable
E2E-X8B1TL18 5M | 20950 | 696124 | Proximity sensor, inductive, nickel-brass, long body, M18, shielded, 8 mm, DC, 3-wire, PNP NO, IO-Link COM3, 5 m cable
E2E-X8B1TL18-M1 | 19360 | 687992 | Proximity sensor, inductive, nickel-brass, long body, M18, shielded, 8 mm, DC, 3-wire, PNP NO, IO-Link COM3, M12 connector
E2E-X8B1TL18-M1TJ 0.3M | 24190 | 687993 | Proximity sensor, inductive, nickel-brass, long body, M18, shielded, 8 mm, DC, 3-wire, PNP NO, IO-Link COM3, M12 pigtail Smartclick connector, 0.3 m
E2E-X8B218 2M | 17830 | 693988 | Proximity sensor, inductive, nickel-brass, short body, M18, shielded, 8 mm, DC, 3-wire, PNP NC, 2 m cable
E2E-X8B218 5M | 19360 | 696127 | Proximity sensor, inductive, nickel-brass, short body, M18, shielded, 8 mm, DC, 3-wire, PNP NC, 5 m cable
E2E-X8B218-M1 | 17830 | 693987 | Proximity sensor, inductive, nickel-brass, short body, M18, shielded, 8 mm, DC, 3-wire, PNP NC, M12 connector
E2E-X8B2L18 2M | 19360 | 696125 | Proximity sensor, inductive, nickel-brass, long body, M18, shielded, 8 mm, DC, 3-wire, PNP NC, 2 m cable
E2E-X8B2L18 5M | 20950 | 699661 | Proximity sensor, inductive, nickel-brass, long body, M18, shielded, 8 mm, DC, 3-wire, PNP NC, 5 m cable
E2E-X8B2L18-M1 | 19360 | 694120 | Proximity sensor, inductive, nickel-brass, long body, M18, shielded, 8 mm, DC, 3-wire, PNP NC, M12 connector
E2E-X8B3D18 2M | 17830 | 687862 | Proximity sensor, inductive, nickel-brass, short body, M18, shielded, 8 mm, DC, 3-wire, PNP NO+NC, IO-Link COM2, 2 m cable
E2E-X8B3D18 5M | 19360 | 696123 | Proximity sensor, inductive, nickel-brass, short body, M18, shielded, 8 mm, DC, 3-wire, PNP NO+NC, IO-Link COM2, 5 m cable
E2E-X8B3D18-M1 | 17830 | 687860 | Proximity sensor, inductive, nickel-brass, short body, M18, shielded, 8 mm, DC, 3-wire, PNP NO+NC, IO-Link COM2, M12 connector
E2E-X8B3D18-M1TJ 0.3M | 22300 | 687861 | Proximity sensor, inductive, nickel-brass, short body, M18, shielded, 8 mm, DC, 3-wire, PNP NO+NC, IO-Link COM2, M12 pigtail Smartclick connector, 0.3 m
E2E-X8B3DL18 2M | 19360 | 695082 | Proximity sensor, inductive, nickel-brass, long body, M18, shielded, 8 mm, DC, 3-wire, PNP NO+NC, IO-Link COM2, 2 m cable
E2E-X8B3DL18-M1 | 19360 | 687855 | Proximity sensor, inductive, nickel-brass, long body, M18, shielded, 8 mm, DC, 3-wire, PNP NO+NC, IO-Link COM2, M12 connector
E2E-X8C118 10M | 25590 | 700796 | Proximity sensor, inductive, nickel-brass, short body, M18, shielded, 8 mm, DC, 3-wire, NPN NO, 10 m cable
E2E-X8C118 2M | 17830 | 694855 | Proximity sensor, inductive, nickel-brass, short body, M18, shielded, 8 mm, DC, 3-wire, NPN NO, 2 m cable
E2E-X8C118 5M | 19360 | 696129 | Proximity sensor, inductive, nickel-brass, short body, M18, shielded, 8 mm, DC, 3-wire, NPN NO, 5 m cable
E2E-X8C118-M1 | 17830 | 687515 | Proximity sensor, inductive, nickel-brass, short body, M18, shielded, 8 mm, DC, 3-wire, NPN NO, M12 connector
E2E-X8C1L18 2M | 19360 | 696128 | Proximity sensor, inductive, nickel-brass, long body, M18, shielded, 8 mm, DC, 3-wire, NPN NO, 2 m cable
E2E-X8C1L18 5M | 20950 | 698898 | Proximity sensor, inductive, nickel-brass, long body, M18, shielded, 8 mm, DC, 3-wire, NPN NO, 5 m cable
E2E-X8C1L18-M1 | 19360 | 696114 | Proximity sensor, inductive, nickel-brass, long body, M18, shielded, 8 mm, DC, 3-wire, NPN NO, M12 connector
E2E-X8C218 2M | 17830 | 696130 | Proximity sensor, inductive, nickel-brass, short body, M18, shielded, 8 mm, DC, 3-wire, NPN NC, 2 m cable
E2E-X8C218 5M | 19360 | 698892 | Proximity sensor, inductive, nickel-brass, short body, M18, shielded, 8 mm, DC, 3-wire, NPN NC, 5 m cable
E2E-X8C218-M1 | 17830 | 694118 | Proximity sensor, inductive, nickel-brass, short body, M18, shielded, 8 mm, DC, 3-wire, NPN NC, M12 connector
E2E-X8C2L18 2M | 19360 | 698896 | Proximity sensor, inductive, nickel-brass, long body, M18, shielded, 8 mm, DC, 3-wire, NPN NC, 2 m cable
E2E-X8C2L18 5M | 20950 | 699663 | Proximity sensor, inductive, nickel-brass, long body, M18, shielded, 8 mm, DC, 3-wire, NPN NC, 5 m cable
E2E-X8C2L18-M1 | 19360 | 698857 | Proximity sensor, inductive, nickel-brass, long body, M18, shielded, 8 mm, DC, 3-wire, NPN NC, M12 connector
E2E-X8C318 2M | 17830 | 689312 | Proximity sensor, inductive, nickel-brass, short body, M18, shielded, 8 mm, DC, 3-wire, NPN NO+NC, 2 m cable
E2E-X8C318-M1 | 17830 | 698856 | Proximity sensor, inductive, nickel-brass, short body, M18, shielded, 8 mm, DC, 3-wire, NPN NO+NC, M12 connector
E2E-X8C3L18 2M | 19360 | 698897 | Proximity sensor, inductive, nickel-brass, long body, M18, shielded, 8 mm, DC, 3-wire, NPN NO+NC, 2 m cable
E2E-X8C3L18-M1 | 19360 | 696113 | Proximity sensor, inductive, nickel-brass, long body, M18, shielded, 8 mm, DC, 3-wire, NPN NO+NC, M12 connector
E2E-X8D1-M1GJ-T-1 0.3M | 34020 | 708694 | Proximity sensor, inductive, nickel-brass, short body, M18, shielded, 8 mm, DC, 2-wire, NO, no polarity, M12 pigtail connector with protective tube, 0.3 m
E2E-X8D1-M1J-T 0.3M | 32390 | 708693 | Proximity sensor, inductive, nickel-brass, short body, M18, shielded, 8 mm, DC, 2-wire, NO, no polarity, M12 pigtail connector, 0.3 m
E2E-X8D1-T 2M | 29410 | 708691 | Proximity sensor, inductive, nickel-brass, short body, M18, shielded, 8 mm, DC, 2-wire, NO, no polarity, 2 m cable
E2E-X8D2-T 2M | 29410 | 708692 | Proximity sensor, inductive, nickel-brass, short body, M18, shielded, 8 mm, DC, 2-wire, NC, no polarity, 2 m cable
E2E-X8MB1D12 2M | 20350 | 694159 | Proximity sensor, inductive, nickel-brass, short body, M12, unshielded, 8 mm, DC, 3-wire, PNP NO, IO-Link COM2, 2 m cable
E2E-X8MB1D12-M1 | 19920 | 690434 | Proximity sensor, inductive, nickel-brass, short body, M12, unshielded, 8 mm, DC, 3-wire, PNP NO, IO-Link COM2, M12 connector
E2E-X8MB1DL12-M1 | 24640 | 689153 | Proximity sensor, inductive, nickel-brass, long body, M12, unshielded, 8 mm, DC, 3-wire, PNP NO, IO-Link COM2, M12 connector
E2E-X8MB1DL8-M5 | 34110 | 689155 | Proximity sensor, inductive, long SUS body M8, unshielded, 8 mm, DC, 3-wire, PNP NO, IO-Link COM2, M8 connector 3 pins
E2E-X8MB1T12 10M | 25110 | 700804 | Proximity sensor, inductive, nickel-brass, short body, M12, unshielded, 8 mm, DC, 3-wire, PNP NO, IO-Link COM3, 10 m cable
E2E-X8MB1T12 2M | 16440 | 688015 | Proximity sensor, inductive, nickel-brass, short body, M12, unshielded, 8 mm, DC, 3-wire, PNP NO, IO-Link COM3, 2 m cable
E2E-X8MB1T12 5M | 17830 | 696132 | Proximity sensor, inductive, nickel-brass, short body, M12, unshielded, 8 mm, DC, 3-wire, PNP NO, IO-Link COM3, 5 m cable
E2E-X8MB1T12-M1 | 16440 | 687518 | Proximity sensor, inductive, nickel-brass, short body, M12, unshielded, 8 mm, DC, 3-wire, PNP NO, IO-Link COM3, M12 connector
E2E-X8MB1T12-M1TJ 0.3M | 21470 | 688013 | Proximity sensor, inductive, nickel-brass, short body, M12, unshielded, 8 mm, DC, 3-wire, PNP NO, IO-Link COM3, M12 pigtail Smartclick connector, 0.3 m
E2E-X8MB1T12-R 2M | 17830 | 688014 | Proximity sensor, inductive, nickel-brass, short body, M12, unshielded, 8 mm, DC, 3-wire, PNP NO, IO-Link COM3, 2 m robotic cable
E2E-X8MB1T8 2M | 25670 | 688089 | Proximity sensor, inductive, short SUS body M8, unshielded, 8 mm, DC, 3-wire, PNP NO, IO-Link COM3, 2 m cable
E2E-X8MB1T8-M1 | 25670 | 687528 | Proximity sensor, inductive, short SUS body M8, unshielded, 8 mm, DC, 3-wire, PNP NO, IO-Link COM3, M12 connector
E2E-X8MB1T8-M1TJ 0.3M | 25670 | 687847 | Proximity sensor, inductive, short SUS body M8, unshielded, 8 mm, DC, 3-wire, PNP NO, IO-Link COM3, M12 pigtail Smartclick connector, 0.3 m
E2E-X8MB1T8-M3 | 25670 | 688087 | Proximity sensor, inductive, short SUS body M8, unshielded, 8 mm, DC, 8-wire, PNP NO, IO-Link COM3, M8 connector 4 pins
E2E-X8MB1T8-M5 | 25670 | 688086 | Proximity sensor, inductive, short SUS body M8, unshielded, 8 mm, DC, 3-wire, PNP NO, IO-Link COM3, M8 connector 3 pins
E2E-X8MB1T8-R 2M | 26930 | 688088 | Proximity sensor, inductive, short SUS body M8, unshielded, 8 mm, DC, 3-wire, PNP NO, IO-Link COM3, 2 m robotic cable
E2E-X8MB1TL12 2M | 17830 | 688005 | Proximity sensor, inductive, nickel-brass, long body, M12, unshielded, 8 mm, DC, 3-wire, PNP NO, IO-Link COM3, 2 m cable
E2E-X8MB1TL12 5M | 19360 | 696189 | Proximity sensor, inductive, nickel-brass, long body, M12, unshielded, 8 mm, DC, 3-wire, PNP NO, IO-Link COM3, 5 m cable
E2E-X8MB1TL12-M1 | 17830 | 688003 | Proximity sensor, inductive, nickel-brass, long body, M12, unshielded, 8 mm, DC, 3-wire, PNP NO, IO-Link COM3, M12 connector
E2E-X8MB1TL12-M1TJ 0.3M | 21470 | 688004 | Proximity sensor, inductive, nickel-brass, long body, M12, unshielded, 8 mm, DC, 3-wire, PNP NO, IO-Link COM3, M12 pigtail Smartclick connector, 0.3 m
E2E-X8MB1TL8 2M | 25670 | 688024 | Proximity sensor, inductive, long SUS body M8, unshielded, 6 mm, DC, 3-wire, PNP NO, IO-Link COM3, 2 m cable
E2E-X8MB1TL8-M1 | 25670 | 688022 | Proximity sensor, inductive, long SUS body M8, unshielded, 8 mm, DC, 3-wire, PNP NO, IO-Link COM3, M12 connector
E2E-X8MB1TL8-M1TJ 0.3M | 32080 | 688023 | Proximity sensor, inductive, long SUS body M8, unshielded, 8 mm, DC, 3-wire, PNP NO, IO-Link COM3, M12 pigtail Smartclick connector, 0.3 m
E2E-X8MB1TL8-M3 | 25670 | 688021 | Proximity sensor, inductive, long SUS body M8, unshielded, 8 mm, DC, 3-wire, PNP NO, IO-Link COM3, M8 connector 4 pins
E2E-X8MB1TL8-M5 | 25670 | 688020 | Proximity sensor, inductive, long SUS body M8, unshielded, 8 mm, DC, 3-wire, PNP NO, IO-Link COM3, M8 connector 3 pins
E2E-X8MB212 2M | 16440 | 694061 | Proximity sensor, inductive, nickel-brass, short body, M12, unshielded, 8 mm, DC, 3-wire, PNP NC, 2 m cable
E2E-X8MB212 5M | 17830 | 698836 | Proximity sensor, inductive, nickel-brass, short body, M12, unshielded, 8 mm, DC, 3-wire, PNP NC, 5m cable
E2E-X8MB212-M1 | 16440 | 690431 | Proximity sensor, inductive, nickel-brass, short body, M12, unshielded, 8 mm, DC, 3-wire, PNP NC, M12 connector
E2E-X8MB28 2M | 25670 | 698699 | Proximity sensor, inductive, short SUS body M8, unshielded, 8 mm, DC, 3-wire, PNP NC, 2 m cable
E2E-X8MB28-M1 | 25670 | 698698 | Proximity sensor, inductive, short SUS body M8, unshielded, 8 mm, DC, 3-wire, PNP NC, M12 connector
E2E-X8MB28-M5 | 25670 | 698697 | Proximity sensor, inductive, short SUS body M8, unshielded, 8 mm, DC, 3-wire, PNP NC, M8 3 pins
E2E-X8MB2L12 2M | 17830 | 695050 | Proximity sensor, inductive, nickel-brass, long body, M12, unshielded, 8 mm, DC, 3-wire, PNP NC, 2 m cable
E2E-X8MB2L12 5M | 19360 | 698890 | Proximity sensor, inductive, nickel-brass, long body, M12, unshielded, 8 mm, DC, 3-wire, PNP NC, 5 m cable
E2E-X8MB2L12-M1 | 17830 | 695049 | Proximity sensor, inductive, nickel-brass, long body, M12, unshielded, 8 mm, DC, 3-wire, PNP NC, M12 connector
E2E-X8MB2L8 2M | 25670 | 698693 | Proximity sensor, inductive, long SUS body M8, unshielded, 8 mm, DC, 3-wire, PNP NC, 2 m cable
E2E-X8MB2L8-M1 | 25670 | 698692 | Proximity sensor, inductive, long SUS body M8, unshielded, 8 mm, DC, 3-wire, PNP NC, M12 connector
E2E-X8MB2L8-M5 | 25670 | 698691 | Proximity sensor, inductive, long SUS body M8, unshielded, 8 mm, DC, 3-wire, PNP NC, M8 3 pins
E2E-X8MB3D12 2M | 16440 | 694158 | Proximity sensor, inductive, nickel-brass, short body, M12, unshielded, 8 mm, DC, 3-wire, PNP NO+NC, IO-Link COM2, 2 m cable
E2E-X8MB3D12 5M | 17830 | 699665 | Proximity sensor, inductive, nickel-brass, short body, M12, unshielded, 8 mm, DC, 3-wire, PNP NO+NC, IO-Link COM2, 5 m cable
E2E-X8MB3D12-M1 | 16440 | 689263 | Proximity sensor, inductive, nickel-brass, short body, M12, unshielded, 8 mm, DC, 3-wire, PNP NO+NC, IO-Link COM2, M12 connector
E2E-X8MB3DL12 2M | 17830 | 696302 | Proximity sensor, inductive, nickel-brass, long body, M12, unshielded, 8 mm, DC, 3-wire, PNP NO+NC, IO-Link COM2, 2 m cable
E2E-X8MB3DL12-M1 | 17830 | 689262 | Proximity sensor, inductive, nickel-brass, long body, M12, unshielded, 8 mm, DC, 3-wire, PNP NO+NC, IO-Link COM2, M12 connector
E2E-X8MC112 2M | 16440 | 694858 | Proximity sensor, inductive, nickel-brass, short body, M12, unshielded, 8 mm, DC, 3-wire, NPN NO, 2 m cable
E2E-X8MC112 5M | 17830 | 696133 | Proximity sensor, inductive, nickel-brass, short body, M12, unshielded, 8 mm, DC, 3-wire, NPN NO, 5 m cable
E2E-X8MC112-M1 | 16440 | 694857 | Proximity sensor, inductive, nickel-brass, short body, M12, unshielded, 8 mm, DC, 3-wire, NPN NO, M12 connector
E2E-X8MC1L12 2M | 17830 | 694856 | Proximity sensor, inductive, nickel-brass, long body, M12, unshielded, 8 mm, DC, 3-wire, NPN NO, 2 m cable
E2E-X8MC1L12 5M | 19360 | 699623 | Proximity sensor, inductive, nickel-brass, long body, M12, unshielded, 8 mm, DC, 3-wire, NPN NO, 5 m cable
E2E-X8MC1L12-M1 | 17830 | 693118 | Proximity sensor, inductive, nickel-brass, long body, M12, unshielded, 8 mm, DC, 3-wire, NPN NO, M12 connector
E2E-X8MC1L8 2M | 25670 | 690628 | Proximity sensor, inductive, long SUS body M8, unshielded, 8 mm, DC, 3-wire, NPN NO, 2 m cable
E2E-X8MC212 2M | 16440 | 696134 | Proximity sensor, inductive, nickel-brass, short body, M12, unshielded, 8 mm, DC, 3-wire, NPN NC, 2 m cable
E2E-X8MC212 5M | 17830 | 699624 | Proximity sensor, inductive, nickel-brass, short body, M12, unshielded, 8 mm, DC, 3-wire, NPN NC, 5 m cable
E2E-X8MC212-M1 | 16440 | 696117 | Proximity sensor, inductive, nickel-brass, short body, M12, unshielded, 8 mm, DC, 3-wire, NPN NC, M12 connector
E2E-X8MC2L12 2M | 17830 | 698804 | Proximity sensor, inductive, nickel-brass, long body, M12, unshielded, 8 mm, DC, 3-wire, NPN NC, 2 m cable
E2E-X8MC2L12 5M | 19360 | 699622 | Proximity sensor, inductive, nickel-brass, long body, M12, unshielded, 8 mm, DC, 3-wire, NPN NC, 5 m cable
E2E-X8MC2L12-M1 | 17830 | 698802 | Proximity sensor, inductive, nickel-brass, long body, M12, unshielded, 8 mm, DC, 3-wire, NPN NC, M12 connector
E2E-X8MC312 2M | 16440 | 698806 | Proximity sensor, inductive, nickel-brass, short body, M12, unshielded, 8 mm, DC, 3-wire, NPN NO+NC, 2 m cable
E2E-X8MC312-M1 | 16440 | 696116 | Proximity sensor, inductive, nickel-brass, short body, M12, unshielded, 8 mm, DC, 3-wire, NPN NO+NC, M12 connector
E2E-X8MC3L12 2M | 17830 | 698803 | Proximity sensor, inductive, nickel-brass, long body, M12, unshielded, 8 mm, DC, 3-wire, NPN NO+NC, 2 m cable
E2E-X8MC3L12-M1 | 17830 | 698801 | Proximity sensor, inductive, nickel-brass, long body, M12, unshielded, 8 mm, DC, 3-wire, NPN NO+NC, M12 connector
E2E-X8MD1 2M | 26250 | 708756 | Proximity sensor, inductive, M12, unshielded, 8 mm, DC, 2-wire, NO, 2 m cable
E2E-X8MD1 5M | 26250 | 708791 | Proximity sensor, inductive, M12, unshielded, 8 mm, DC, 2-wire, NO, 5 m cable
E2E-X8MD15 2M | 26250 | 708794 | Proximity sensor, inductive, M12, non-shielded, 8 mm, DC, 2-wire, NO, cable 2 m
E2E-X8MD15 5M | 26250 | 241089
E2E-X8MD15L 2M | 30900 | 708678 | Proximity sensor, inductive, nickel-brass, long body, M12, unshielded, 8 mm, DC, 2-wire, NO, with polarity, different frequency, 2 m cable
E2E-X8MD15-M1 | 26250 | 241100
E2E-X8MD15-M1G | 26250 | 241163
E2E-X8MD15S 2M | 26250 | 241115
E2E-X8MD15S 5M | 36960 | 241116
E2E-X8MD1L 2M | 29410 | 708675 | Proximity sensor, inductive, nickel-brass, long body, M12, unshielded, 8 mm, DC, 2-wire, NO, with polarity, 2 m cable
E2E-X8MD1L 5M | 30750 | 708677 | Proximity sensor, inductive, nickel-brass, long body, M12, unshielded, 8 mm, DC, 2-wire, NO, with polarity, 5 m cable
E2E-X8MD1-M1 | 26250 | 238497 | Proximity sensor, inductive, M12, unshielded, 8mm, DC, 2-wire, NO, M12 Connector
E2E-X8MD1-M1 | 26250 | 708800 | Proximity sensor, inductive, M12, unshielded, 8mm, DC, 2-wire, NO, M12 Connector
E2E-X8MD1-M1G | 26250 | 238545 | Proximity sensor, inductive, M12, unshielded, 8mm, DC, 2-wire, NO, Pig tail Connector
E2E-X8MD1-M1G | 26250 | 708750 | Proximity sensor, inductive, M12, unshielded, 8mm, DC, 2-wire, NO, Pig tail Connector
E2E-X8MD1-M1GJ 0.3M | 26250 | 238554 | Proximity sensor, inductive, M12, unshielded, 8 mm, DC, 2-wire, NO
E2E-X8MD1-M1GJ 0.3M | 26250 | 708752 | Proximity sensor, inductive, M12, unshielded, 8 mm, DC, 2-wire, NO
E2E-X8MD1-M1GJ 0.5M | 32060 | 241170
E2E-X8MD1-M1GJ 1M | 32780 | 241171
E2E-X8MD1-R 2M | 26250 | 241175 | Proximity sensor, inductive, M12, non-shielded, 8 mm, DC, 2-wire, NO, robotic cable 2 m
E2E-X8MD1S 2M | 26250 | 238505 | Proximity sensor, inductive, M12, non-shielded, 8 mm, DC, 2-wire, NO, cable 2 m
E2E-X8MD1S 5M | 26250 | 241114
E2E-X8MD1S-M1 | 26250 | 238511 | Proximity sensor, inductive, M12, non-shielded, 8 mm, DC, 2-wire, NO, connector M12
E2E-X8MD2 2M | 26250 | 708797 | Proximity sensor, inductive, M12, non-shielded, 8 mm, DC, 2-wire, NC, cable 2 m
E2E-X8MD2 5M | 26250 | 708798 | Proximity sensor, inductive, M12, non-shielded, 8 mm, DC, 2-wire, NC, cable 5 m
E2E-X8MD25 2M | 26250 | 241096
E2E-X8MD25 5M | 26250 | 241097
E2E-X8MD2L 2M | 29410 | 708676 | Proximity sensor, inductive, nickel-brass, long body, M12, unshielded, 8 mm, DC, 2-wire, NC, with polarity, 2 m cable
E2E-X8MD2-M1 | 26250 | 241103 | Cylindrical Proximity Switch, DC 2-Wire Model, Unshielded, M12, Sensing Distance 8 mm, Operation Mode NC, Connector Type
E2E-X8MD2-M1G | 26250 | 708824 | Proximity sensor, inductive, M12, non-shielded, 8 mm, DC, 2-wire, NC, connector M12
E2E-X9B1DL12-M1 | 22230 | 696094 | Proximity sensor, inductive, nickel-brass, long body, M12, shielded, 9 mm, DC, 3-wire, PNP NO, IO-Link COM2, M12 connector
E2E-X9B1T12 2M | 24380 | 687521 | Proximity sensor, inductive, nickel-brass, short body, M12, shielded, 9 mm, DC, 3-wire, PNP NO, IO-Link COM3, 2 m cable
E2E-X9B1T12 5M | 25850 | 702745 | Proximity sensor, inductive, nickel-brass, short body, M12, shielded, 9 mm, DC, 3-wire, PNP NO, IO-Link COM3, 5 m cable
E2E-X9B1T12-M1 | 24380 | 687519 | Proximity sensor, inductive, nickel-brass, short body, M12, shielded, 9 mm, DC, 3-wire, PNP NO, IO-Link COM3, M12 connector
E2E-X9B1T12-M1TJ 0.3M | 26600 | 687520 | Proximity sensor, inductive, nickel-brass, short body, M12, shielded, 9 mm, DC, 3-wire, PNP NO, IO-Link COM3, M12 pigtail Smartclick connector, 0.3 m
E2E-X9B1T12-M1TJR 0.3M | 38010 | 687888 | Proximity sensor, inductive, nickel-brass, short body, M12, shielded, 9 mm, DC, 3-wire, PNP NO, IO-Link COM3, M12 pigtail Smartclick connector, 0.3 m robotic cable
E2E-X9B1T12-R 2M | 25670 | 688016 | Proximity sensor, inductive, nickel-brass, short body, M12, shielded, 9 mm, DC, 3-wire, PNP NO, IO-Link COM3, 2 m robotic cable
E2E-X9B1TL12 2M | 24380 | 687882 | Proximity sensor, inductive, nickel-brass, long body, M12, shielded, 9 mm, DC, 3-wire, PNP NO, IO-Link COM3, 2 m cable
E2E-X9B1TL12-M1 | 24380 | 687880 | Proximity sensor, inductive, nickel-brass, long body, M12, shielded, 9 mm, DC, 3-wire, PNP NO, IO-Link COM3, M12 connector
E2E-X9B1TL12-M1TJ 0.3M | 30790 | 687881 | Proximity sensor, inductive, nickel-brass, long body, M12, shielded, 9 mm, DC, 3-wire, PNP NO, IO-Link COM3, M12 pigtail Smartclick connector, 0.3 m
E2E-X9B212 2M | 24380 | 698668 | Proximity sensor, inductive, nickel-brass, short body, M12, shielded, 9 mm, DC, 3-wire, PNP NC, 2 m cable
E2E-X9B212-M1 | 24380 | 691054 | Proximity sensor, inductive, nickel-brass, short body, M12, shielded, 9 mm, DC, 3-wire, PNP NC, M12 connector
E2E-X9B212-M1TJ 0.3M | 26600 | 691053 | Proximity sensor, inductive, nickel-brass, short body, M12, shielded, 9 mm, DC, 3-wire, PNP NC, M12 pigtail Smartclick connector, 0.3 m
E2E-X9B2L12 2M | 24380 | 698665 | Proximity sensor, inductive, nickel-brass, long body, M12, shielded, 9 mm, DC, 3-wire, PNP NC, 2 m cable
E2E-X9B2L12-M1 | 24380 | 698664 | Proximity sensor, inductive, nickel-brass, long body, M12, shielded, 9 mm, DC, 3-wire, PNP NC, M12 connector
E2E-X9C112 2M | 24380 | 690191 | Proximity sensor, inductive, nickel-brass, short body, M12, shielded, 9 mm, DC, 3-wire, NPN NO, 2 m cable
E2E-X9C112-M1 | 24380 | 687526 | Proximity sensor, inductive, nickel-brass, short body, M12, shielded, 9 mm, DC, 3-wire, NPN NO, M12 connector
E2E-X9C112-M1TJ 0.3M | 26600 | 687894 | Proximity sensor, inductive, nickel-brass, short body, M12, shielded, 9 mm, DC, 3-wire, NPN NO, M12 pigtail Smartclick connector, 0.3 m
E2E-X9C1L12 2M | 24380 | 688755 | Proximity sensor, inductive, nickel-brass, long body, M12, shielded, 9 mm, DC, 3-wire, NPN NO, 2 m cable
E2E-X9C1L12-M1 | 24380 | 688754 | Proximity sensor, inductive, nickel-brass, long body, M12, shielded, 9 mm, DC, 3-wire, NPN NO, M12 connector
E2E-X9C212-M1 | 24380 | 693664 | Proximity sensor, inductive, nickel-brass, short body, M12, shielded, 9 mm, DC, 3-wire, NPN NC, M12 connector
E2E-X9C2L12-M1 | 24390 | 702623 | Proximity sensor, inductive, nickel-brass, long body, M12, shielded, 9 mm, DC, 3-wire, NPN NC, M12 connector
E2EZ-X2D1-M1GJ 0.3M | 77650 | 290114 | Proximity sensor, inductive, Al swarf resistant, nickel-brass, short body, M12, shielded, 2 mm, DC, 2-wire, NC, 0.3 m cable with M12 connector
E2EZ-X2D1-M1J 0.3M | 77650 | 290115 | Proximity sensor, inductive, Al swarf resistant, nickel-brass, short body, M12, shielded, 2 mm, DC, 2-wire, NC, 0.3 m cable with M12 connector
E2EZ-X2D1-M1TGJ 0.3M | 71950 | 290156 | Proximity sensor, inductive, Al swarf resistant, nickel-brass, short body, M12, shielded, 2 mm, DC, 2-wire, NC, 0.3 m cable with M12 Smartclick connector
E2EZ-X2D1-M1TJ 0.3M | 71950 | 290116 | Proximity sensor, inductive, Al swarf resistant, nickel-brass, short body, M12, shielded, 2 mm, DC, 2-wire, NC, 0.3 m cable with M12 Smartclick connector
E2EZ-X2D1-N 2M | 56300 | 290157 | Proximity sensor, inductive, Al swarf resistant, nickel-brass, short body, M12, shielded, 2 mm, DC, 2-wire, NO, 2 m cable
E2EZ-X2D2-N 2M | 56300 | 290117 | Proximity sensor, inductive, Al swarf resistant, nickel-brass, short body, M12, shielded, 2 mm, DC, 2-wire, NC, 2 m cable
E2EZ-X4B1 | 64350 | 131983 | Proximity sensor, inductive, Al swarf resistant, nickel-brass, short body, M18, shielded, 4mm, DC, 3-wire, PNP-NO, 2m cable
E2EZ-X4C1 | 59150 | 131977 | Proximity sensor, inductive, Al swarf resistant, nickel-brass, short body, M18, shielded, 4mm, DC, 3-wire, NPN-NO, 2 m cable
E2EZ-X4C1 5M | 67350 | 131978 | Proximity sensor, inductive, Al swarf resistant, nickel-brass, short body, M18, shielded, 4mm, DC, 3-wire, NPN-NO, 5m cable
E2EZ-X4D1-M1GJ 0.3M | 69550 | 290158 | Proximity sensor, inductive, Al swarf resistant, nickel-brass, short body, M18, shielded, 4 mm, DC, 2-wire, NO, M12 cable end connector 0.3 m
E2EZ-X4D1-M1TGJ 0.3M | 72050 | 290159
E2EZ-X4D1-M1TGJ 1M | 72800 | 290118
E2EZ-X4D1-M1TGJ 2M | 73400 | 290119
E2EZ-X4D1-M1TJ 0.3M | 72050 | 290120
E2EZ-X4D1-N 2M | 69500 | 290161 | Proximity sensor, inductive, Al swarf resistant, nickel-brass, short body, M18, shielded, 4 mm, DC, 2-wire, NO, 2 m cable
E2EZ-X4D1-N 5M | 73200 | 290160 | Proximity sensor, inductive, Al swarf resistant, nickel-brass, short body, M18, shielded, 4 mm, DC, 2-wire, NO, 5 m cable
E2EZ-X4D2-M1GJ 0.3M | 72050 | 290121
E2EZ-X4D2-N 2M | 69350 | 290122
E2EZ-X8B1 | 78650 | 131984
E2EZ-X8C1 | 72250 | 131979 | Proximity Sensor inductive
E2EZ-X8C1 5M | 79900 | 131980
E2EZ-X8D1-M1GJ 0.3M | 71800 | 290123
E2EZ-X8D1-M1TGJ 0.3M | 77000 | 290162
E2EZ-X8D1-M1TJ 0.3M | 76950 | 290124
E2EZ-X8D1-N 2M | 69500 | 290163 | Proximity sensor, inductive, Al swarf resistant, nickel-brass, short body, M30, shielded, 4 mm, DC, 2-wire, NO, 2 m cable
E2EZ-X8D1-N 5M | 73800 | 290125 | Proximity sensor, inductive, Al swarf resistant, nickel-brass, short body, M30, shielded, 4 mm, DC, 2-wire, NO, 5 m cable
E2EZ-X8D2-N 5M | 71550 | 290126
E2FM-QX10D1-M1GJ 0.3M | 58700 | 232126 | Proximity sensor, inductive, stainless steel face & body, fluororesin coated, long body, M30, shielded, 10mm, DC, 2-wire, NO, M12 with 0.3 m pigtail
E2FM-QX1R5D1 2M | 173400 | 232117 | Proximity sensor, inductive, stainless steel face & body, fluororesin coated, long body, M8, shielded, 1.5 mm, DC, 2-wire, NO, cable 2 m
E2FM-QX2D1 2M | 160500 | 232119 | Proximity sensor, inductive, stainless steel face & body, fluororesin coated, long body, M12, shielded, 2 mm, DC, 2-wire, NO, 2 m prewired
E2FM-QX2D1-M1GJ 0.3M | 49700 | 232120 | Proximity sensor, inductive, stainless steel face & body, fluororesin coated, long body, M12, shielded, 2 mm, DC, 2-wire, NO, 0.3 m cable with M12 connector
E2FM-QX5D1 2M | 156900 | 232122 | Proximity sensor, inductive, stainless steel face & body, fluororesin coated, long body, M18, shielded, 2 mm, DC, 2-wire, NO, 2 m prewired
E2FM-QX5D1-M1GJ 0.3M | 55300 | 232123 | Proximity sensor, inductive, stainless steel face & body, fluororesin coated, long body, M18, shielded, 5 mm, DC, 2-wire, NO, M12 with 0.3 m cable
E2FM-X10B1 2M | 53300 | 232116 | Proximity sensor, inductive, stainless steel face & body, long body, M30, shielded, 10mm, DC, 3-wire, PNP-NO, 2 m cable
E2FM-X10B1-M1 | 68050 | 224092 | Proximity sensor, inductive, stainless steel face & body, long body, M30, shielded, 10mm, DC, 3-wire, PNP-NO, M12 plug-in
E2FM-X10B2 2M | 50750 | 382461 | Proximity sensor, inductive, stainless steel face & body, long body, M30, shielded, 10mm, DC, 3-wire, PNP-NC, 2m cable
E2FM-X10C1 2M | 84150 | 233316 | Proximity sensor, inductive, stainless steel face & body, long body, M30, shielded, 10mm, DC, 3-wire, NPN-NO, 2 m cable
E2FM-X10C1-M1 | 69000 | 233320 | Proximity sensor, inductive, stainless steel face & body, long body, M30, shielded, 10mm, DC, 3-wire, NPN-NO, M12 plug-in
E2FM-X10D1 2M | 84150 | 232113 | Proximity sensor, inductive, stainless steel face & body, long body, M30, shielded, 10 mm, DC, 2-wire, NO, 2 m cable
E2FM-X10D1-M1TGJ 0.3M | 140300 | 355190 | Proximity sensor, inductive, stainless steel face & body, long body, M30, shielded, 10mm, DC, 2-wire, NO, M12 with 0.3 m pigtail
E2FM-X10D1-M1TGJ-T 0.3M | 134900 | 355191 | Proximity sensor, inductive, stainless steel face & body, long body, M30, shielded, 10mm, DC, 2-wire, NO, M12 with 0.3m pigtail (no polarity)
E2FM-X1R5B1 2M | 56850 | 233312 | Proximity sensor, inductive, stainless steel face & body, long body, M8, shielded, 1.5mm, DC, 3-wire, PNP-NO, 2 m cable
E2FM-X1R5B1-M1 | 52500 | 224089 | Proximity sensor, inductive, stainless steel face & body, long body, M8, shielded, 1.5mm, DC, 3-wire, PNP-NO, M12 plug-in
E2FM-X1R5B2 2M | 54050 | 382458 | Proximity sensor, inductive, stainless steel face & body, long body, M8, shielded, 1.5mm, DC, 3-wire, PNP-NC, 2m cable
E2FM-X1R5C1 2M | 66050 | 233313 | Proximity sensor, inductive, stainless steel face & body, long body, M8, shielded, 1.5mm, DC, 3-wire, NPN-NO, 2 m cable
E2FM-X1R5C1-M1 | 50800 | 233317 | Proximity sensor, inductive, stainless steel face & body, long body, M8, shielded, 1.5mm, DC, 3-wire, NPN-NO, M12 plug-in
E2FM-X1R5D1 2M | 56850 | 232110 | Proximity sensor, inductive, stainless steel face & body, long body, M8, shielded, 1.5 mm, DC, 2-wire, NO, cable 2 m
E2FM-X1R5D1-M1J 0.3M | 73150 | 232109 | Proximity sensor, inductive, stainless steel face & body, long body, M8, shielded, 1.5 mm, DC, 2-wire, NO, M12 with 0.3 m pigtail, pin arrangement 3: 0V 4:+V
E2FM-X1R5D1-M1TGJ 0.3M | 120800 | 355196 | Proximity sensor, inductive, stainless steel face & body, long body, M8, shielded, 1.5 mm, DC, 2-wire, NO, M12 with 0.3 m pigtail
E2FM-X2B1 2M | 52500 | 232114 | Proximity sensor, inductive, stainless steel face & body, long body, M12, shielded, 2 mm, DC, 3-wire, PNP-NO, 2 m cable
E2FM-X2B1-M1 | 37510 | 224090 | Proximity sensor, inductive, stainless steel face & body, long body, M12, shielded, 2mm, DC, 3-wire, PNP-NO, M12 plug-in
E2FM-X2B2 2M | 49940 | 382459 | Proximity sensor, inductive, stainless steel face & body, long body, M12, shielded, 2mm, DC, 3-wire, PNP-NC, 2m cable
E2FM-X2C1 2M | 59300 | 233314 | Proximity sensor, inductive, stainless steel face & body, long body, M12, shielded, 2 mm, DC, 3-wire, NPN-NO, 2 m cable
E2FM-X2C1-M1 | 38270 | 233318 | Proximity sensor, inductive, stainless steel face & body, long body, M12, shielded, 2 mm, DC, 3-wire, NPN-NO, M12 plug-in
E2FM-X2D1 2M | 62700 | 232111 | Proximity sensor, inductive, stainless steel face & body, long body, M12, shielded, 2 mm, DC, 2-wire, NO, 2 m prewired
E2FM-X2D1-M1TGJ 0.3M | 117800 | 355192 | Proximity sensor, inductive, stainless steel face & body, long body, M12, shielded, 2 mm, DC, 2-wire, NO, M12 with 0.3 m pigtail
E2FM-X2D1-M1TGJ-T 0.3M | 113200 | 355193 | Proximity sensor, inductive, stainless steel face & body, long body, M12, shielded, 2 mm, DC, 2-wire, NO, M12 with 0.3 m pigtail (no polarity)
E2FM-X5B1 2M | 60500 | 232115 | Proximity sensor, inductive, stainless steel face & body, long body, M18, shielded, 5mm, DC, 3-wire, PNP-NO, 2 m cable
E2FM-X5B1-M1 | 44150 | 224091 | Proximity sensor, inductive, stainless steel face & body, long body, M18, shielded, 5mm, DC, 3-wire, PNP-NO, M12 plug-in
E2FM-X5B2 2M | 57600 | 382460 | Proximity sensor, inductive, stainless steel face & body, long body, M18, shielded, 5mm, DC, 3-wire, PNP-NC, 2m cable
E2FM-X5C1 2M | 59150 | 233315 | Proximity sensor, inductive, stainless steel face & body, long body, M18, shielded, 5 mm, DC, 3-wire, NPN-NO, 2 m cable
E2FM-X5C1-M1 | 44780 | 233319 | Proximity sensor, inductive, stainless steel face & body, long body, M18, shielded, 5 mm, DC, 3-wire, NPN-NO, M12 plug-in
E2FM-X5D1 2M | 72600 | 232112 | Proximity sensor, inductive, stainless steel face & body, long body, M18, shielded, 5mm, DC, 2-wire, NO, 2m prewired
E2FM-X5D1-M1TGJ 0.3M | 119600 | 355194 | Proximity sensor, inductive, stainless steel face & body, long body, M18, shielded, 5mm, DC, 2-wire, NO, M12 with 0.3m pigtail
E2FM-X5D1-M1TGJ-T 0.3M | 115300 | 355195 | Proximity sensor, inductive, stainless steel face & body, long body, M18, shielded, 5mm, DC, 2-wire, NO,M12 with 0.3m pigtail (no polarity)
E2FQ-X10D1 | 92650 | 131827 | Proximity sensor, inductive, M30, shielded, 10 mm, DC, 2-wire, NO, 2 m cable
E2FQ-X10D1 5M | 102900 | 131828
E2FQ-X10E1 | 91800 | 131821 | Proximity sensor, inductive, PTFE body, short, M30, shielded, 10mm, DC, NPN, 2m cable
E2FQ-X10E1 5M | 99600 | 131822
E2FQ-X10F1 | 91700 | 154863 | Proximity sensor, inductive, PTFE body, short, M30, shielded, 10mm, DC, PNP-NO, 2 m cable
E2FQ-X2D1 | 80700 | 131829 | Proximity sensor, inductive, PTFE body, short, M12, shielded, 2mm, 2 wire DC, 2m cable
E2FQ-X2D1 5M | 94800 | 157070 | Proximity sensor, inductive, PTFE body, short, M12, shielded, 2mm, 2 wire DC, 5m cable
E2FQ-X2E1 | 73300 | 131830 | Proximity sensor, inductive, PTFE body, short, M12, shielded, 2 mm, 3-wire DC, NPN-NO, 2 m cable
E2FQ-X2E1 5M | 82650 | 157411
E2FQ-X2F1 | 73300 | 149293 | Proximity sensor, inductive, PTFE body, short, M12, shielded, 2 mm, 3-wire DC, PNP-NO, 2 m cable
E2FQ-X2F1 5M | 83250 | 352651 | Proximity sensor, inductive, PTFE body, short, M12, shielded, 2mm, DC, PNP, 5m cable
E2FQ-X5D1 | 75450 | 131825 | Proximity sensor, inductive, PTFE body, short, M18, shielded, 5mm, 2 wire DC, 2m cable
E2FQ-X5D1 5M | 90350 | 131826
E2FQ-X5E1 | 73200 | 131912 | Proximity sensor, inductive, PTFE body, short, M18, shielded, 5mm, 3-wire DC, NPN-NO, 2 m cable
E2FQ-X5E1 5M | 80950 | 131913 | Proximity sensor, inductive, PTFE body, short, M18, shielded, 5mm, 3 wire DC, NPN, 5m cable
E2FQ-X5F1 | 73150 | 131818 | Proximity sensor, inductive, PTFE body, short, M18, shielded, 5mm, 3-wire DC, PNP-NO, 2 m cable
E2FQ-X5F1 5M | 82900 | 355758 | Proximity sensor, inductive, PTFE body, short, M18, shielded, 5mm, 3 wire DC, PNP, 5m cable
E2F-X10E1 10M | 48150 | 235663
E2F-X10E1 2M | 41580 | 235692 | Proximity sensor, plastic body, inductive, M30, shielded, 10mm, DC, 3-wire, NPN-NO, 2m cable
E2F-X10E1 5M | 59200 | 235700
E2F-X10E2 2M | 34690 | 235693
E2F-X10F1 10M | 48160 | 235665 | Proximity sensor, inductive, plastic body M30, PNP output 10 mm range
E2F-X10F1 2M | 42210 | 235657 | Proximity sensor, plastic body, inductive, M30 shielded, 10 mm, DC 3-wire, PNP-NO, 2 m cable
E2F-X10F1 5M | 34710 | 235661 | Proximity sensor, plastic body, inductive, M30 shielded, 10 mm, DC 3-wire, PNP-NO, 5 m cable
E2F-X10F2 2M | 42260 | 235658
E2F-X10Y1 2M | 43830 | 235710 | Proximity sensor, plastic body, inductive, M30, shielded, 10mm, AC, 2-wire, NO, 2m cable
E2F-X10Y2 2M | 43830 | 235662
E2F-X1R5E1 2M | 43060 | 239082 | Proximity sensor, plastic body, inductive, M8, shielded, 1.5 mm, DC, 3-wire, NPN-NO, 2 m cable
E2F-X1R5E1 5M | 45630 | 239078
E2F-X1R5E2 2M | 46210 | 247097
E2F-X1R5F1 2M | 51400 | 239083 | Proximity sensor, plastic body, inductive, M8, shielded, 1.5 mm, DC, 3-wire, PNP-NO, 2 m cable
E2F-X1R5F2 2M | 31010 | 247098
E2F-X2E1 2M | 37840 | 235688 | Proximity sensor, plastic body, inductive, M12, shielded, 2 mm, DC, 3-wire, NPN-NO, 2 m cable
E2F-X2E1 5M | 54650 | 235701 | Proximity sensor, plastic body, inductive, M12, shielded, 2 mm, DC, 3-wire, NPN-NO, 5 m cable
E2F-X2E2 2M | 39230 | 235689 | Proximity sensor, plastic body, inductive, M12, shielded, 2 mm, DC, 3-wire, NPN-NC, 2 m cable
E2F-X2E2 5M | 43210 | 235702 | Proximity sensor, plastic body, inductive, M12, shielded, 2 mm, DC, 3-wire, NPN-NC, 5 m cable
E2F-X2F1 2M | 38590 | 235694 | Proximity sensor, plastic body, inductive, M12, shielded, 2 mm, DC, 3-wire, PNP-NO, 2 m cable
E2F-X2F1 5M | 38590 | 235703 | Proximity sensor, plastic body, inductive, M12, shielded, 2 mm, DC, 3-wire, PNP-NO, 5 m cable
E2F-X2Y1 2M | 39680 | 235698 | Proximity sensor, plastic body, inductive, M12, shielded, 2 mm, AC, 2-wire, NO, 2 m cable
E2F-X2Y1 5M | 48920 | 235669
E2F-X2Y2 2M | 39680 | 235659
E2F-X5E1 2M | 37370 | 235690 | Proximity sensor, plastic body, inductive, M18, shielded, 5mm, DC, 3-wire, NPN-NO, 2m cable
E2F-X5E1 5M | 53700 | 235705
E2F-X5E2 2M | 38080 | 235691 | Proimity sensor, inductive, plastic housing , M18, 5mm range NPN,NC
E2F-X5E2 5M | 43910 | 235706
E2F-X5F1 10M | 38610 | 235664 | Proximity sensor, inductive plastic body, 5 mm range, PNP N/O, M18
E2F-X5F1 2M | 31470 | 235696 | Proximity sensor, plastic body, inductive, M18, shielded, 5 mm, DC, 3-wire, PNP-NO, 2 m cable
E2F-X5F1 5M | 31470 | 235707 | Proximity sensor, plastic body, inductive, M18, shielded, 5mm, DC, 3-wire, PNP-NO, 5m cable
E2F-X5F2 2M | 31470 | 235697
E2F-X5Y1 2M | 34600 | 235699 | Proximity sensor, plastic body, inductive, M18, shielded, 5mm, AC, 2-wire, NO, 2m cable
E2F-X5Y1 5M | 49780 | 235711
E2F-X5Y2 2M | 37570 | 235709 | Proximity sensor
E2F-X5Y2 5M | 49940 | 235671
E2K-C20MC1 2M | 133200 | 131848 | Proximity sensor, capacitive, 34 mm dia, unshielded, 20 mm, DC, 3-wire, NPN-NO, 2 m cable
E2K-C20MC2 2M | 133200 | 131849 | Proximity sensor, capacitive, 34 mm dia, unshielded, 20 mm, DC, 3-wire, NPN-NC, 2 m cable
E2K-C20MT1 2M | 166800 | 131850 | Proximity sensor, capacitive, 34 mm dia, unshielded, 20 mm, AC/DC, 2-wire, NO, 2 m cable
E2K-C20MT2 2M | 166800 | 131851 | Proximity sensor, capacitive, 34 mm dia, unshielded, 20 mm, AC/DC, 2-wire, NO, 2 m cable
E2K-C25ME1 | 68350 | 131841 | Proximity sensor, capacitive, 34 mm dia, unshielded, 25 mm, DC, 3-wire, NPN-NO, 2 m cable
E2K-C25ME1 5M | 41610 | 131845 | Proximity sensor, capacitive, 34 mm dia, unshielded, 25 mm, DC, 3-wire, NPN-NC, 5 m prewired
E2K-C25ME2 | 68350 | 104692 | Proximity sensor, capacitive, 34 mm dia, unshielded, 25 mm, DC, 3-wire, NPN-NC, 2 m cable
E2K-C25ME2 5M | 41950 | 131846 | Proximity sensor, capacitive, 34 mm dia, unshielded, 25 mm, DC, 3-wire, NPN-NC, 5 m cable
E2K-C25MF1 | 68350 | 147129 | Proximity sensor, capacitive, 34mm dia, unshielded, 25mm, DC, 3-wire, PNP-NO, 2m cable
E2K-C25MF1 10M | 67050 | 131847 | Proximity sensor, capacitive, 34 mm diameter, non-shielded, 3-25 mm, 10-30 VDC, PNP, NO, 10 m cable
E2K-C25MF1 5M | 41970 | 154864 | Proximity sensor, capacitive, 34 mm diameter, non-shielded, 3-25 mm, 10-30 VDC, PNP, NO, 15 m cable
E2K-C25MF2 | 68350 | 131842 | Proximity sensor, capacitive, 34mm dia, unshielded, 25mm, DC, 3-wire, PNP-NC, 2m cable
E2K-C25MF2 5M | 42550 | 144991 | Proximity sensor, capacitive, 34 mm diameter, non-shielded, 3-25 mm, 10-30 VDC, PNP, NO, 5 m cable
E2K-C25MY1 | 62250 | 131840 | Proximity sensor, capacitive, 34mm dia, unshielded, 25mm, AC, 2-wire, NO, 2m cable
E2K-F10MC1 | 32780 | 106106 | Proximity sensor, capacitive, flat, unshielded, 10mm, DC, 3-wire, NPN-NO, 2m cable
E2K-F10MC1 5M | 36220 | 131853
E2K-F10MC1-A 2M | 36150 | 171939 | Proximity sensor, capacitive, flat, unshielded, 10 mm, DC, 3-wire, NPN-NO, 2 m cable
E2K-F10MC2 | 32810 | 131854 | Proximity sensor, capacitive, flat, unshielded, 10mm, DC, 3-wire, NPN-NC, 2m cable
E2K-F10MC2-A 2M | 36150 | 171940 | Proximity sensor, capacitive, flat, unshielded, 4-10 mm, DC, 3-wire, NPN-NC, 2m cable
E2K-L13MC1 2M | 81700 | 131855 | Capacitive, Liquid level sensing, 8 to 11mm tube, NPN, 2m cable
E2K-L13MC1 5M | 94250 | 383893 | Capacitive, Liquid level sensing, 8 to 11mm tube, NPN, 5m cable
E2K-L26MC1 2M | 54350 | 153644 | Capacitive, Liquid level sensing, 12 to 26mm tube, NPN
E2K-L26MC1 5M | 59100 | 324614
E2KQ-X10ME1 2M | 110700 | 131770 | Proximity sensor, inductive, PTFE body, short, M18, shielded, 6-10mm adjustable, NPN, DC, 2m cable
E2KQ-X10ME1 5M | 115300 | 149294
E2KQ-X10ME2 2M | 71500 | 131771
E2K-X15ME1 | 53900 | 131777 | Proximity sensor, capacitive, M30, unshielded, 15 mm, DC, 3-wire, NPN-NO, 2 m cable
E2K-X15ME1 5M | 61600 | 131778 | Proximity sensor, capacitive, M30, unshielded, 15 mm, DC, 3-wire, NPN-NO, 5 m cable
E2K-X15ME2 | 54000 | 131779 | Proximity sensor, capacitive, M18, unshielded, 8 mm, DC, 3-wire, NPN-NC, 2 m cable
E2K-X15ME2 5M | 82450 | 303860 | Proximity sensor, capacitive, M18, unshielded, 8 mm, DC, 3-wire, NPN-NC, 5 m cable
E2K-X15MF1 | 53900 | 131788 | Proximity sensor, capacitive, M30, unshielded, 15 mm, DC, 3-wire, PNP-NO, 2 m cable
E2K-X15MF1 5M | 75250 | 131789 | Proximity sensor, capacitive, M30, unshielded, 15 mm, DC, 3-wire, PNP-NO, 5 m cable
E2K-X15MF2 | 53900 | 131790 | Proximity sensor, capacitive, M30, unshielded, 15 mm, DC, 3-wire, PNP-NC, 2 m cable
E2K-X15MF2 5M | 49400 | 131791 | Proximity sensor, capacitive, M30, unshielded, 15 mm, DC, 3-wire, PNP-NC, 2 m cable
E2K-X15MY1 | 22270 | 148233 | Proximity sensor, capacitive, M30, unshielded, 15 mm, AC, 2-wire, NO, 2 m cable
E2K-X15MY1 5M | 25290 | 104693 | Proximity sensor, capacitive, M30, unshielded, 15 mm, AC, 2-wire, NO, 5 m cable
E2K-X15MY2 | 22770 | 153714 | Proximity sensor, capacitive, M30, unshielded, 15 mm, AC, 2-wire, NC, 2 m cable
E2K-X4ME1 | 46110 | 131774 | Proximity sensor, capacitive, M12, unshielded, 4mm, DC, 3-wire, NPN-NO, 2m cable
E2K-X4ME1 5M | 51350 | 106107 | Proximity sensor, capacitive, M12, unshielded, 4mm, DC, 3-wire, NPN-NO, 5 m cable
E2K-X4ME2 | 46110 | 147130 | Proximity sensor, capacitive, M12, unshielded, 4mm, DC, 3-wire, NPN-NC, 2m cable
E2K-X4MF1 | 46140 | 131783 | Proximity sensor, capacitive, M12, unshielded, 4 mm, DC, 3-wire, PNP-NO, 2 m cable
E2K-X4MF1 10M | 69050 | 228011 | Proximity sensor, capacitive, M12, unshielded, 4 mm, DC, 3-wire, PNP-NO, 10 m cable
E2K-X4MF2 | 46090 | 131785 | Proximity sensor, capacitive, M12, unshielded, 4mm, DC, 3-wire, PNP-NC, 2m cable
E2K-X4MY1 | 19730 | 131780 | Proximity sensor, capacitive, M12, unshielded, 4 mm, AC, 2-wire, NO, 2 m cable
E2K-X4MY2 | 20240 | 106108 | Proximity sensor, capacitive, M12, unshielded, 4 mm, AC, 2-wire, NC, 2 m cable
E2K-X8ME1 | 52100 | 131775 | Proximity sensor, capacitive, M18, unshielded, 8mm, DC, 3-wire, NPN-NO, 2m cable
E2K-X8ME2 | 52100 | 131776 | Proximity sensor, capacitive, M18, unshielded, 8 mm, DC, 3-wire, NPN-NC, 2 m cable
E2K-X8MF1 | 52050 | 151474 | Proximity sensor, capacitive, M18, unshielded, 8 mm, DC, 3-wire, PNP-NO, 2 m cable
E2K-X8MF1 5M | 69100 | 157071 | Proximity sensor, capacitive, M18, unshielded, 8mm, DC, 3-wire, PNP-NO, 5m cable
E2K-X8MF1-M5J 1M | 51200 | 392426 | Proximity sensor, capacitive, M18, unshielded, 8mm, DC, 3-wire, PNP-NO, pig-tail M8 3-pin
E2K-X8MF2 | 52050 | 157072 | Proximity sensor, capacitive, M18, unshielded, 8 mm, DC, 3-wire, PNP-NC, 2 m cable
E2K-X8MF2 5M | 55500 | 131787 | Proximity sensor, capacitive, M18, unshielded, 8 mm, DC, 3-wire, PNP-NC, 5 m cable
E2K-X8MY1 | 22270 | 131781 | Proximity sensor, capacitive, M18, unshielded, 8 mm, AC, 2-wire, NO, 2 m cable
E2K-X8MY1 5M | 24280 | 131782 | Proximity sensor, capacitive, M18, unshielded, 8 mm, AC, 2-wire, NO, 5 m cable
E2K-X8MY2 | 22770 | 157412 | Proximity sensor, capacitive, M18, unshielded, 8 mm, AC, 2-wire, NC, 2 m cable
E2NC-EA0 | 161200 | 690102 | High precision inductive sensor, communication unit
E2NC-EA21 2M | 124000 | 695035 | High precision inductive sensor amplifier, 2 outputs, 1 input, DC, NPN, 2 m cable
E2NC-EA51 2M | 124100 | 687083 | High precision inductive sensor amplifier, 2 outputs, 1 input, DC, PNP, 2 m cable
E2NC-EA7 | 114300 | 707181 | High precision inductive sensor amplifier, 1 output, 1 input, DC, NPN, system connector
E2NC-EA7TW | 114300 | 707179 | High precision inductive sensor amplifier, 2 output, DC, NPN, system connector
E2NC-EA9 | 114300 | 707180 | High precision inductive sensor amplifier, 1 output, 1 input, DC, PNP, system connector
E2NC-EA9TW | 114200 | 695036 | High precision inductive sensor amplifier, 2 output, DC, PNP system connector
E2NC-ED01 | 81900 | 695037 | Sensor head, shielded, cylindrical 5.4 mm diameter, sensing distance 1 mm, repeat accuracy 1 µm, 2.6 m standard cable
E2NC-ED01-F | 81750 | 707215 | Sensor head, shielded, cylindrical 5.4 mm diameter, sensing distance 1 mm, repeat accuracy 1 µm, 3.6 m free cutting cable
E2NC-ED01-S | 81900 | 695038 | Sensor head, shielded, cylindrical 5.4 mm diameter, sensing distance 1 mm, repeat accuracy 1 µm, 2.6 m cable with protective spiral tube
E2NC-ED02 | 74550 | 695039 | Sensor head, shielded, cylindrical 8 mm diameter, sensing distance 2 mm, repeat accuracy 2 µm, 2.6 m standard cable
E2NC-ED02-F | 74550 | 707214 | Sensor head, shielded, cylindrical 8 mm diameter, sensing distance 2 mm, repeat accuracy 2 µm, 3.6 m free cutting cable
E2NC-ED02-S | 86900 | 695040 | Sensor head, shielded, cylindrical 8 mm diameter, sensing distance 2 mm, repeat accuracy 2 µm, 2.6 m cable with protective spiral tube
E2NC-EDR6-F | 72000 | 695041 | Sensor head, shielded, cylindrical 3 mm diameter, sensing distance 0.6 mm, repeat accuracy 1 µm, 3.6 m free cutting cable
E2NC-EM02 | 79850 | 707045 | Sensor head, shielded, M10 housing, sensing distance 2 mm, repeat accuracy 2 µm, 2.6 m standard cable
E2NC-EM02-F | 79850 | 707212 | Sensor head, shielded, M10 housing, sensing distance 2 mm, repeat accuracy 2 µm, 3.6 m free cutting cable
E2NC-EM02H | 147600 | 707211 | Sensor head, heat-resistant, shielded, M12 housing, sensing distance 2 mm, repeat accuracy 2 µm, 2.6 m standard cable
E2NC-EM02-S | 92450 | 707213 | Sensor head, shielded, M10 housing, sensing distance 2 mm, repeat accuracy 2 µm, 2.6 m cable with protective spiral tube
E2NC-EM07M | 85700 | 687084 | Sensor head, unshielded, M18 housing, sensing distance 7 mm, repeat accuracy 5 µm, 2.6 m standard cable
E2NC-EM07M-F | 85700 | 707209 | Sensor head, unshielded, M18 housing, sensing distance 7 mm, repeat accuracy 5 µm, 3.6 m free cutting cable
E2NC-EM07M-S | 99200 | 707210 | Sensor head, unshielded, M18 housing, sensing distance 7 mm, repeat accuracy 5 µm, 2.6 m cable with protective spiral tube
E2NC-EV05 | 89500 | 690103 | Sensor head, shielded, flat housing, sensing distance 5 mm, repeat accuracy 2 µm, 2.6 m standard cable
E2NC-EV05-F | 89500 | 690105 | Sensor head, shielded, flat housing, sensing distance 5 mm, repeat accuracy 2 µm, 3.6 m free cutting cable
E2NC-EV05-S | 103600 | 690104 | Sensor head, shielded, flat housing, sensing distance 5 mm, repeat accuracy 2 µm, 2.6 m cable with protective spiral tube
E2Q5-N20E1-M1 | 25560 | 702603 | Long distance square inductive proximity sensor, 20 mm, shielded, NPN, NO
E2Q5-N20E3-M1 | 28830 | 702602 | Long distance square inductive proximity sensor, 20 mm, shielded, NPN, NO & NC
E2Q5-N20F1-M1 | 25560 | 702601 | Long distance square inductive proximity sensor, 20 mm, shielded, PNP, NO
E2Q5-N20F3-M1 | 28830 | 702600 | Long distance square inductive proximity sensor, 20 mm, shielded, PNP, NO & NC
E2Q5-N40ME1-M1 | 25560 | 702599 | Long distance square inductive proximity sensor, 40 mm, unshielded, NPN, NO
E2Q5-N40ME3-M1 | 29650 | 702598 | Long distance square inductive proximity sensor, 40 mm, unshielded, NPN, NO & NC
E2Q5-N40MF1-M1 | 26370 | 702597 | Long distance square inductive proximity sensor, 40 mm, unshielded, PNP , NO
E2Q5-N40MF3-M1 | 29650 | 702596 | Long distance square inductive proximity sensor, 40 mm, unshielded, PNP , NO & NC
E2Q6-N20E3-H | 30570 | 706923 | Proximity sensor, inductive, square body, shielded, 20 mm, NPN NO/NC, M20 conduit
E2Q6-N20F3-H | 30570 | 706924 | Proximity sensor, inductive, square body, shielded, 20 mm, PNP-NO/NC, M20 conduit
E2Q6-N30ME3-H | 30530 | 706925 | Proximity sensor, inductive, square body, non-shielded, 30 mm, NPN-NO/NC, M20 conduit
E2Q6-N30MF3-H | 30530 | 706926 | Proximity sensor, inductive, square body, non-shielded, 30 mm, PNP NO/NC, M20 conduit
E2S-Q11 1M | 18010 | 233106 | Miniature rectangular Inductive, end face sensing, unshielded, 1.6mm, 2 wire DC, NO, 1M cable
E2S-Q11B 1M | 18010 | 233107 | Miniature rectangular Inductive, end face sensing, unshielded, 1.6 mm, 2 wire DC, NO, alternative frequency, 1M cable
E2S-Q12 1M | 18010 | 233108 | Miniature rectangular Inductive, end face sensing, unshielded, 1.6mm, 2 wire DC, NC, 1M cable
E2S-Q13 1M | 18010 | 233109 | Miniature rectangular Inductive, end face sensing, unshielded, 1.6mm, NPN, NO, 1M cable
E2S-Q13B 1M | 18010 | 233110 | Miniature rectangular Inductive, end face sensing, unshielded, 1.6mm, NPN, NO, alternative frequency, 1M cable
E2S-Q14 1M | 18010 | 233111 | Super compact proximity sensor, Sensing surface - front, non-shielded 1.6 mm, DC, 3-wire, NPN-NC, 1m cable
E2S-Q14 2M | 21000 | 233112 | Miniature rectangular Inductive, end face sensing, unshielded, 1.6mm, NPN, NC, 2M cable
E2S-Q15 1M | 18010 | 233113 | Miniature rectangular Inductive, end face sensing, unshielded, 1.6mm, PNP, NO, 1M cable
E2S-Q15B 1M | 18010 | 233114 | Miniature rectangular Inductive, end face sensing, unshielded, 1.6mm, PNP, NO, alternative frequency, 1M cable
E2S-Q16 1M | 18010 | 233115 | Super compact proximity sensor, Sensing surface - front, non-shielded 1.6 mm, DC, 3-wire, PNP-NC, 1m cable
E2S-Q21 1M | 18030 | 231595 | Miniature rectangular Inductive, front surface detection, unshielded, 2.5mm, 2 wire DC, NO, 1 m cable
E2S-Q21B 1M | 18030 | 231596 | Miniature rectangular Inductive, end face sensing, unshielded, 2.5mm, 2 wire DC, NO, alternative frequency, 1M cable
E2S-Q21-R 2M | 25940 | 708503 | Miniature rectangular inductive, front surface detection, unshielded, 2.5 mm, 2 wire DC, NO, 2 m robotic cable
E2S-Q22 1M | 16930 | 231597 | Miniature rectangular Inductive, end face sensing, unshielded, 2.5mm, 2 wire DC, NC, 1M cable
E2S-Q22B 1M | 18010 | 231598 | Miniature rectangular Inductive, end face sensing, unshielded, 2.5 mm, 2 wire DC, NC, 1 m cable
E2S-Q22B 5M | 28490 | 377250 | Miniature rectangular Inductive, end face sensing, unshielded, 2.5 mm, 2 wire DC, NC, 5 m cable
E2S-Q23 1M | 18030 | 231599 | Miniature rectangular Inductive, end face sensing, unshielded, 2.5mm, NPN, NO, 1m cable
E2S-Q23B 1M | 18030 | 231600 | Miniature rectangular Inductive, end face sensing, unshielded, 2.5mm, NPN, NO, alternative frequency, 1M cable
E2S-Q24 1M | 18030 | 231601 | Miniature rectangular Inductive, end face sensing, unshielded, 2.5mm, NPN, NC, 1M cable
E2S-Q25 1M | 18030 | 231602 | Miniature rectangular Inductive, end face sensing, unshielded, 2.5mm, PNP, NO, 1M cable
E2S-Q25 2M | 18490 | 231592 | Miniature rectangular Inductive, end face sensing, unshielded, 2.5 mm, PNP, NO, 2 m cable
E2S-Q25B 1M | 18010 | 231603 | Miniature rectangular Inductive, end face sensing, unshielded, 2.5 mm, PNP, NO, alternative frequency, 1 m cable
E2S-Q26 1M | 18030 | 231589 | Miniature rectangular Inductive, end face sensing, unshielded, 2.5mm, PNP, NC, 1m cable
E2S-W11 1M | 18010 | 233116 | Miniature rectangular Inductive, front face sensing, unshielded, 1.6 mm, 2 wire DC, NO, 1 m cable
E2S-W11B 1M | 18010 | 233117 | Miniature rectangular Inductive, front face sensing, unshielded, 1.6mm, 2 wire DC, NO, alternative frequency, 1M cable
E2S-W12 1M | 18010 | 233118 | Miniature rectangular Inductive, front face sensing, unshielded, 1.6 mm, 2 wire DC, NC, 1 m cable
E2S-W13 1M | 18010 | 233119 | Miniature rectangular Inductive, front face sensing, unshielded, 1.6mm, NPN, NO, 1M cable
E2S-W13B 1M | 18010 | 233120 | Miniature rectangular Inductive, front face sensing, unshielded, 1.6mm, NPN, NO, alternative frequency, 1M cable
E2S-W14 1M | 18010 | 233121 | Miniature rectangular Inductive, front face sensing, unshielded, 1.6mm, NPN, NC, 1M cable
E2S-W14 2M | 18010 | 233122 | Miniature rectangular Inductive, front face sensing, unshielded, 1.6mm, NPN, NC, 2M cable
E2S-W15 1M | 18030 | 233123 | Miniature rectangular Inductive, front face sensing, unshielded, 1.6mm, PNP, NO, 1M cable
E2S-W15B 1M | 18010 | 233124 | Miniature rectangular Inductive, front face sensing, unshielded, 1.6mm, PNP, NO, alternative frequency, 1M cable
E2S-W16 1M | 18010 | 233125 | Miniature rectangular Inductive, front face sensing, unshielded, 1.6mm, PNP, NC, 1M cable
E2S-W16 5M | 18760 | 354757
E2S-W21 1M | 18010 | 231604 | Miniature rectangular Inductive, front face sensing, unshielded, 2.5mm, 2 wire DC, NO, 1M cable
E2S-W21B 1M | 18030 | 231605 | Miniature rectangular Inductive, front face sensing, unshielded, 2.5 mm, 2 wire DC, NO, alternative frequency, 1 m cable
E2S-W21-R 1M | 24780 | 689298 | Miniature rectangular Inductive, front face sensing, unshielded, 2.5 mm, 2 wire DC, NO, 1 m robotic cable
E2S-W21-R 5M | 42080 | 689314 | Miniature rectangular Inductive, front face sensing, unshielded, 2.5 mm, 2 wire DC, NO, 5 m robotic cable
E2S-W22 1M | 18030 | 231606 | Miniature rectangular Inductive, front face sensing, unshielded, 2.5mm, 2 wire DC, NC, 1M cable
E2S-W22B 1M | 18010 | 231607 | Miniature rectangular Inductive, front face sensing, unshielded, 2.5mm, 2 wire DC, NC, alternative frequency, 1M cable
E2S-W23 1M | 18030 | 231608 | Miniature rectangular Inductive, front face sensing, unshielded, 2.5mm, NPN, NO, 1M cable
E2S-W23 3M | 17880 | 400204 | Miniature rectangular Inductive, front face sensing, unshielded, 2.5mm, NPN, NO, 3M cable
E2S-W23 5M | 18880 | 405227 | Miniature rectangular Inductive, front face sensing, unshielded, 2.5 mm, NPN, NO, 5 m cable
E2S-W23B 1M | 18030 | 231590 | Miniature rectangular Inductive, front face sensing, unshielded, 2.5mm, NPN, NO, alternative frequency, 1M cable
E2S-W23-R 1M | 3773 | 695695 | Miniature rectangular Inductive, front face sensing, unshielded, 2.5mm, NPN, NO, 1 m prewired robotic cable
E2S-W23-R 5M | 7680 | 695696 | Miniature rectangular Inductive, front face sensing, unshielded, 2.5mm, NPN, NO, 5 m prewired robotic cable
E2S-W24 1M | 18760 | 231609 | Miniature rectangular Inductive, front face sensing, unshielded, 2.5 mm, NPN, NC, 1M cable
E2S-W25 1M | 18030 | 231610 | Miniature rectangular Inductive, front face sensing, unshielded, 2.5mm, PNP, NO, 1m cable
E2S-W25 5M | 18830 | 354859 | Miniature rectangular Inductive, front face sensing, unshielded, 2.5 mm, PNP, NO, 5 m cable
E2S-W25B 1M | 18010 | 231611 | Miniature rectangular Inductive, front face sensing, unshielded, 2.5 mm, PNP, NO, alternative frequency, 1 m cable
E2S-W25-M5J 0.3M | 51600 | 357812
E2S-W26 1M | 18030 | 231591 | Miniature rectangular Inductive, front face sensing, unshielded, 2.5mm, PNP, NC, 1M cable
E2S-W26 2M | 18030 | 233126 | Miniature rectangular Inductive, front face sensing, unshielded, 2.5mm, PNP, NC, 2M cable
E2S-W26 5M | 25630 | 231621 | Miniature rectangular Inductive, front face sensing, unshielded, 2.5mm, PNP, NC, 5M cable
E2V-X10B1 2M | 60100 | 249426 | Proximity sensor, inductive, all metall sensing, brass-nickel, M30, shielded, 10 mm, DC, 3-wire, PNP-NO, 2 m prewired
E2V-X10B1 5M | 63000 | 249427 | Proximity sensor, inductive, all metall sensing, brass-nickel, M30, shielded, 10 mm, DC, 3-wire, PNP-NO, 5 m prewired
E2V-X10B2 2M | 60100 | 249428 | Proximity sensor, inductive, all metall sensing, brass-nickel, M30, shielded, 10 mm, DC, 3-wire, PNP-NC, 2 m prewired
E2V-X10B2 5M | 63000 | 249429 | Proximity sensor, inductive, all metall sensing, brass-nickel, M30, shielded, 10 mm, DC, 3-wire, PNP-NC, 5 m prewired
E2V-X10C1 2M | 59900 | 249430 | Proximity sensor, inductive, all metall sensing, brass-nickel, M30, shielded, 10 mm, DC, 3-wire, NPN-NO, 2 m prewired
E2V-X10C1 5M | 63000 | 249431 | Proximity sensor, inductive, all metall sensing, brass-nickel, M30, shielded, 10 mm, DC, 3-wire, NPN-NO, 5 m prewired
E2V-X10C2 2M | 59900 | 249432 | Proximity sensor, inductive, all metall sensing, brass-nickel, M30, shielded, 10 mm, DC, 3-wire, NPN-NC, 2 m prewired
E2V-X10C2 5M | 63000 | 249433 | Proximity sensor, inductive, all metall sensing, brass-nickel, M30, shielded, 10 mm, DC, 3-wire, NPN-NC, 5 m prewired
E2V-X15B1 2M | 58900 | 249448
E2V-X15B1 5M | 63000 | 249434
E2V-X15B1-M1 | 62700 | 249442 | Cylindrical Proximity Switch, DC 3-Wire Model, Shielded, M30, Sensing Distance 15 mm, Operation Mode NO, PNP, Connector Type
E2V-X15B1-M1TJ 0.3M | 58950 | 249441 | Proximity sensor, inductive, nickel-brass, M30, shielded, 15 mm, DC, 3-wire, PNP NO, M12 pigtail Smartclick connector, 0.3 m
E2V-X15B2 2M | 60100 | 249435
E2V-X15B2 5M | 63000 | 249436
E2V-X15B2-M1 | 69200 | 249443 | Cylindrical Proximity Switch, DC 3-Wire Model, Shielded, M30, Sensing Distance 15 mm, Operation Mode NC, PNP, Connector Type
E2V-X15C1 2M | 59900 | 249437
E2V-X15C1 5M | 63000 | 249438
E2V-X15C1-M1 | 66200 | 249444 | Cylindrical Proximity Switch, DC 3-Wire Model, Shielded, M30, Sensing Distance 15 mm, Operation Mode NO, NPN, Connector Type
E2V-X15C1-M1TJ 0.3M | 65150 | 249446
E2V-X15C2 2M | 59900 | 249439
E2V-X15C2 5M | 63000 | 249440
E2V-X15C2-M1 | 69200 | 249445 | Cylindrical Proximity Switch, DC 3-Wire Model, Shielded, M30, Sensing Distance 15 mm, Operation Mode NC, NPN, Connector Type
E2V-X2B1 2M | 47330 | 249383 | Proximity sensor, inductive, all metall sensing, brass-nickel, M12, shielded, 2 mm, DC, 3-wire, PNP-NO, 2 m prewired
E2V-X2B1 5M | 50200 | 249384 | Proximity sensor, inductive, all metall sensing, brass-nickel, M12, shielded, 2 mm, DC, 3-wire, PNP-NO, 5 m prewired
E2V-X2B2 2M | 47330 | 249385 | Proximity sensor, inductive, all metall sensing, brass-nickel, M12, shielded, 2 mm, DC, 3-wire, PNP-NC, 2 m prewired
E2V-X2B2 5M | 50200 | 249386 | Proximity sensor, inductive, all metall sensing, brass-nickel, M12, shielded, 2 mm, DC, 3-wire, PNP-NC, 5 m prewired
E2V-X2C1 2M | 47160 | 249387 | Proximity sensor, inductive, all metall sensing, brass-nickel, M12, shielded, 2 mm, DC, 3-wire, NPN-NO, 2 m prewired
E2V-X2C1 5M | 50200 | 249388 | Proximity sensor, inductive, all metall sensing, brass-nickel, M12, shielded, 2 mm, DC, 3-wire, NPN-NO, 5 m prewired
E2V-X2C2 2M | 47160 | 249389 | Proximity sensor, inductive, all metall sensing, brass-nickel, M12, shielded, 2 mm, DC, 3-wire, NPN-NC, 2 m prewired
E2V-X2C2 5M | 50200 | 249390 | Proximity sensor, inductive, all metall sensing, brass-nickel, M12, shielded, 2 mm, DC, 3-wire, NPN-NC, 5 m prewired
E2V-X4B1 2M | 47330 | 249391 | Proximity sensor, inductive, all metall sensing, brass-nickel, M12, shielded, 4 mm, DC, 3-wire, PNP-NO, 2 m prewired
E2V-X4B1 5M | 50200 | 249392 | Proximity sensor, inductive, all metall sensing, brass-nickel, M12, shielded, 4 mm, DC, 3-wire, PNP-NO, 5 m prewired
E2V-X4B1-M1 | 39620 | 249447 | Proximity sensor, inductive, all metall sensing, brass-nickel, M12, shielded, 4 mm, DC, 3-wire, PNP-NO, M12 connector
E2V-X4B1-M1TJ 0.3M | 47270 | 249399 | Proximity sensor, inductive, all metall sensing, brass-nickel, M12, shielded, 4 mm, DC, 3-wire, PNP-NO, 0.3 m cable with M12 SmartClick connector
E2V-X4B2 2M | 47330 | 249393 | Proximity sensor, inductive, all metall sensing, brass-nickel, M12, shielded, 4 mm, DC, 3-wire, PNP-NC, 2 m prewired
E2V-X4B2 5M | 50200 | 249394 | Proximity sensor, inductive, all metall sensing, brass-nickel, M12, shielded, 4 mm, DC, 3-wire, PNP-NC, 5 m prewired
E2V-X4B2-M1 | 51000 | 249401 | Proximity sensor, inductive, all metall sensing, brass-nickel, M12, shielded, 4 mm, DC, 3-wire, PNP-NC, M12 connector
E2V-X4C1 2M | 47160 | 249395 | Proximity sensor, inductive, all metall sensing, brass-nickel, M12, shielded, 4 mm, DC, 3-wire, NPN-NO, 2 m prewired
E2V-X4C1 5M | 50200 | 249396 | Proximity sensor, inductive, all metall sensing, brass-nickel, M12, shielded, 4 mm, DC, 3-wire, NPN-NO, 5 m prewired
E2V-X4C1-M1 | 50850 | 249402 | Proximity sensor, inductive, all metall sensing, brass-nickel, M12, shielded, 4 mm, DC, 3-wire, NPN-NO, M12 connector
E2V-X4C1-M1TJ 0.3M | 52200 | 249400 | Proximity sensor, inductive, all metall sensing, brass-nickel, M12, shielded, 4 mm, DC, 3-wire, NPN-NO, 0.3 m cable with M12 SmartClick connector
E2V-X4C2 2M | 47160 | 249397 | Proximity sensor, inductive, all metall sensing, brass-nickel, M12, shielded, 4 mm, DC, 3-wire, NPN-NC, 2 m prewired
E2V-X4C2 5M | 50200 | 249398 | Proximity sensor, inductive, all metall sensing, brass-nickel, M12, shielded, 4 mm, DC, 3-wire, NPN-NC, 5 m prewired
E2V-X4C2-M1 | 50850 | 249403 | Proximity sensor, inductive, all metall sensing, brass-nickel, M12, shielded, 4 mm, DC, 3-wire, NPN-NC, M12 connector
E2V-X5B1 2M | 49830 | 249404 | Proximity sensor, inductive, all metall sensing, brass-nickel, M18, shielded, 5 mm, DC, 3-wire, PNP-NO, 2 m prewired
E2V-X5B1 5M | 52700 | 249405 | Proximity sensor, inductive, all metall sensing, brass-nickel, M18, shielded, 5 mm, DC, 3-wire, PNP-NO, 5 m prewired
E2V-X5B2 2M | 49830 | 249406 | Proximity sensor, inductive, all metall sensing, brass-nickel, M18, shielded, 5 mm, DC, 3-wire, PNP-NC, 2 m prewired
E2V-X5B2 5M | 52700 | 249407 | Proximity sensor, inductive, all metall sensing, brass-nickel, M18, shielded, 5 mm, DC, 3-wire, PNP-NC, 5 m prewired
E2V-X5C1 2M | 49830 | 249408 | Proximity sensor, inductive, all metall sensing, brass-nickel, M18, shielded, 5 mm, DC, 3-wire, NPN-NO, 2 m prewired
E2V-X5C1 5M | 52700 | 249409 | Proximity sensor, inductive, all metall sensing, brass-nickel, M18, shielded, 5 mm, DC, 3-wire, NPN-NO, 5 m prewired
E2V-X5C2 2M | 49830 | 249410 | Proximity sensor, inductive, all metall sensing, brass-nickel, M18, shielded, 5 mm, DC, 3-wire, NPN-NC, 2 m prewired
E2V-X5C2 5M | 52700 | 249411 | Proximity sensor, inductive, all metall sensing, brass-nickel, M18, shielded, 5 mm, DC, 3-wire, NPN-NC, 5 m prewired
E2V-X8B1 2M | 49830 | 249412 | Proximity sensor, inductive, all metall sensing, brass-nickel, M18, shielded, 8 mm, DC, 3-wire, PNP-NO, 2 m prewired
E2V-X8B1 5M | 52700 | 249413 | Proximity sensor, inductive, all metall sensing, brass-nickel, M18, shielded, 8 mm, DC, 3-wire, PNP-NO, 5 m prewired
E2V-X8B1-M1 | 49530 | 249422 | Proximity sensor, inductive, all metall sensing, brass-nickel, M18, shielded, 8 mm, DC, 3-wire, PNP-NO, M12 connector
E2V-X8B1-M1TJ 0.3M | 49570 | 249420 | Proximity sensor, inductive, all metall sensing, brass-nickel, M18, shielded, 8 mm, DC, 3-wire, PNP-NO, 0.3 m cable with M12 SmartClick connector
E2V-X8B2 2M | 49830 | 249414 | Proximity sensor, inductive, all metall sensing, brass-nickel, M18, shielded, 8 mm, DC, 3-wire, PNP-NC, 2 m prewired
E2V-X8B2 5M | 52700 | 249415 | Proximity sensor, inductive, all metall sensing, brass-nickel, M18, shielded, 8 mm, DC, 3-wire, PNP-NC, 5 m prewired
E2V-X8B2-M1 | 54700 | 249423 | Proximity sensor, inductive, all metall sensing, brass-nickel, M18, shielded, 8 mm, DC, 3-wire, PNP-NC, M12 connector
E2V-X8C1 2M | 49830 | 249416 | Proximity sensor, inductive, all metall sensing, brass-nickel, M18, shielded, 8 mm, DC, 3-wire, NPN-NO, 2 m prewired
E2V-X8C1 5M | 52700 | 249417 | Proximity sensor, inductive, all metall sensing, brass-nickel, M18, shielded, 8 mm, DC, 3-wire, NPN-NO, 5 m prewired
E2V-X8C1-M1 | 54700 | 249424 | Proximity sensor, inductive, all metall sensing, brass-nickel, M18, shielded, 8 mm, DC, 3-wire, NPN-NO, M12 connector
E2V-X8C1-M1TJ 0.3M | 54700 | 249421 | Proximity sensor, inductive, all metall sensing, brass-nickel, M18, shielded, 8 mm, DC, 3-wire, NPN-NO, 0.3 m cable with M12 SmartClick connector
E2V-X8C2 2M | 49830 | 249418 | Proximity sensor, inductive, all metall sensing, brass-nickel, M18, shielded, 8 mm, DC, 3-wire, NPN-NC, 2 m prewired
E2V-X8C2 5M | 52700 | 249419 | Proximity sensor, inductive, all metall sensing, brass-nickel, M18, shielded, 8 mm, DC, 3-wire, NPN-NC, 5 m prewired
E2V-X8C2-M1 | 54700 | 249425 | Proximity sensor, inductive, all metall sensing, brass-nickel, M18, shielded, 8 mm, DC, 3-wire, NPN-NC, M12 connector
E32-A01 5M | 229900 | 379193 | Fiber optic sensor head, liquid level detection, tube mounting 3.2; 6.4 and 9.5mm diameter, R4 bend resistant fiber, 5 m cable
E32-A02 5M | 210200 | 131526 | Fiber optic sensing head
E32-A03 2M | 134700 | 146995 | Fiber optic sensor head, through-beam, cylindrical radial, diameter 3.5 mm, R1 flexible fiber, 2 m cable
E32-A03 4.5M | 143800 | 393755 | Fiber optic sensor head, through-beam, cylindrical radial, diameter 3.5 mm, R1 flexible fiber, 4.5 m cable
E32-A03-1 2M | 179400 | 165074 | Fiber optic sensor head, through-beam, square, diameter 2.95 mm, side-view, R10 fiber, 2 m cable
E32-A03-2 2M | 171300 | 381444 | Fiber optic sensor head, through-beam, square, side-view, R10 fiber, 2 m cable
E32-A04 2M | 209000 | 379194 | Fiber optic sensor head, through-beam, cylindrical radial, diameter 2 mm, R10 fiber, 2 m cable
E32-A04-1 2M | 314700 | 165075 | Fiber optic sensor head, through-beam, square, diameter 2 mm, side-view, R1 flexible fiber, 2 m cable
E32-A04-8 2M | 469800 | 323833 | Fiber optic sensor head, through-beam, square, diameter 2 mm, side-view, R10 heat resistant fiber, up to 105ºC, 2 m cable
E32-A07E1 2M | 132800 | 182942 | Fiber optic sensor head, limited reflective, transparent object detection, R25 fiber, 2 m cable
E32-A07E2 2M | 132800 | 182943 | Fiber optic sensor head, limited reflective, transparent object detection, R25 fiber, 2 m cable
E32-A08 2M | 135900 | 182944 | Fiber optic sensor head, limited reflective, transparent object detection, square, flat-view, R25 fiber, 2 m cable
E32-A08H2 3M | 384500 | 277589 | Fiber optic sensor head, limited reflective, transparent object detection, square, flat-view, R25 heat resistant fiber, up to 300ºC, 3 m cable
E32-A09 2M | 202000 | 172351 | Fiber optic sensor head, limited reflective, transparent object detection, square, top-view, R25 fiber, 2 m cable
E32-A09H 2M | 370900 | 172352 | Fiber optic sensor head, diffuse, heat resistant fiber, up to 150ºC, 2 m cable
E32-A09H2 2M | 480800 | 172353 | Fiber optic sensor head, limited reflective, transparent object detection, square, top-view, R25 heat resistant fiber, up to 300ºC, 2 m cable
E32-A10 2M | 91550 | 250748 | Fiber optic sensor head, limited reflective, square side view, R25 fiber, 2 m cable
E32-A10 3M | 148000 | 250749 | Fiber optic sensor head, limited reflective, square side view, R25 fiber, 3 m cable
E32-A10 5M | 153900 | 250750 | Fiber optic sensor head, limited reflective, square side view, R25 fiber, 5 m cable
E32-A12 2M | 118200 | 377872 | Fiber optic sensor head, limited reflective, transparent object detection, square, flat-view, R25 fiber, 2 m cable
E32-C11N 2M | 59550 | 379158 | Fiber optic sensor head, diffuse, M6 hexagonal back, right-angled head, coaxial, R4 flexible fiber, 2 m cable
E32-C21N 10M | 84200 | 383728 | Fiber optic sensor head, diffuse, M3 hexagonal back, right-angled head, coaxial, R2 flexible fiber, 10 m cable
E32-C21N 2M | 58050 | 383726 | Fiber optic sensor head, diffuse, M3 hexagonal back, right-angled head, coaxial, R2 flexible fiber, 2 m cable
E32-C21N 5M | 68550 | 383727 | Fiber optic sensor head, diffuse, M3 hexagonal back, right-angled head, coaxial, R2 flexible fiber, 5 m cable
E32-C31 2M | 35380 | 411347 | Fiber optic sensor head, diffuse, M3 cylindrical axial, coaxial, R25 fiber, 2 m cable
E32-C31M 1M | 52650 | 667657 | Fiber optic sensor head, diffuse, M3 cylindrical axial, coaxial, R10 fiber, 1 m cable
E32-C31N 2M | 53050 | 379159 | Fiber optic sensor head, diffuse, M3 hexagonal back, right-angled head, coaxial, R4 fiber, 2 m cable
E32-C41 1M | 35270 | 411346 | Fiber optic sensor head, diffuse, M3 cylindrical axial, to be used with lens, R25 fiber, 1 m cable
E32-C41 2M | 56000 | 702220 | Fiber optic sensor head, diffuse, M3 cylindrical axial, to be used with lens, R25 fiber, 2 m cable
E32-C42 1M | 85250 | 379160 | Fiber optic sensor head, diffuse, cylindrical axial, diameter 2 mm, to be used with lens, R25 fiber, 1 m cable
E32-C42S 1M | 92300 | 305599 | Fiber optic sensor head, diffuse, cylindrical axial, diameter 3 mm, to be used with lens, R25 fiber, 1 m cable
E32-C91N 2M | 42100 | 671062 | Fiber optic sensor head, diffuse, M6 hexagonal back, right-angled head, coaxial, R4 fiber, 2 m cable
E32-C91N 5M | 55150 | 671063 | Fiber optic sensor head, diffuse, M6 hexagonal back, right-angled head, coaxial, R4 fiber, 5 m cable
E32-CC1000 10M | 69150 | 131547 | Fiber optic sensor head, diffuse, M6 head, coaxial, R25 fiber, 10 m cable
E32-CC200 2M | 25240 | 182805 | Fiber optic sensor head, diffuse, M6 cylindrical axial, coaxial, R25 fiber, 2 m cable
E32-CC200R | 40140 | 379161 | Fiber optic sensor head, diffuse, M6 cylindrical axial, coaxial, R4 fiber, 2 m cable
E32-CC300 | 51000 | 131669 | Fiber optic sensor head, diffuse, M6 head, coaxial, R25 fiber, 3 m cable
E32-CC500 5M | 52100 | 131662 | Fiber optic sensor head, diffuse, M6 head, coaxial, R25 fiber, 5 m cable
E32-D11 2M | 33770 | 182522 | Fiber optic sensor head, diffuse, M6 cylindrical axial, R4 bend resistant fiber, 2 m cable
E32-D11 5M | 46760 | 131624 | Fiber optic sensor head, diffuse, M6 cylindrical axial, R4 bend resistant fiber, 5 m cable
E32-D11L 10M | 75750 | 149159 | Fiber optic sensor head, diffuse, long distance detection, M6 cylindrical axial, R25 fiber, 10 m cable
E32-D11L 2M | 29850 | 182523 | Fiber optic sensor head, diffuse, long distance detection, M6 cylindrical axial, R25 fiber, 2 m cable
E32-D11L 5M | 50300 | 131621 | Fiber optic sensor head, diffuse, long distance detection, M6 cylindrical axial, R25 fiber, 5 m cable
E32-D11N 2M | 56700 | 374494 | Fiber optic sensor head, diffuse, M6 hexagonal back, right-angled head, R1 flexible fiber, 2 m cable
E32-D11N 5M | 118900 | 351770 | Fiber optic sensor head, diffuse, M6 hexagonal back, right-angled head, R1 flexible fiber, 5 m cable
E32-D11R 2M | 39580 | 412734 | Fiber optic sensor head, diffuse, M6 cylindrical axial, R1 flexible fiber, 2 m cable
E32-D11R 5M | 109800 | 411351 | Fiber optic sensor head, diffuse, M6 cylindrical axial, R1 flexible fiber, 5 m cable
E32-D11U 2M | 83800 | 379162 | Fiber optic sensor head, diffuse, M6 cylindrical axial, R4 chemical resistant fiber (only cable), 2 m cable
E32-D12 2M | 33330 | 182794 | Fiber optic sensor head, diffuse, cylindrical axial, diameter 3 mm, R25 fiber, 2 m cable
E32-D12F 2M | 139700 | 379163 | Fiber optic sensor head, diffuse, cylindrical axial, diameter 6 mm, R40 chemical and oil resistant fiber, 2 m cable
E32-D12F 5M | 202200 | 131493 | Fiber optic sensor head, diffuse, cylindrical axial, diameter 6 mm, R40 chemical and oil resistant fiber, 5 m cable
E32-D12R 2M | 42480 | 374496 | Fiber optic sensor head, diffuse, cylindrical axial, diameter 3 mm, R1 flexible fiber, 2 m cable
E32-D12R 5M | 79900 | 680074 | Fiber optic sensor head, diffuse, cylindrical axial, diameter 3 mm, R1 flexible fiber, 5 m cable
E32-D14F 2M | 210700 | 172348 | Fiber optic sensor head, diffuse, cylindrical radial, diameter 6 mm, R40 chemical resistant fiber, 2 m cable
E32-D14L 2M | 44130 | 182524 | Fiber optic sensor head, diffuse, cylindrical radial, diameter 6 mm, R25 fiber, 2 m cable
E32-D14L 5M | 55750 | 149160 | Fiber optic sensor head, diffuse, cylindrical radial, diameter 6 mm, R25 fiber, 2 m cable
E32-D14LR 2M | 88950 | 131578 | Fiber optic sensor head, diffuse, cylindrical radial, diameter 6 mm, R1 flexible fiber, 2 m cable
E32-D15X 2M | 73850 | 172128 | Fiber optic sensor head, diffuse, square, top-view, R25 fiber, 2 m cable
E32-D15XB 2M | 88950 | 172134 | Fiber optic sensor head, diffuse, square, R4 bend resistant fiber, 2 m cable
E32-D15XR 2M | 88950 | 379164 | Fiber optic sensor head, diffuse, square, top-view, R1 flexible fiber, 2 m cable
E32-D15Y 2M | 76350 | 172129 | Fiber optic sensor head, diffuse, square, side-view, R25 fiber, 2 m cable
E32-D15YR 2M | 81500 | 379165 | Fiber optic sensor head, diffuse, square, side-view, R1 flexible fiber, 2 m cable
E32-D15Z 2M | 71500 | 172130 | Fiber optic sensor head, diffuse, square, flat-view, R25 fiber, 2 m cable
E32-D15ZR 2M | 89350 | 379166 | Fiber optic sensor head, diffuse, square, flat-view, R1 flexible fiber, 2 m cable
E32-D16 2M | 123300 | 392251 | Fiber optic sensor head, diffuse, long distance detection, square, top-view, R4 bend resistant fiber, 2 m cable
E32-D21 2M | 33770 | 182525 | Fiber optic sensor head, diffuse, M3 cylindrical axial, R4 bend resistant fiber, 2 m cable
E32-D211 2M | 27920 | 379167 | Fiber optic sensor head, diffuse, M4 cylindrical axial, R10 fiber, 2 m cable
E32-D211R 2M | 45780 | 379168 | Fiber optic sensor head, diffuse, M4 cylindrical axial, R1 flexible fiber, 2 m cable
E32-D21B 2M | 43100 | 182958 | Fiber optic sensor head, diffuse, M4 cylindrical axial, R4 bend resistant fiber, 2 m cable
E32-D21L 2M | 39100 | 182526 | Fiber optic sensor head, diffuse, long distance detection, M4 cylindrical axial, R10 fiber, 2 m cable
E32-D21L 5M | 57250 | 131569 | Fiber optic sensor head, diffuse, long distance detection, M4 cylindrical axial, R10 fiber, 5 m cable
E32-D21N 10M | 80100 | 383731 | Fiber optic sensor head, diffuse, M4 hexagonal back, right-angled head, R2 flexible fiber, 10 m cable
E32-D21N 2M | 55550 | 383729 | Fiber optic sensor head, diffuse, M4 hexagonal back, right-angled head, R2 flexible fiber, 2 m cable
E32-D21N 5M | 64750 | 383730 | Fiber optic sensor head, diffuse, M4 hexagonal back, right-angled head, R2 flexible fiber, 5 m cable
E32-D21R 2M | 40610 | 416699 | Fiber optic sensor head, diffuse, M3 cylindirical axial, R1 flexible fiber, 2 m cable
E32-D21R 5M | 74850 | 417859 | Fiber optic sensor head, diffuse, M3 cylindirical axial, R1 flexible fiber, 5 m cable
E32-D21-S3 2M | 49290 | 683069 | Fiber optic sensor head, diffuse, M4 cylindrical axial with sleeve, diameter 1.65 mm, 67 mm lenght, R10 fiber, 2 m cable
E32-D22 2M | 27670 | 250469 | Fiber optic sensor head, diffuse, cylindrical axial, diameter 3 mm, R10 fiber, 2 m cable
E32-D221B 2M | 56200 | 379198 | Fiber optic sensor head, diffuse, cylindrical axial, diameter 3 mm, R4 bend resistant fiber, 2 m cable
E32-D22B 2M | 72200 | 182795 | Fiber optic sensor head, diffuse, cylindrical axial, diameter 1.5 mm, R4 bend resistant fiber, 2 m cable
E32-D22L 2M | 35620 | 182527 | Fiber optic sensor head, diffuse, long distance detection, cylindrical axial, diameter 3 mm, R10 fiber, 2 m cable
E32-D22L 5M | 62650 | 131570 | Fiber optic sensor head, diffuse, long distance detection, cylindrical axial, diameter 3 mm, R10 fiber, 5 m cable
E32-D22R 2M | 41260 | 357351 | Fiber optic sensor head, diffuse, cylindrical axial, diameter 3 mm, R1 flexible fiber, 2 m cable
E32-D24 10M | 89450 | 131568 | Fiber optic sensor head, diffuse, cylindrical radial diameter 3 mm with sleeve, diameter 2 mm, 15 mm lenght, R10 fiber, 10 m cable
E32-D24 2M | 45970 | 374487 | Fiber optic sensor head, diffuse, cylindrical radial diameter 3 mm with sleeve, diameter 2 mm, 15 mm lenght, R10 fiber, 2 m cable
E32-D24R 2M | 65250 | 379169 | Fiber optic sensor head, diffuse, cylindrical radial diameter 3 mm with sleeve, diameter 2 mm, 15 mm lenght, R1 flexible fiber, 2 m cable
E32-D25-S3 2M | 44100 | 683070 | Fiber optic sensor head, diffuse, square with sleeve, diameter 1.65 mm, 67 mm lenght, top-view, R10 fiber, 2 m cable
E32-D25X 2M | 81500 | 172135 | Fiber optic sensor head, diffuse, squar, R10 fiber, 2 m cable
E32-D25XB 2M | 88950 | 379170 | Fiber optic sensor head, diffuse, square, top view, R4 bend resistant fiber, 2 m cable
E32-D25XR 2M | 93050 | 172138 | Fiber optic sensor head, diffuse, square, top view, R1 flexible fiber, 2 m cable
E32-D25Y 2M | 81500 | 172136 | Fiber optic sensor head, diffuse, square, side-view, R10 fiber, 2 m cable
E32-D25YR 2M | 93050 | 172139 | Fiber optic sensor head, diffuse, square, side-view, R1 flexible fiber, 2 m cable
E32-D25Z 2M | 81500 | 172137 | Fiber optic sensor head, diffuse, square, flat-view, R10 fiber, 2 m cable
E32-D25ZR 2M | 93050 | 379171 | Fiber optic sensor head, diffuse, square, flat-view, R1 flexible fiber, 2 m cable
E32-D32 10M | 64650 | 143775 | Fiber optic sensor head, diffuse, cylindrical axial, diameter 2 mm, coaxial, R25 fiber, 10 m cable
E32-D32 2M | 33210 | 182528 | Fiber optic sensor head, diffuse, cylindrical axial, diameter 2 mm, coaxial, R25 fiber, 2 m cable
E32-D32 5M | 48460 | 150228 | Fiber optic sensor head, diffuse, cylindrical axial, diameter 2 mm, coaxial, R25 fiber, 5 m cable
E32-D32L 2M | 38620 | 379199 | Fiber optic sensor head, diffuse, cylindrical axial, diameter 3 mm, coaxial, R25 fiber, 2 m cable
E32-D32LR 2M | 62200 | 144834 | Fiber optic sensor head, diffuse, cylindrical axial, diameter 3 mm, coaxial, R4 fiber, 2 m cable
E32-D32R 2M | 33200 | 131501 | Fiber optic sensor head, diffuse, cylindrical axial, diameter 2 mm, coaxial, R4 fiber, 2 m cable
E32-D33 2M | 42060 | 182796 | Fiber optic sensor head, diffuse, cylindrical axial diameter 3 mm with sleeve, diameter 0.8 mm, 15 mm lenght, R25 fiber, 2 m cable
E32-D331 0.3M | 48950 | 152465 | Fiber optic sensor head, diffuse, cylindrical axial diameter 3 mm with sleeve, diameter 0.8 mm, 15 mm lenght, R25 fiber, 0.3 m cable
E32-D331 2M | 50550 | 379172 | Fiber optic sensor head, diffuse, cylindrical axial diameter 3 mm with sleeve, diameter 0.8 mm, 15 mm lenght, R25 fiber, 2 m cable
E32-D33-S5 2M | 67200 | 131649 | Fiber optic sensor head
E32-D36F | 308500 | 155566 | Fiber optic sensor head
E32-D36F-1 | 249700 | 131660 | Fiber optic sensor head
E32-D36P1 2M | 117000 | 379173 | Fiber optic sensor head, diffuse, square, side-view, 11 mm area detection, R4 bend resistant fiber, 2 m cable
E32-D36T 2M | 92300 | 392261 | Fiber optic sensor head, diffuse, liquid level detection, tube mounting without diameter restrictions, R4 fiber, 2 m cable
E32-D43M 1M | 34080 | 695010 | Fiber optic sensor head, diffuse, cylindrical axial diameter 1.5 mm with sleeve, diameter 0.5 mm, 3 mm lenght, R4 fiber, 2 m cable
E32-D51 2M | 63800 | 131592 | Fiber optic sensor head, diffuse, M6 cylindrical axial, R35 heat resistant fiber, up to 150ºC, 2 m cable
E32-D51 3M | 98200 | 131483 | Fiber optic sensor head, diffuse, M6 cylindrical axial, R35 heat resistant fiber, up to 150ºC, 3 m cable
E32-D51 5M | 158100 | 131484 | Fiber optic sensor head, diffuse, M6 cylindrical axial, R35 heat resistant fiber, up to 150ºC, 5 m cable
E32-D51R 2M | 86350 | 305595 | Fiber optic sensor head, diffuse, M6 cylindrical axial, R2 flexible and heat resistant fiber, up to 100ºC, 2 m cable
E32-D51R 5M | 196100 | 305596 | Fiber optic sensor head, diffuse, M6 cylindrical axial, R2 flexible and heat resistant fiber, up to 100ºC, 2 m cable
E32-D61 0.5M | 198800 | 355392 | Fiber optic sensor head, diffuse, M6 cylindrical axial, R25 heat resistant fiber, up to 350ºC, only for fiber amplifier E3X-NA, 0.5 m cable
E32-D61 1M | 213400 | 355393 | Fiber optic sensor head, diffuse, M6 cylindrical axial, R25 heat resistant fiber, up to 350ºC, only for fiber amplifier E3X-NA, 1 m cable
E32-D61 2M | 137500 | 365161 | Fiber optic sensor head, diffuse, M6 cylindrical axial, R25 heat resistant fiber, up to 350ºC, only for fiber amplifier E3X-NA, 2 m cable
E32-D61 3M | 282700 | 355394 | Fiber optic sensor head, diffuse, M6 cylindrical axial, R25 heat resistant fiber, up to 350ºC, only for fiber amplifier E3X-NA, 3 m cable
E32-D61 5M | 358100 | 365155 | Fiber optic sensor head, diffuse, M6 cylindrical axial, R25 heat resistant fiber, up to 350ºC, only for fiber amplifier E3X-NA, 5 m cable
E32-D611-S 2M | 317300 | 671174 | Fiber optic sensor head, diffuse, M4 cylindrical axial, R25 heat resistant fiber, up to 350ºC, 2 m cable
E32-D61-S 2M | 116100 | 369327 | 0
E32-D73 2M | 196400 | 355395 | Fiber optic sensor head, diffuse, M4 cylindrical axial with sleeve, diameter 1.65 mm, 60 mm lenght, R25 heat resistant fiber, up to 400ºC, only for fiber amplifier E3X-NA, 2 m cable
E32-D73 5M | 574200 | 355396 | Fiber optic sensor head, diffuse, M4 cylindrical axial with sleeve, diameter 1.65 mm, 60 mm lenght, R25 heat resistant fiber, up to 400ºC, only for fiber amplifier E3X-NA, 5 m cable
E32-D73-S 2M | 141600 | 355397 | Fiber optic sensor head, diffuse, M4 cylindrical axial with sleeve, diameter 1.65 mm, 60 mm lenght, R25 heat resistant fiber, up to 400ºC, 2 m cable
E32-D81R 2M | 54300 | 392534 | Fiber optic sensor head, diffuse, M6 cylindrical axial, R10 heat resistant fiber, up to 200ºC, only for fiber amplifier E3X-NA, 2 m cable
E32-D81R-S 2M | 168900 | 355398 | Fiber optic sensor head, diffuse, M6 cylindrical axial, R10 heat resistant fiber, up to 200ºC, 2 m cable
E32-D82F1 4M | 236000 | 131572 | Fiber optic sensor head, diffuse, cylindrical axial, diameter 6 mm, liquid level detection by contact, R25 heat resistant fiber, up to 200ºC, 4 m cable
E32-D82F2 4M | 366100 | 131573 | Fiber optic sensor head
E32-DC1000 | 58100 | 104598 | Fiber optic sensor head
E32-DC200 | 15030 | 182959 | Fiber optic sensor head, diffuse, M6 cylindrical axial, R25 fiber, 2 m cable
E32-DC2000 | 116000 | 131571 | Fiber optic sensor head
E32-DC200-45 | 178800 | 131600 | Fiber optic sensor head
E32-DC200-49 | 43770 | 150225 | Fiber optic sensor head
E32-DC200B 2M | 32140 | 182797 | Fiber optic sensor head, diffuse, M6 cylindrical axial with sleeve, diameter 2.5 mm, 90 mm lenght, R25 fiber, 2 m cable
E32-DC200B4 2M | 32140 | 182798 | Fiber optic sensor head, diffuse, M6 cylindrical axial with sleeve, diameter 2.5 mm, 40 mm lenght, R25 fiber, 2 m cable
E32-DC200B4R | 53700 | 148084 | Fiber optic sensor head, diffuse, M6 cylindrical axial with sleeve, diameter 2.5 mm, 40 mm lenght, R1 flexible fiber, 2 m cable
E32-DC200BR | 57850 | 379174 | Fiber optic sensor head, diffuse, M6 cylindrical axial with sleeve, diameter 2.5 mm, 90 mm lenght, R1 flexible fiber, 2 m cable
E32-DC200C | 35400 | 103780 | Fiber optic sensor head, M6 with sleeve, 2 m cable
E32-DC200D | 41280 | 144832 | Fiber optic sensor head, M6 with sleeve, 2 m cable
E32-DC200D4 | 51800 | 131597 | Fiber optic sensor head, M6 with sleeve, 2 m cable
E32-DC200E 2M | 20580 | 182804 | Fiber optic sensor head, diffuse, M3 cylindrical axial, R10 fiber, 2 m cable
E32-DC200F | 35620 | 379175 | Fiber optic sensor head, diffuse, M3 cylindrical axial with sleeve, diameter 1.2 mm, 90 mm lenght, R10 fiber, 2 m cable
E32-DC200F4 | 35620 | 379176 | Fiber optic sensor head, diffuse, M3 cylindrical axial with sleeve, diameter 1.2 mm, 40 mm lenght, R10 fiber, 2 m cable
E32-DC200F4R | 59100 | 379177 | Fiber optic sensor head, diffuse, M3 cylindrical axial with sleeve, diameter 1.2 mm, 40 mm lenght, R1 flexible fiber, 2 m cable
E32-DC200FR | 56450 | 158117 | Fiber optic sensor head, diffuse, M3 cylindrical axial with sleeve, diameter 1.2 mm, 90 mm lenght, R1 flexible fiber, 2 m cable
E32-DC200F-S10 | 52350 | 131487 | Fiber optic sensor head
E32-DC300 | 29280 | 131670 | Fiber optic sensor head
E32-DC50 | 16120 | 131664 | Fiber optic sensor head, diffuse, M6, R25 fiber, 0.5 m cable
E32-DC500 5M | 29850 | 182799 | Fiber optic sensor head, diffuse, M6, R25 fiber, 5 m cable
E32-DC500B 5M | 65250 | 131654 | Fiber optic sensor head
E32-DC500E | 41490 | 131657 | Fiber optic sensor head
E32-DC9G | 68400 | 131661 | Fiber optic sensor head, diffuse, 1.2 mm dia sleeve length 90 mm, direct mount on fiber amplifier
E32-E01 100M | 205700 | 656829 | Optical fiber roll, 100 m, 2.2 mm diameter, R10 fiber
E32-E01 10M | 30050 | 656823 | Optical fiber roll, 10 m, 2.2 mm diameter, R10 fiber
E32-E01R 100M | 905400 | 656861 | Optical fiber roll, 100 m, 2.2 mm diameter, R2 flexible fiber
E32-E01R 10M | 122600 | 656811 | Optical fiber roll, 10 m, 2.2 mm diameter, R2 flexible fiber
E32-E02 100M | 331600 | 656824 | Optical fiber roll, 100 m, 1 mm diameter, R15 fiber
E32-E02 10M | 36330 | 656852 | Optical fiber roll, 10 m, 1 mm diameter, R15 fiber
E32-E02R 100M | 970400 | 656862 | Optical fiber roll, 100 m, 1 mm diameter, R1 flexible fiber
E32-E02R 10M | 62100 | 656846 | Optical fiber roll, 10 m, 1 mm diameter, R1 flexible fiber
E32-E05 100M | 1333000 | 656819 | Optical fiber roll, 100 m, 2.2 mm diameter, R20 heat resistant fiber, up to 150ºC
E32-E05 10M | 138400 | 656863 | Optical fiber roll, 10 m, 2.2 mm diameter, R20 heat resistant fiber, up to 150ºC
E32-EC31 6M | 56900 | 656864 | Fiber optic sensor head, diffuse, M3 cylindrical axial, coaxial, R25 fiber, 6 m cable
E32-EC35Y 0.5M | 94700 | 656847 | Fiber optic sensor head, diffuse, square, coaxial, R5 fiber, 0.5 m cable
E32-EC41-1 1M | 61400 | 656830 | Fiber optic sensor head, diffuse, M3 cylindrical axial, coaxial, R1 flexible fiber, 1 m cable
E32-ED11-2 1M | 37150 | 656865 | Fiber optic sensor head, diffuse, M6 cylindrical axial, R25 fiber, 1 m cable
E32-ED11F 2M | 120300 | 656825 | Fiber optic sensor head, diffuse, cylindical axial, diameter 7 mm, R75 chemical resistant fiber, 2 m
E32-ED21 2M | 26560 | 656838 | Fiber optic sensor head, diffuse, M4 cylindrical axial, R15 fiber, 2 m cable
E32-ED21E 2M | 31080 | 656853 | Fiber optic sensor head, diffuse, M3 cylindrical axial, 2 m cable
E32-ED21E 3M | 35830 | 656831 | Fiber optic sensor head, diffuse, M3 cylindrical axial, 3 m cable
E32-ED21E 5M | 39590 | 656832 | Fiber optic sensor head, diffuse, M3 cylindrical axial, 5 m cable
E32-ED22 2M | 26880 | 656812 | Fiber optic sensor head, diffuse, diameter 3 mm, R10 fiber, 2 m cable
E32-ED25XR-2 2M | 49820 | 656839 | Fiber optic sensor head, diffuse, square, R1 flexible fiber, 2 m cable
E32-ED25XR-3 1M | 82200 | 656833 | Fiber optic sensor head, diffuse, square, R1 flexible fiber, 1 m cable
E32-ED25YR-1 1M | 75250 | 656840 | Fiber optic sensor head, diffuse, square, R1 flexible fiber, 1 m cable
E32-ED34 2M | 67850 | 656813 | Fiber optic sensor head, diffuse, cylindrical radial, diameter 6 mm, R5 fiber, 2 m cable
E32-ED34 5M | 87500 | 669592 | Fiber optic sensor head, diffuse, cylindrical radial, diameter 6 mm, R5 fiber, 5 m cable
E32-ED84-1 1.2M | 185700 | 656814 | Fiber optic sensor head, diffuse, cylindrical radial, diameter 9 mm, SUS, R20 glass fiber, 1.2 m cable with protection tube
E32-ED84-1 1.6M | 214200 | 656826 | Fiber optic sensor head, diffuse, cylindrical radial, diameter 9 mm, SUS, R20 glass fiber, 1.6 m cable with protection tube
E32-EDS24R 2M | 55850 | 656834 | Fiber optic sensor head, diffuse, square, flat-view, R1 flexible fiber, 2 m cable
E32-EG15R 2M | 81850 | 656815 | Fiber optic sensor head, slot style, label detection, 2 m cable
E32-ET11-1 2M | 23720 | 656849 | Fiber optic sensor head, through-beam, M4 cylindrical axial, R20 fiber, 2 m cable
E32-ET11-1 5M | 45780 | 656835 | Fiber optic sensor head, through-beam, M4 cylindrical axial, R20 fiber, 5 m cable
E32-ET14-1 5M | 152200 | 656821 | Fiber optic sensor head, through-beam, side-view, sleeve length 75 mm, 5 m cable
E32-ET14-3 2M | 70850 | 656855 | Fiber optic sensor head, through-beam, M4, side-view, R15 fiber, 2 m cable
E32-ET15YR-1 2M | 111700 | 656856 | Fiber optic sensor head, through-beam, square, side-view, long hole mounting, R1 flexible fiber, 2 m cable
E32-ET15ZR-1 2M | 103200 | 656816 | Fiber optic sensor head, through-beam, square, flat-view, long hole mounting, R1 flexible fiber, 2 m cable
E32-ET16WR-1 2M | 316600 | 656858 | Fiber optic sensor head, through-beam, square, side-view, 70 mm area detection, R1 flexible fiber, 2 m cable
E32-ET16WR-2 2M | 283000 | 656836 | Fiber optic sensor head, through-beam, square, side-view, 50 mm area detection, R1 flexible fiber, 2 m cable
E32-ET21R 1M | 37690 | 656859 | Fiber optic sensor head, through-beam, M3 cylindrical axial, R1 flexible fiber, 1 m cable
E32-ET34 2M | 73300 | 656827 | Fiber optic sensor head, through-beam, cylindrical radial, diameter 6 mm, R5 fiber, 2 m cable
E32-ET51-1 2M | 106800 | 656860 | Fiber optic sensor head, through-beam, M4 cylindrical axial, SUS, R20 fiber, 2 m cable
E32-ETC220 2M | 40340 | 656842 | Fiber optic sensor head, through-beam, cylindrical axial, diameter 6 mm, R25 fiber, 2 m cable
E32-ETS10R 2M | 92100 | 656866 | Fiber optic sensor head, through-beam, square, top-view, R1 flexible fiber, 2 m cable
E32-ETS14R 2M | 76750 | 656843 | Fiber optic sensor head, through-beam, square, flat-view, R1 flexible fiber, 2 m cable
E32-ETS14R 5M | 119700 | 656817 | Fiber optic sensor head, through-beam, square, flat-view, R1 flexible fiber, 5 m cable
E32-ETS14R-1 2M | 81500 | 656818 | Fiber optic sensor head, through-beam, square, flat-view, M3 threaded mounting holes, R1 flexible fiber, 2 m cable
E32-ETS20R 2M | 69750 | 656837 | Fiber optic sensor head, through-beam, square, flexible fiber, 2 m cable
E32-ETS24R 2M | 67150 | 656822 | Fiber optic sensor head, through-beam, square, side-view, flexible fiber, 2 m cable
E32-G14 | 58300 | 356128 | Fiber optic sensor head, through-beam, slot type, 10 mm, R25 fiber, 2 m cable
E32-G14 5M | 66050 | 356123 | Fiber optic sensor head, through-beam, slot type, 10 mm, R25 fiber, 5 m cable
E32-G16 2M | 45940 | 671064 | Fiber optic sensor head, through-beam, 10mm slot type, 10 mm area detection, R5 fiber, 2 m cable
E32-G16 5M | 76700 | 671065 | Fiber optic sensor head, through-beam, 10mm slot type, 10 mm area detection, , R5 fiber, 5 m cable
E32-G86V-1 3M | 684200 | 262836 | Fiber optic sensor head, through-beam, slot type, R25 vacuum resistant fiber, 3 m cable
E32-HB04 2M | 277500 | 225489 | Fiber optic sensor head
E32-HB05-L 1M | 50700 | 241231 | Fiber optic sensor head, to be used with E3X-DAT6-S-1 as an emitter
E32-L11FP 2M | 135500 | 392252 | Fiber optic sensor head, limited reflective, transparent object detection, square, top-view, R40 chemical resistant fiber, 2 m cable
E32-L11FP 5M | 152500 | 250471 | Fiber optic sensor head, limited reflective, transparent object detection, square, top-view, R40 chemical resistant fiber, 5 m cable
E32-L11FS 2M | 177900 | 250472 | Fiber optic sensor head, limited reflective, transparent object detection, square, top-view, R40 chemical resistant fiber, 2 m cable
E32-L11FS 5M | 203300 | 250473 | Fiber optic sensor head, limited reflective, transparent object detection, square, top-view, R40 chemical resistant fiber, 5 m cable
E32-L12FS 2M | 144000 | 250474 | Fiber optic sensor head
E32-L12FS 5M | 161000 | 250475 | Fiber optic sensor head
E32-L15 2M | 67200 | 392260 | Fiber optic sensor head, limited reflective, square, top view, intregrated lens, R25 fiber, 2 m cable
E32-L15 5M | 122700 | 364864 | Fiber optic sensor head, limited reflective, square, top view, intregrated lens, R25 fiber, 5 m cable
E32-L16-N 2M | 74400 | 392253 | Fiber optic sensor head, limited reflective, transparent object detection, square, flat-view, R25 fiber, 2 m cable
E32-L16-N 5M | 164800 | 258319 | Fiber optic sensor head, limited reflective, transparent object detection, square, flat-view, R25 fiber, 2 m cable
E32-L24L 2M | 52350 | 357344 | Fiber optic sensor head, limited reflective, square, side-view, R10 fiber, 2 m cable
E32-L24LR 2M | 141400 | 131502 | Fiber optic sensor head, limited reflective, square, side-view, R1 flexible fiber, 2 m cable
E32-L24S 2M | 107600 | 131532 | Fiber optic sensor head, limited reflective, transparent object detection, square, flat-view, R10 fiber, 2 m cable
E32-L25 | 49430 | 392254 | Fiber optic sensor head, limited reflective, square, top-view, R25 fiber, 2 m cable
E32-L25A | 49430 | 392255 | Fiber optic sensor head, limited reflective, top-view, 2 m cable
E32-L25L 2M | 64650 | 357349 | Fiber optic sensor head, limited reflective, square, top-view, R10 fiber, 2 m cable
E32-L25L 5M | 88750 | 269283 | Fiber optic sensor head, limited reflective, square, top-view, R10 fiber, 5 m cable
E32-L25LR 2M | 82500 | 131503 | Fiber optic sensor head, limited reflective, square, top-view, R4 flexible fiber, 2 m cable
E32-L25T 2M | 106400 | 357350 | Fiber optic sensor head, limited reflective, liquid level detection, tube mounting 8 to 10 mm diameter, R10 fiber, 2 m cable
E32-L25TR 2M | 230600 | 150229 | Fiber optic sensor head
E32-L64 2M | 244400 | 251078 | Fiber optic sensor head, limited reflective, square, side view, R25 heat resistant fiber, up to 300ºC, 2 m cable
E32-L66 2M | 295300 | 165017 | Fiber optic sensor head, limited reflective, square, side view, R25 heat resistant fiber, up to 300ºC, 2 m cable
E32-L86 2M | 472000 | 172349 | Fiber optic sensor head, limited reflective, square, flat-view, R25 heat resistant fiber, 2 m cable
E32-LD11 2M | 25840 | 374457 | Fiber optic sensor head, diffuse, M6 cylindrical axial, integrated lens, R25 fiber, 2 m cable
E32-LD11 5M | 30470 | 374451 | Fiber optic sensor head, diffuse, M6 cylindrical axial, integrated lens, R25 fiber, 5 m cable
E32-LD11N 10M | 67800 | 383725 | Fiber optic sensor head, diffuse, M6 hexagonal back, right-angled head, integrated lens, R2 flexible fiber, 10 m cable
E32-LD11N 2M | 43290 | 383723 | Fiber optic sensor head, diffuse, M6 hexagonal back, right-angled head, integrated lens, R2 flexible fiber, 2 m cable
E32-LD11N 5M | 52450 | 383724 | Fiber optic sensor head, diffuse, M6 hexagonal back, right-angled head, integrated lens, R2 flexible fiber, 5 m cable
E32-LD11R 2M | 41410 | 374454 | Fiber optic sensor head, diffuse, M6 cylindrical axial, integrated lens, R1 flexible fiber, 2 m cable
E32-LD11R 5M | 64000 | 374452 | Fiber optic sensor head, diffuse, M6 cylindrical axial, integrated lens, R1 flexible fiber, 5 m cable
E32-LR11NP 10M | 71900 | 383733 | Fiber optic sensor head, retro-reflective, transparent object detection, M6 hexagonal back, right-angled head, integrated lens, R2 flexible fiber, 10 m cable
E32-LR11NP 2M | 47370 | 383734 | Fiber optic sensor head, retro-reflective, transparent object detection, M6 hexagonal back, right-angled head, integrated lens, R2 flexible fiber, 2 m cable
E32-LR11NP 5M | 56550 | 383732 | Fiber optic sensor head, retro-reflective, transparent object detection, M6 hexagonal back, right-angled head, integrated lens, R2 flexible fiber, 5 m cable
E32-LT11 10M | 40860 | 374455 | Fiber optic sensor head, through-beam, long distance detection, M4 cylindrical axial, integrated lens, R25 fiber, 10 m cable
E32-LT11 2M | 28510 | 374449 | Fiber optic sensor head, through-beam, long distance detection, M4 cylindrical axial, integrated lens, R25 fiber, 2 m cable
E32-LT11 5M | 33160 | 374453 | Fiber optic sensor head, through-beam, long distance detection, M4 cylindrical axial, integrated lens, R25 fiber, 5 m cable
E32-LT11N 10M | 70400 | 383722 | Fiber optic sensor head, retro-reflective, long distance detection, M4 hexagonal back, right-angled head, integrated lens, R2 flexible fiber, 10 m cable
E32-LT11N 2M | 45820 | 383735 | Fiber optic sensor head, retro-reflective, long distance detection, M4 hexagonal back, right-angled head, integrated lens, R2 flexible fiber, 2 m cable
E32-LT11N 5M | 55050 | 383721 | Fiber optic sensor head, retro-reflective, long distance detection, M4 hexagonal back, right-angled head, integrated lens, R2 flexible fiber, 5 m cable
E32-LT11R 10M | 71450 | 374456 | Fiber optic sensor head, through-beam, long distance detection, M4 cylindrical axial, integrated lens, R1 flexible fiber, 10 m cable
E32-LT11R 2M | 44080 | 374450 | Fiber optic sensor head, through-beam, long distance detection, M4 cylindrical axial, integrated lens, R1 flexible fiber, 2 m cable
E32-LT11R 5M | 64000 | 374458 | Fiber optic sensor head, through-beam, long distance detection, M4 cylindrical axial, integrated lens, R1 flexible fiber, 5 m cable
E32-LT35Z 2M | 69350 | 690947 | Fiber optic sensor head, through-beam, square, flat-view, integrated lens, R1 flexible fiber, 2 m cable
E32-M21 2M | 119400 | 392256 | Fiber optic sensor head, through-beam, multi-head, area detection, M3 cylindrical axial x 4, R25 fiber, 2 m cable
E32-R16 2M | 52350 | 392257 | Fiber optic sensor head, retro-reflective, transparent object detection, square, top-view, reflector E39-R1 included, R25 fiber, 2 m cable
E32-R16 5M | 85750 | 392258 | Fiber optic sensor head, retro-reflective, transparent object detection, square, top-view, reflector E39-R1 included, R25 fiber, 5 m cable
E32-R21 10M | 312400 | 354362 | Fiber optic sensor head, retro-reflective, M6 cylindrical axial, reflector E39-R3 included, R25 fiber, 10 m cable
E32-R21 2M | 69550 | 357347 | Fiber optic sensor head, retro-reflective, M6 cylindrical axial, reflector E39-R3 included, R25 fiber, 2 m cable
E32-T10V | 31640 | 158115 | Optical fiber roll, 2 m, 2.2 mm diameter, R25 fluororesin fiber
E32-T11 2M | 38030 | 182514 | Fiber optic sensor head, through-beam, M4 cylindrical axial, R4 bend resitant fiber, 2 m cable
E32-T11 5M | 44040 | 150226 | Fiber optic sensor head, through-beam, M4 cylindrical axial, R4 bend resitant fiber, 5 m cable
E32-T11F 2M | 132900 | 392259 | Fiber optic sensor head, through-beam, cylindrical axial, diameter 7.2 mm, R4 chemical and oil resistant fiber, 2 m cable
E32-T11F 5M | 210700 | 324266 | Fiber optic sensor head, through-beam, cylindrical axial, diameter 7.2 mm, R4 chemical and oil resistant fiber, 5 m cable
E32-T11L 10M | 47970 | 373963 | Fiber optic sensor head, through-beam, M4 cylindrical axial, fiber, 10 m cable
E32-T11L 2M | 37330 | 182515 | Fiber optic sensor head, through-beam, M4 cylindrical axial, fiber, 2 m cable
E32-T11L 3M | 52500 | 131561 | Fiber optic sensor head, through-beam, M4 cylindrical axial, fiber, 3 m cable
E32-T11L 5M | 57500 | 131553 | Fiber optic sensor head, through-beam, M4 cylindrical axial, fiber, 5 m cable
E32-T11N 2M | 56600 | 374495 | Fiber optic sensor head, through-beam, M4 hexagonal back, right-angled head, R1 flexible fiber, 2 m cable
E32-T11N 5M | 94700 | 262272 | Fiber optic sensor head, through-beam, M4 hexagonal back, right-angled head, R1 flexible fiber, 5 m cable
E32-T11NF 10M | 477800 | 364842 | Fiber optic sensor head, through-beam, M8 hexagonal back, right-angled head, integrated lens, R1 flexible and oil resistant fiber, 10 m cable
E32-T11NF 2M | 228600 | 364840 | Fiber optic sensor head, through-beam, M8 hexagonal back, right-angled head, integrated lens, R1 flexible and oil resistant fiber, 2 m cable
E32-T11NF 5M | 235800 | 364841 | Fiber optic sensor head, through-beam, M8 hexagonal back, right-angled head, integrated lens, R1 flexible and oil resistant fiber, 5 m cable
E32-T11R 2M | 42390 | 356136 | Fiber optic sensor head, through-beam, M4 cylindrical axial, R1 flexible fiber, 2 m cable
E32-T11R 5M | 108900 | 411350 | Fiber optic sensor head, through-beam, M4 cylindrical axial, R1 flexible fiber, 5 m cable
E32-T11U 2M | 80400 | 374491 | Fiber optic sensor head, through-beam, M4 cylindrical axial, R1 flexible and chemical resistant fiber, 2 m cable
E32-T11U 5M | 104100 | 237704 | Fiber optic sensor head, through-beam, M4 cylindrical axial, R1 flexible and chemical resistant fiber, 5 m cable
E32-T12 2M | 26880 | 379178 | Fiber optic sensor head, through-beam, cylindrical axial, diameter 3 mm, R25 fiber, 2 m cable
E32-T12B 10M | 88050 | 685710 | Fiber optic sensor head, through-beam, cylindrical axial, diameter 3 mm, R4 bend resistant fiber, 10 m cable
E32-T12B 2M | 53100 | 379179 | Fiber optic sensor head, through-beam, cylindrical axial, diameter 3 mm, R4 bend resistant fiber, 2 m cable
E32-T12F 2M | 119300 | 379180 | Fiber optic sensor head, through-beam, cylindrical axial, diameter 5 mm, R40 chemical and oil resistant fiber, 2 m cable
E32-T12F 5M | 426900 | 131566 | Fiber optic sensor head, through-beam, cylindrical axial, diameter 5 mm, R40 chemical and oil resistant fiber, 5 m cable
E32-T12L 2M | 43440 | 182516 | Fiber optic sensor head, through-beam, long distance detection, cylindrical axial, diameter 3 mm, R25 fiber, 2 m cable
E32-T12L 5M | 66700 | 131554 | Fiber optic sensor head, through-beam, long distance detection, cylindrical axial, diameter 3 mm, R25 fiber, 5 m cable
E32-T12R 2M | 46090 | 356130 | Fiber optic sensor head, through-beam, cylindrical axial, diameter 3 mm, R1 flexible fiber, 2 m cable
E32-T12R-1 2M | 70450 | 142582 | Fiber optic sensor head, through-beam, 2 m cable
E32-T14 2M | 38300 | 356129 | Fiber optic sensor head, through-beam, long distance detection, square, side-view, R25 fiber, 2 m cable
E32-T14 5M | 56050 | 131622 | Fiber optic sensor head, through-beam, long distance detection, square, side-view, R25 fiber, 5 m cable
E32-T14F 2M | 257400 | 379181 | Fiber optic sensor head, through-beam, cylindrical radial, diameter 5 mm, R40 chemical and oil resistant fiber, 2 m cable
E32-T14F 5M | 324900 | 169337 | Fiber optic sensor head, through-beam, cylindrical radial, diameter 5 mm, R40 chemical and oil resistant fiber, 5 m cable
E32-T14L 10M | 95150 | 175168 | Fiber optic sensor head, through-beam, cylindrical radial, diameter 3 mm, R25 fiber, 10 m cable
E32-T14L 2M | 57400 | 182517 | Fiber optic sensor head, through-beam, cylindrical radial, diameter 3 mm, R25 fiber, 2 m cable
E32-T14L 5M | 78650 | 131556 | Fiber optic sensor head, through-beam, cylindrical radial, diameter 3 mm, R25 fiber, 5 m cable
E32-T14LR 2M | 73550 | 374490 | Fiber optic sensor head, through-beam, cylindrical radial, diameter 3 mm, R1 flexible fiber, 2 m cable
E32-T14R 2M | 40400 | 670299 | Fiber optic sensor head, through-beam, 2 m cable
E32-T15X 2M | 82250 | 172114 | Fiber optic sensor head, through-beam, square, top-view, R25 fiber, 2 m cable
E32-T15XB 2M | 100200 | 172120 | Fiber optic sensor head, through-beam, square, top-view, R4 bend resistant fiber, 2 m cable
E32-T15XR 2M | 75150 | 379182 | Fiber optic sensor head, through-beam, square, top-view, R1 flexible fiber, 2 m cable
E32-T15Y 2M | 78750 | 379183 | Fiber optic sensor head, through-beam, square, side-view, R25 fiber, 2 m cable
E32-T15YR 2M | 112100 | 379197 | Fiber optic sensor head, through-beam, square, side-view, R1 flexible fiber, 2 m cable
E32-T15Z 2M | 93050 | 379184 | Fiber optic sensor head, through-beam, square, flat-view, R25 fiber, 2 m cable
E32-T15ZR 2M | 96450 | 379196 | Fiber optic sensor head, through-beam, square, flat-view, R1 flexible fiber, 2 m cable
E32-T16 2M | 78250 | 357343 | Fiber optic sensor head, through-beam, square, top-view, 10 mm area detection, R25 fiber, 2 m cable
E32-T16 5M | 91200 | 357342 | Fiber optic sensor head, through-beam, square, top-view, 10 mm area detection, R25 fiber, 5 m cable
E32-T16J 2M | 171800 | 356125 | Fiber optic sensor head, through-beam, square, side-view, 11 mm area detection, R10 fiber, 2 m cable
E32-T16JR 2M | 145600 | 356127 | Fiber optic sensor head, through-beam, square, side-view, 11 mm area detection, R1 flexible fiber, 2 m cable
E32-T16P 2M | 100300 | 356124 | Fiber optic sensor head, through-beam, square, top-view, 11 mm area detection, R10 fiber, 2 m cable
E32-T16PR 2M | 117400 | 356126 | Fiber optic sensor head, through-beam, square, top-view, 11 mm area detection, R1 flexible fiber, 2 m cable
E32-T16W 2M | 132400 | 357346 | Fiber optic sensor head, through-beam, square, top-view, 30 mm area detection, R10 fiber, 2 m cable
E32-T16W 5M | 217500 | 255808 | Fiber optic sensor head, through-beam, square, top-view, 30 mm area detection, R10 fiber, 5 m cable
E32-T16WR 2M | 137500 | 357348 | Fiber optic sensor head, through-beam, square, top-view, 30 mm area detection, R1 flexible fiber, 2 m cable
E32-T16WR 5M | 475400 | 354627 | Fiber optic sensor head, through-beam, square, top-view, 30 mm area detection, R1 flexible fiber, 5 m cable
E32-T17L 10M | 153900 | 374489 | Fiber optic sensor head, through-beam, long distance detection, M14 cylindrical axial, R25 fiber, 10 m cable
E32-T17L 20M | 288300 | 131618 | Fiber optic sensor head, through-beam, long distance detection, M14 cylindrical axial, R25 fiber, 20 m cable
E32-T21 2M | 39810 | 182518 | Fiber optic sensor head, through-beam, M3 cylindrical axial, R4 bend resitant fiber, 2 m cable
E32-T21 5M | 70550 | 131555 | Fiber optic sensor head, through-beam, M3 cylindrical axial, R4 bend resitant fiber, 5 m cable
E32-T21L 2M | 46510 | 182519 | Fiber optic sensor head, through-beam, M3 cylindrical axial, 2 m cable
E32-T21R 2M | 40570 | 411349 | Fiber optic sensor head, through-beam, M3 cylindrical axial, R1 flexible fiber, 2 m cable
E32-T21-S1 2M | 75900 | 694800 | Fiber optic sensor head, through-beam, M3 cylindrical axial with sleeve, diameter 0.82 mm, 15 mm lenght, R10 fiber, 2 m cable
E32-T22 2M | 35930 | 182520 | Fiber optic sensor head, through-beam, cylindrical axial, diameter 2 mm, R10 fiber, 2 m cable
E32-T221B 2M | 55600 | 233550 | Fiber optic sensor head, through-beam, cylindrical axial, diameter 2 mm, R4 bend resistant fiber, 2 m cable
E32-T222 2M | 34780 | 379185 | Fiber optic sensor head, through-beam, cylindrical axial, diameter 1.5 mm, R10 fiber, 2 m cable
E32-T222R 2M | 48160 | 379186 | Fiber optic sensor head, through-beam, cylindrical axial, diameter 1.5 mm, R1 flexible fiber, 2 m cable
E32-T223R 2M | 56550 | 379187 | Fiber optic sensor head, through-beam, cylindrical axial, diameter 1 mm, R1 flexible fiber, 2 m cable
E32-T22B 2M | 52750 | 182957 | Fiber optic sensor head, through-beam, cylindrical axial, diameter 1.5 mm, R4 bend resistant fiber, 2 m cable
E32-T22L 2M | 48810 | 182521 | Fiber optic sensor head, through-beam, long distance detection, cylindrical axial, diameter 2 mm, R10 fiber, 2 m cable
E32-T22R 2M | 48720 | 357345 | Fiber optic sensor head, through-beam, cylindrical axial, diameter 2 mm, R1 flexible fiber, 2 m cable
E32-T22R 5M | 85450 | 235473 | Fiber optic sensor head, through-beam, cylindrical axial, diameter 2 mm, R1 flexible fiber, 5 m cable
E32-T22S 2M | 74600 | 374492 | Fiber optic sensor head, through-beam, cylindrical axial, diameter 3 mm, R10 fiber, 2 m cable
E32-T22SR 2M | 124200 | 131497 | Fiber optic sensor head, through-beam, cylindrical axial, diameter 3 mm, R1 flexible fiber, 2 m cable
E32-T22SR-4 5M | 168100 | 230425 | Fiber optic sensor head, through-beam, 5 m cable
E32-T24 2M | 61800 | 374488 | Fiber optic sensor head, through-beam, cylindrical radial diameter 2 mm with sleeve, diameter 1 mm, 15 mm length, 2 m cable
E32-T24 5M | 98350 | 131557 | Fiber optic sensor head, through-beam, cylindrical radial diameter 2 mm with sleeve, diameter 1 mm, 15 mm length, 5 m cable
E32-T24E 2M | 64400 | 690199 | Fiber optic sensor head, through-beam, cylindrical radial diameter 2.5 mm with sleeve, diameter 0.81 mm, 15 mm lenght, R10 fiber, 2 m cable
E32-T24R 2M | 87300 | 379188 | Fiber optic sensor head, through-beam, cylindrical radial diameter 2 mm with sleeve, diameter 1 mm, 15 mm lenght, R1 flexible fiber, 2 m cable
E32-T24S 2M | 140300 | 374493 | Fiber optic sensor head, through-beam, cylindrical radial, diameter 3.5 mm, R10 fiber, 2 m cable
E32-T24S 5M | 171900 | 226522 | Fiber optic sensor head, through-beam, cylindrical radial, diameter 3.5 mm, R10 fiber, 5 m cable
E32-T24SR 2M | 184300 | 379189 | Fiber optic sensor head, through-beam, cylindrical radial, diameter 3.5 mm, R1 flexible fiber, 2 m cable
E32-T25X 2M | 93050 | 172121 | Fiber optic sensor head, through-beam, square, top-view, 2 m cable
E32-T25XB 2M | 103000 | 379190 | Fiber optic sensor head, through-beam, square, top-view, R4 bend resistant fiber, 2 m cable
E32-T25XR 2M | 112100 | 172124 | Fiber optic sensor head, through-beam, square, top-view, flexible fiber, 2 m cable
E32-T25Y 2M | 93050 | 172122 | Fiber optic sensor head, through-beam, square, side-view, 2 m cable
E32-T25YR 2M | 112100 | 379200 | Fiber optic sensor head, through-beam, square, side-view, flexible fiber, 2 m cable
E32-T25Z 2M | 93050 | 172123 | Fiber optic sensor head, through-beam, square, flat-view, 2 m cable
E32-T25ZR 2M | 112100 | 379195 | Fiber optic sensor head, through-beam, square, flat-view, flexible fiber, 2 m cable
E32-T33-1 2M | 155000 | 165026 | Fiber optic sensor head, through-beam, 2 m cable
E32-T332 | 131900 | 370319 | Fiber optic sensor head, through-beam
E32-T333-S5 1M | 133700 | 172345 | Fiber optic sensor head, through-beam, cylindrical, diameter 0.25 mm with sleeve, diameter 0.5 mm, R10 fiber, 1 m cable
E32-T334-S5 1M | 237700 | 172346 | Fiber optic sensor head, through-beam, cylindrical, diameter 0.22 mm with sleeve, diameter 0.5 mm, R10 fiber, 1 m cable
E32-T33-S5 1M | 114600 | 172344 | Fiber optic sensor head, through-beam, cylindrical, diameter 3 mm with sleeve, diameter 0.5 mm, R10 fiber, 1 m cable
E32-T51 2M | 72950 | 131591 | Fiber optic sensor head, through-beam, M4 cylindrical axial, R35 heat resistant fiber, up to 150ºC, 2 m cable
E32-T51 5M | 148600 | 411348 | Fiber optic sensor head, through-beam, M4 cylindrical axial, R35 heat resistant fiber, up to 150ºC, 5 m cable
E32-T51F 2M | 387700 | 172347 | Fiber optic sensor head, through-beam, M4 cylindrical axial, R40 chemical, oil and heat resistant fiber, up to 150ºC, 2 m cable
E32-T51R 2M | 84000 | 305597 | Fiber optic sensor head, through-beam, M4 cylindrical axial, R2 flexible & heat resistant fiber, up to 100ºC, 2 m cable
E32-T51R 5M | 192900 | 305598 | Fiber optic sensor head, through-beam, M4 cylindrical axial, R2 flexible & heat resistant fiber, up to 100ºC, 2 m cable
E32-T51V 0.5M | 459900 | 131562 | Fiber optic sensor head, through-beam, M4 cylindrical axial, R30 vacuum and heat resistant fiber, up to 120ºC, 0.5 m cable
E32-T51V 1M | 53600 | 151332 | Fiber optic sensor head, through-beam, M4 cylindrical axial, R30 vacuum and heat resistant fiber, up to 120ºC, 1 m cable
E32-T54 2M | 216600 | 158116 | Fiber optic sensor head, through-beam, cylindrical radial, diameter 3 mm, R35 heat resistant fiber, up to 150ºC, 2 m cable
E32-T54V 0.5M | 524200 | 153585 | Fiber optic sensor head, through-beam, cylindrical radial, diameter 3 mm, R30 vacuum and heat resistant fiber, up to 120ºC, 0.5 m cable
E32-T54V 1M | 490900 | 131563 | Fiber optic sensor head, through-beam, cylindrical radial, diameter 3 mm, R30 vacuum and heat resistant fiber, up to 120ºC, 1 m cable
E32-T61-S 0.3M | 202000 | 355399 | Fiber optic sensor head, through-beam, M4 cylindrical axial, R25 heat resitant fiber, up to 350ºC, 0.3 m cable
E32-T61-S 0.5M | 219200 | 233429 | Fiber optic sensor head, through-beam, M4 cylindrical axial, R25 heat resitant fiber, up to 350ºC, 0.5 m cable
E32-T61-S 10M | 564300 | 355401 | Fiber optic sensor head, through-beam, M4 cylindrical axial, R25 heat resitant fiber, up to 350ºC, 10 m cable
E32-T61-S 1M | 247900 | 355402 | Fiber optic sensor head, through-beam, M4 cylindrical axial, R25 heat resitant fiber, up to 350ºC, 1 m cable
E32-T61-S 2M | 145300 | 355403 | Fiber optic sensor head, through-beam, M4 cylindrical axial, R25 heat resitant fiber, up to 350ºC, 2 m cable
E32-T61-S 3M | 264900 | 355404 | Fiber optic sensor head, through-beam, M4 cylindrical axial, R25 heat resitant fiber, up to 350ºC, 3 m cable
E32-T61-S 4M | 286300 | 659005 | Fiber optic sensor head, through-beam, M4 cylindrical axial, R25 heat resitant fiber, up to 350ºC, 4 m cable
E32-T61-S 5M | 348500 | 355405 | Fiber optic sensor head, through-beam, M4 cylindrical axial, R25 heat resitant fiber, up to 350ºC, 5 m cable
E32-T81F-S 2M | 371600 | 163378 | Fiber optic sensor head, through-beam, cylindrical axial diameter 6 mm, R10 chemical and heat resistant fiber, up to 350ºC, 2 m cable
E32-T81R-S 2M | 172800 | 355406 | Fiber optic sensor head, through-beam, M4 cylindrical axial, R10 heat resitant fiber, up to 200ºC, 2 m cable
E32-T84S-S 2M | 377900 | 163196 | Fiber optic sensor head, through-beam, cylindrical radial, diameter 3 mm, R25 heat resistant fiber, up to 200ºC, 2 m cable
E32-T84SV 1M | 603800 | 131564 | Fiber optic sensor head, through-beam, cylindrical radial, diameter 3 mm, R25 vacuum and heat resistant fiber, up to 200ºC, 1 m cable
E32-TC1000 | 61800 | 131663 | Fiber optic sensor head, through-beam, M4 cylindrical axial, 10 m cable
E32-TC1000A | 77300 | 131549 | Fiber optic sensor head, through-beam, M3 cylindrical axial, R25 fiber, 10 m cable
E32-TC1000E | 66100 | 131623 | Fiber optic sensor head, through-beam, M3 cylindrical axial, R10 fiber, 10 m cable
E32-TC200 2M | 17940 | 182801 | Fiber optic sensor head, through-beam, M4 cylindrical axial, R25 fiber, 2 m cable
E32-TC2000 | 88650 | 150223 | Fiber optic sensor head, through-beam, M4 cylindrical axial, R25 fiber, 20 m cable
E32-TC200A 2M | 14110 | 182802 | Fiber optic sensor head, through-beam, long distance detection, M3 cylindrical axial, R25 fiber, 2 m cable
E32-TC200AR | 49080 | 131494 | Fiber optic sensor head, thru-beam
E32-TC200B | 40190 | 379191 | Fiber optic sensor head, through-beam, M4 cylindrical axial with sleeve, diameter 1.2mm sleeve, 90 mm length, R25 fiber, 2 m cable
E32-TC200B4 | 52100 | 158113 | Fiber optic sensor head, through-beam, M4 cylindrical axial with sleeve, diameter 1.2mm sleeve, 40 mm length, R25 fiber, 2 m cable
E32-TC200B4R | 74900 | 106025 | Fiber optic sensor head, through-beam, M4 cylindrical axial with sleeve, diameter 1.2mm sleeve, 40 mm length, R1 flexible fiber, 2 m cable
E32-TC200BR | 64050 | 379192 | Fiber optic sensor head, through-beam, M4 cylindrical axial with sleeve, diameter 1.2mm sleeve, 90 mm length, R1 flexible fiber, 2 m cable
E32-TC200C | 41980 | 131543 | Fiber optic sensor head, through-beam, M4, 2 m spiral flex cable
E32-TC200D4 | 89750 | 131598 | Fiber optic sensor head, through-beam
E32-TC200E 2M | 25980 | 182803 | Fiber optic sensor head, through-beam, M3 cylindrical axial, R10 fiber, 2 m cable
E32-TC200F | 40610 | 131546 | Fiber optic sensor head, through-beam, M34 cylindrical axial with sleeve, diameter 0.9mm sleeve, 90 mm length, R10 fiber, 2 m cable
E32-TC200-F1-1 | 102600 | 131531 | Fiber optic sensor head, through-beam
E32-TC200F4 | 40610 | 131599 | Fiber optic sensor head, through-beam, M34 cylindrical axial with sleeve, diameter 0.9mm sleeve, 40 mm length, R10 fiber, 2 m cable
E32-TC200F4R | 80250 | 149161 | Fiber optic sensor head, through-beam, M34 cylindrical axial with sleeve, diameter 0.9mm sleeve, 40 mm length, R1 flexible fiber, 2 m cable
E32-TC200FR | 66350 | 131496 | Fiber optic sensor head, through-beam, M34 cylindrical axial with sleeve, diameter 0.9mm sleeve, 90 mm length, R1 flexible fiber, 2 m cable
E32-TC200F-S10 | 51800 | 153584 | Fiber optic sensor head, through-beam
E32-TC300 | 40320 | 131559 | Fiber optic sensor head, through-beam, M4 cylindrical axial, R25 fiber, 3 m cable
E32-TC50 | 17760 | 155525 | Fiber optic sensor head, through-beam, M4 cylindrical axial, R25 fiber, 0.5 m cable
E32-TC500 5M | 35620 | 182793 | Fiber optic sensor head, through-beam, M4 cylindrical axial, R25 fiber, 5 m cable
E32-TC500A 5M | 48860 | 131655 | Fiber optic sensor head, through-beam, M3 cylindrical axial, R25 fiber, 5 m cable
E32-VF1 | 459800 | 364928 | 1 channel flange for vacuum resistant fibers
E32-VF4 | 899300 | 131658 | 4 channel flange for vacuum resistant fibers
E390-10 | 4879 | 356195
E391-20 | 6270 | 356190 | Reflector, 23 x 40 mm
E391-50 | 5305 | 356189 | Reflector, 23.5 x 40 mm
E392-20 CB | 6165 | 356188
E39-E10 | 16710 | 131408 | Sensitvity adjuster, used with the E3T-ST1 Though-beam models
E39-E11 | 10190 | 143880 | Mutual interference filters for the E3Z-TA models
E39-E13 | 11910 | 131428
E39-E16 | 10590 | 696042 | Air blow unit
E39-E19 | 8685 | 696041 | Front protection cover for E3AS-HL
E39-E6 | 12340 | 131467 | Filter for E3S-AR
E39-ECON 2M | 6950 | 183055 | eCON sensor connection cable, 2 m
E39-ECON 5M | 8600 | 183054 | eCON sensor connection cable, 5 m
E39-ECONW 2M | 10790 | 183038 | eCON sensor connection cable, connectors on both sides, 2 m
E39-EF1-37 | 48960 | 656867 | Lens attachment for E32-T61-S and E32-T51, stainless steel 1.4305
E39-EF1-37-90-HT | 69200 | 656851 | Side-view attachement for E39-EF1-37 and E39-EF1-37-2, high temperature -20 - 350°C, stainless steel 1.4404
E39-EF51 | 54500 | 656850 | Sideview lens 90 deg for E32 fibre
E39-EF51-M2 | 48010 | 656828 | Sideview lens 90 deg for E32fibre
E39-EL7S-E3Z | 29330 | 246535 | Accessory photoelectric sensor E3Z, snap mount holder, 10 pcs
E39-F1 | 9275 | 323182 | Long-distance lens unit for E32 through-beam fibers with M2.6 thread
E39-F10 | 5645 | 155530 | Connector for E32 optical fiber cable
E39-F11 | 27000 | 142585 | Sleeve bender for E32-DC200F style sensors
E39-F12 | 479500 | 366831
E39-F13 | 29040 | 153586 | Dual fiber extension connector for dia 2.2mm fibers
E39-F1-31 | 66800 | 323187 | Lenses for E3Z sensor
E39-F1-33 | 58750 | 323186 | Long-distance lens unit for E32 through-beam fibers with M4 head
E39-F14 | 26020 | 131353 | Dual fiber extension connector for dia. 1.0 fibers
E39-F15 | 29040 | 152489 | Dual fiber extension connector for dia. 1.0 to 2.2 fibers
E39-F16 | 65850 | 305600 | Long-distance lens unit for E32 through-beam fibers
E39-F17 | 62300 | 305602 | Fibre lens unit
E39-F18 | 37690 | 305601 | Focal lens for E32-CC200 / E32-C11N, 50mm range
E39-F1V | 49700 | 131458 | Focal lens for E32 through-beam fiber, vacuum-resistant
E39-F2 | 20400 | 323183 | Focal lens, side view unit for E32 through-beam optical fibers
E39-F2-32 | 113500 | 323181
E39-F3 | 75900 | 131350 | Through-Beam Type, Limited Distance Lens Unit, Heat Resistance 200 °C
E39-F31 | 11040 | 131352 | Glass cover for E3F... sensors
E39-F32A 1M | 20740 | 131355 | Spiral protective tube for E32, M3, diffuse, optical fibers, 1m
E39-F32A5 0.5M | 14970 | 151336 | Spiral protective tube for E32, M3, diffuse, optical fibers, 0.5mm
E39-F32B 1M | 36490 | 131356 | Spiral protective tube for E32, M3, through-beam, optical fibers, 1 m
E39-F32B5 0.5M | 32240 | 131358 | Spiral protective tube for E32, M3 through-beam type, 0.5m
E39-F32C 1M | 31790 | 106026 | Spiral protective tube for E32, M4, through-beam, optical fibers, 1m
E39-F32C5 0.5M | 28210 | 131359 | Spiral protective tube for E32, M4, through-beam, optical fibers, 0.5m
E39-F32D 1M | 19370 | 131357 | Spiral protective tube for E32, M6, diffuse, optical fibers, 1m
E39-F32D5 0.5M | 15970 | 144836 | Spiral protective tube for E32, M6, diffuse, optical fibers, 0.5 m
E39-F3A | 57050 | 323185 | Small spot lens unit for E32-D32 optical fiber
E39-F3A-5 | 30730 | 323188 | Focus lens for E32-EC41 fiber sensor head, 7mm focus length. 0.1mm spot
E39-F3B | 60050 | 323189 | Focus lens for E32-EC31 fiber sensor head, 17mm focus length, 0.5mm spot
E39-F3C | 55850 | 323190 | Focus lens for E32-EC31 fibre sensor head, 20mm focus length, 4mm spot
E39-F3R | 77000 | 357076 | Lens unit for E32-EC31 optical fibre, M3
E39-F4 | 1787 | 131351 | Cutter for all E32 optical fibers
E39-F5 | 47020 | 323184 | Reflective Side-View Conversion Attachment
E39-F9 | 3022 | 146998 | Fine fiber attachment for E3X amplifiers
E39-F9-7-C1 | 491400 | 680411 | Fine fiber attachment for fiber head E32-C31M (250 sets // 500 units)
E39-G12 | 2549 | 256689
E39-G15 | 2649 | 354100
E39-G18 | 2376 | 377417 | Display-cover for E3X-SD & E3X-NA
E39-G2 | 1792 | 142156
E39-G25 | 978.5 | 702814 | Cover for E3NX amplifier
E39-G3 | 7060 | 151371 | Adjuster/cover, old E3X series
E39-K12 | 93100 | 225490 | Tube Mounting Attachment, Applicable Tube : External Diameter : 6 mm Dia., Internal Diameter : 4 mm Dia.
E39-L102 | 1786 | 131398 | Sensor mounting Bracket, for E3S-C sensor
E39-L103 | 4291 | 148722 | Mounting Bracket for E3S
E39-L104 | 2284 | 131393 | Mounting bracket for E3Z sensor, standard, vertical mounting
E39-L109 | 33400 | 151334 | Mounting Bracket for E32-S15-[]
E39-L113 | 20260 | 131414 | Mounting Bracket for E3S-C
E39-L116 | 3226 | 131402 | Mounting bracket for E3T-S* sensor, standard, vertical mounting
E39-L117 | 3230 | 103300 | Mounting bracket for E3T-S* sensor, rear mounting
E39-L118 | 3226 | 131403 | Mounting bracket for E3T-S* sensor, side mounting
E39-L119 | 4470 | 131405 | Mounting bracket for E3T-F* sensor, side mounting
E39-L120 | 4470 | 131406 | Mounting bracket for E3T-F* sensor
E39-L126 | 4586 | 131409
E39-L142 | 2719 | 155635 | Mounting Bracket, protective side wall (for E3Z)
E39-L143 | 3257 | 130028 | Mounting bracket for 10 mm wide sensor amplifiers, surface mount with screws
E39-L144 | 4073 | 354104 | Sensor mounting Bracket, Protective bracket for E3Z pre-wired
E39-L148 | 1369 | 143685 | E3X-NA mounting Bracket, to surface mount with screws
E39-L149 | 10180 | 350637 | Mounting Bracket for E3Z-G
E39-L150 | 8175 | 131426 | Sensor mounting Bracket for E3Z, 100mm high post
E39-L151 | 9515 | 142623 | Sensor mounting Bracket, for E3Z, 200mm high post
E39-L153 | 2039 | 131427 | Mounting bracket for E3Z sensor, L shape, for prewired
E39-L164 | 1268 | 670870 | Iron Phillips screews (M2x14), Hexagonal nuts, Spring washers, Flat washers (applicable sensor E3T-S)
E39-L165 | 1441 | 670871 | Iron Phillips screws (M2x8), Hexagonal nuts, Spring washers, Flat washers (Applicable sensor E3T-S)
E39-L166 | 4455 | 351539 | Mounting Bracket, for Side-View Shape
E39-L167 | 4455 | 351540 | Mounting Bracket, for Flat Shape
E39-L168 | 4455 | 351541 | Back-mounting Spacer for flat E3T sensors
E39-L170 | 1245 | 351542 | Stainless steal screw, M3 set for side view E3T sensors
E39-L171 | 1245 | 351543 | Stainless steal screw, M3 set for flat E3T sensors
E39-L172 | 1245 | 351544
E39-L173 | 1334 | 351545
E39-L178 | 30170 | 355879 | Mounting bracket for ZX2-LD50 sensor
E39-L179 | 30170 | 355880 | Mounting bracket for ZX2-LD100 sensor
E39-L180 | 11800 | 364865 | Mounting bracket for ZX1-LD50/LD100 sensor
E39-L181 | 11800 | 364866 | Mounting bracket for ZX1-LD300/LD600 sensor
E39-L182 | 3198 | 370092 | E3FA/R flush mounting bracket
E39-L183 | 3198 | 370093 | M18 L-type mounting bracket, stainless steel (SUS304)
E39-L185 | 4635 | 377543 | Mounting bracket for E3NC-LH02, L-shape
E39-L186 | 4721 | 377544 | Mounting bracket for E3NC-LH01, L-shape
E39-L187 | 4635 | 377545 | Mounting bracket for E3NC-SH100 and E3NC-SH250, L-shape
E39-L188 | 4721 | 377546 | Mounting bracket for E3NC-SH100 and E3NC-SH250, L-shape
E39-L190 | 4526 | 392639 | Mounting bracket for E3NC-LH03, L-shape
E39-L192 | 6415 | 700855 | Mounting bracket for E3S-D, horizontal mounting
E39-L193 | 5065 | 700856 | Mounting bracket for E3S-D, vertical mounting
E39-L2 | 1545 | 105541
E39-L201 | 1905 | 694038 | Mounting bracket for E3AS sensor, L shaped
E39-L202 | 2856 | 694039 | Protective mounting bracket for E3AS, vertical mounting
E39-L203 | 1905 | 694040 | Mounting bracket for E3AS sensor, rear mounting
E39-L204 | 4364 | 694041 | Protective metal cover for E3AS, horizontal surface mounting
E39-L211 | 2973 | 690767 | Mounting bracket for E3AS sensor, L shaped
E39-L212 | 3959 | 690765 | Protective mounting bracket for E3AS, vertical mounting
E39-L214 | 6440 | 690766 | Protective metal cover for E3AS, horizontal surface mounting
E39-L221 | 2631 | 696039 | L-shaped mounting bracket
E39-L222 | 3481 | 696051 | Horizontal protective cover bracket
E39-L223 | 2971 | 696050 | Rear mounting bracket
E39-L224 | 3699 | 696049 | Robust mounting bracket
E39-L231 | 3336 | 696048 | L-shaped mounting bracket
E39-L232 | 4623 | 696047 | Horizontal protective cover bracket
E39-L234 | 4771 | 696046 | Robust mounting bracket
E39-L261 | 12330 | 696045 | Flexible mounting bracket
E39-L262 | 5625 | 696044 | 50mm post for flexible mounting bracket E39-L261
E39-L263 | 6995 | 696043 | 100mm post for flexible mounting bracket E39-L261
E39-L3 | 1564 | 131439
E39-L31 | 4751 | 146996
E39-L4 | 1104 | 131437
E39-L40 | 1142 | 348111 | Accessory photosensor E3JK, mounting bracket
E39-L42 | 1773 | 131464 | Sensor mounting Bracket
E39-L43 | 4020 | 131444 | Mounting bracket for E3Z sensor, side mounting
E39-L44 | 3819 | 150902 | Mounting bracket for E3Z sensor, rear mounting
E39-L5 | 1990 | 143239 | Sensor mounting Bracket
E39-L51 | 5110 | 152085 | Adapter bracket for E3JM replacement of E3A photoelectric sensor
E39-L53 | 1441 | 131386 | Mounting bracket provided with E3JM
E39-L54V | 13900 | 165086
E39-L6 | 1964 | 131440
E39-L60 | 1568 | 131480
E39-L69 | 2078 | 131387 | Mounting bracket (provided with E3S-A horizontal sensors)
E39-L7 | 2322 | 152084
E39-L70 | 1633 | 145483 | Mounting bracket (provided with E3S-A vertical sensors)
E39-L81 | 2981 | 131481 | Mounting Bracket
E39-L83 | 5005 | 377499 | Mounting bracket for E32-A03 2M, E32-T24SR 2M and E32-T24S 2M
E39-L85 | 6010 | 131391 | Mounting bracket for E3S-C vertical models
E39-L86 | 3030 | 146550 | Mounting bracket for E3S-C vertical models
E39-L87 | 6280 | 148721 | Mounting bracket for E3S-C
E39-L93FH | 10880 | 131429 | Mounting bracket for E3Z, 3D telescope mounting
E39-L93FV | 12190 | 104289 | Bracket for E3Z sensor
E39-L93H | 10880 | 131430 | Adjustable Pillar bracket for E3Z, E3SA, horizontal mount fixings
E39-L93V | 12190 | 131431 | Adjustable Pillar bracket for E3Z, E3SA, Vertical mount fixings
E39-L93XY | 11930 | 131432 | 2 positioning rods and horizontal mounting bracket for E3Z, E3S-A, E3S-R1, E39-R1, E39-R3
E39-L94 | 8660 | 150230
E39-L96 | 7135 | 131397 | Optional reflector bracket for photoelectric sensor
E39-L97 | 6915 | 131395 | Protective metal cover for E3S-A horizontal sensor
E39-L98 | 6170 | 354103 | Protective metal cover for E3S-A/E3Z vertical sensor
E39-P11 | 54300 | 131456 | Line beam adaptor for E3C-LD11N
E39-P21 | 54300 | 131457 | Area beam adaptor for E3C-LD11
E39-P31 | 42760 | 163197 | Line beam adaptor for E3C-LR11
E39-P41 | 47020 | 163379 | Area beam adaptor for E3C-LR11
E39-P51 | 12930 | 392643 | Line beam lens attachment for E3NC-LH03
E39-P52 | 12930 | 392640 | Line beam lens attachment for E3NC-LH02
E39-R1 | 8465 | 358211 | Accessory photosensor, reflector, 40 x 60 x 7.5 mm, ABS & Acryllic
E39-R10 | 6555 | 131424 | Accessory photosensor, reflector, 52x62x8 mm, ABS & Acryllic
E39-R12 | 15710 | 163867 | Reflector, E3C-LDA sensor, 23x23mm effective area
E39-R13 | 11000 | 163377 | Reflector, E3C-LDA sensor, 7x7mm effective area
E39-R14 | 27090 | 162661 | Reflector for use with E3C-LDA sensor, transparent detection, 23x23mm effective area
E39-R15 | 131200 | 659473 | Reflector, stainless steel housing, 105 x 30 mm
E39-R16 | 90150 | 659474 | Reflector, E3C-LDA, highest detergent resistance, SUS316L, 43x30x5 mm
E39-R17 | 131200 | 659476 | Sensor reflector, 14 x 23mm
E39-R17-1 | 189900 | 659475 | Sensor reflector, high precision type, 14 x 23mm
E39-R18 | 240700 | 659472 | Sensor reflector, high precision type, 220 x 20 x 6 mm
E39-R1K | 13670 | 372980 | Accessory photosensor, reflector, 40x60x7.5 mm, ABS & Acryllic, anti-fogging coating
E39-R1R | 28670 | 674914 | Reflector, oil-resistant, 106 x 65.4 x 11.55 mm
E39-R1S | 2827 | 372803 | Accessory photosensor, reflector, 40x60x7.5 mm, ABS & Acryllic
E39-R2 | 7875 | 372981 | Accessory photosensor, reflector, 80.8x60x7.5 mm, ABS & Acryllic
E39-R21 | 9235 | 386286 | Accessory photoelectric sensors, reflector, microtriple 30x35mm
E39-R22 | 17030 | 392638 | Accessory photosensor, microtriple reflector, 40x55mm
E39-R3 | 9025 | 131460 | Accessory photosensor, reflector, 42x22mm
E39-R37-CA | 4620 | 249845 | Sensor reflector, high precision type, 14mm x 23mm
E39-R4 | 9505 | 131468 | Accessory photosensor, reflector, 23x14mm
E39-R40 | 8530 | 356162 | Accessory photosensor, reflector, 84.5 x 84.5 x 8.7 mm, ABS & Acryllic
E39-R42 | 2140 | 699561 | Reflector 51x60 mm
E39-R43 | 3863 | 356163
E39-R44 | 2387 | 232555 | Reflector
E39-R44 | 2387 | 699562 | Reflector
E39-R47 | 90700 | 356166 | Reflector, heat resistant 450ºC, 95 x 51 x 8 mm
E39-R49 | 3534 | 356167 | Sensor reflector, snap fitting, 30mm dia
E39-R5 | 8460 | 372979
E39-R50 | 11660 | 699563 | Reflector, 40x60mm, IP69K, detergent resistant
E39-R51 | 9920 | 699564 | Reflector, 20x60 mm, IP69K, detergent resistant
E39-R52 | 9285 | 699565 | Reflector, 20x60 mm
E39-R6 | 9115 | 356168 | Reflector, 52x40mm, micro-triple surface
E39-R7 | 3138 | 356169 | Sensor reflector, round, 84mm dia
E39-R8 | 7255 | 356170 | Reflector 100x100mm
E39-R9 | 6040 | 154931 | Reflector 35x42 mm
E39-RP1 | 10920 | 235857 | Reflector, polarizing, to use with E3ZM-B, 44mm x 64mm
E39-RP37 | 9955 | 357075 | Reflective foil including mounting plate, active size: 10.2 x 8.2 mm
E39-RS1 | 4091 | 131412 | Reflective tape, self adhesive, 35 x 10 mm
E39-RS10 | 6800 | 392641 | Microtriple reflector 25x25mm, self-adhesive
E39-RS11 | 20390 | 392642 | Microtriple reflector 50x50mm, self-adhesive
E39-RS1-CA | 4089 | 249846 | Accessory photoelectric sensor, reflective tape, self-adhesive, 10x35mm, optimised for E3T-SR4
E39-RS2 | 6670 | 145484 | Accessory photelectric sensor, reflective tape, 40 x 35 x 0.6, self adhesive
E39-RS25 22.8M | 112400 | 356171 | Accessory photoelectric sensor, reflective tape, 25 mm x 22.8 m
E39-RS25 5M | 38760 | 356172 | Accessory photoelectric sensor, reflective tape, 25 mm x 5 m
E39-RS2-CA | 7580 | 249847 | Reflective tape, self adhesive, 35mm x 40mm, optimised for E3T-SR4
E39-RS3 | 14800 | 131413 | Reflective tape, self-adhesive, 70x80mm
E39-RS3-CA | 14570 | 249848 | Reflective tape, self-adhesive, 70x80mm, optimised for E3T-SR4
E39-RS4 | 54150 | 165090 | Reflective tape, high precision microtripel, self adhesive, 195mm x 22mm
E39-RS5 | 61400 | 165091 | Reflective tape, high precision microtripel, self adhesive, 108mm x 46mm
E39-RS50 1M | 15860 | 357623 | Accessory photoelectric sensor, reflective tape, 50 mm x 1 m
E39-RS50 22.8M | 224600 | 356173 | Accessory photoelectric sensor, reflective tape, 50mm x 22.8m
E39-RS50 5M | 77600 | 356174 | Accessory photoelectric sensor, reflective tape, 50 mm x 5 m
E39-RS51 | 148000 | 695838 | High precision micro-prism reflector, 230x230mm, adhesive
E39-RS75 45.7 | 895300 | 356175
E39-RSA | 4196 | 157697 | Reflector (tape type), 35x10mm
E39-RSP1 | 13820 | 352333 | Sensor reflector, high precision type, 12 mm x 50 mm
E39-S1 | 3209 | 146549 | Slit for E3S series
E39-S2 | 3269 | 131436
E39-S39 | 3006 | 131465 | Slit for E3JK / E3JM
E39-S46 | 3808 | 148720 | Slit, 0.5-2mm, for E3S-A photoelectric sensor
E39-S60 | 2287 | 327148 | Slit apetures to Area fiber E39-T16
E39-S61 | 8035 | 131390 | Slit for E3S-CT series
E39-S63 | 3166 | 156507 | Slits for E3T-ST1* types, 0.5mm & 1mm dia pairs supplied
E39-S64 | 4014 | 131404 | Slits for E3T-FT1* types, 0.5mm & 1mm dia pairs supplied
E39-S65A | 4121 | 145485 | Slit for E3Z-T, 0.5mm diameter
E39-S65B | 4121 | 143240 | Slit for E3Z-T, 1mm diameter
E39-S65C | 4121 | 131420 | Slit for E3Z-T, 2mm diameter
E39-S65D | 4121 | 131421 | Slit for E3Z-T, 0.5 x 10 mm dia.
E39-S65E | 4121 | 131422 | Slit for E3Z-T, 1x10mm diameter
E39-S65F | 4121 | 131423 | Slit for E3Z-T, 2x10mm diameter
E39-S68 | 2287 | 327149
E39-S74-15 | 2640 | 227845 | Slit for E3T side view, 1.5mm diameter
E39-S74-20 | 2640 | 227846 | Slit for E3T side view, 2mm diameter
E39-S75 | 2565 | 232070
E39-S76A | 3665 | 351537 | Slits for E3T-ST_ _M(F) through-beam sensors, dia. 0.5 mm, package with 2 pieces
E39-S76B | 3665 | 351538 | Slits for E3T-ST_ _M(F) through-beam sensors, dia. 1 mm, package with 2 pieces
E39-T1 | 24670 | 306187
E39-T2 | 24670 | 306188
E39-VA | 27690 | 131364 | Sensor test unit, hand-held, battery-powered
E39-Y1 | 2096 | 130027
E39-Z12-1 | 3640 | 131425
E3AS-F1000IMD 2M | 56850 | 690971 | Photoelectric sensor, rectangular housing, stainless steel, infrared laser class 1, time-of-flight, 1000 mm, PNP, Light-ON/Dark-ON, IO-Link COM2, 2 m cable
E3AS-F1000IMD M3 | 54450 | 690207 | Photoelectric sensor, rectangular housing, stainless steel, infrared laser class 1, time-of-flight, 1000 mm, PNP, Light-ON/Dark-ON, IO-Link COM2, M8 4-pin connector
E3AS-F1000IMD-M1TJ 0.3M | 68750 | 690970 | Photoelectric sensor, rectangular housing, stainless steel, infrared laser class 1, time-of-flight, 1000 mm, PNP, Light-ON/Dark-ON, IO-Link COM2, M12 pigtail Smartclick connector, 0.3 m
E3AS-F1000IMN 2M | 56850 | 690973 | Photoelectric sensor, rectangular housing, stainless steel, infrared laser class 1, time-of-flight, 1000 mm, NPN, Light-ON/Dark-ON, 2 m cable
E3AS-F1000IMN M3 | 54450 | 690206 | Photoelectric sensor, rectangular housing, stainless steel, infrared laser class 1, time-of-flight, 1000 mm, NPN, Light-ON/Dark-ON, M8 4-pin connector
E3AS-F1000IMN-M1TJ 0.3M | 68750 | 690972 | Photoelectric sensor, rectangular housing, stainless steel, infrared laser class 1, time-of-flight, 1000 mm, NPN, Light-ON/Dark-ON, M12 pigtail Smartclick connector, 0.3 m
E3AS-F1000IMT 2M | 56850 | 690969 | Photoelectric sensor, rectangular housing, stainless steel, infrared laser class 1, time-of-flight, 1000 mm, PNP, Light-ON/Dark-ON, IO-Link COM3, 2 m cable
E3AS-F1000IMT M3 | 54450 | 690208 | Photoelectric sensor, rectangular housing, stainless steel, infrared laser class 1, time-of-flight, 1000 mm, PNP, Light-ON/Dark-ON, IO-Link COM3, M8 4-pin connector
E3AS-F1000IMT-M1TJ 0.3M | 68750 | 690968 | Photoelectric sensor, rectangular housing, stainless steel, infrared laser class 1, time-of-flight, 1000 mm, PNP, Light-ON/Dark-ON, IO-Link COM3, M12 pigtail Smartclick connector, 0.3 m
E3AS-F1000IPD 2M | 44980 | 690965 | Photoelectric sensor, rectangular housing, plastic body, infrared laser class 1, time-of-flight, 1000 mm, PNP, Light-ON/Dark-ON, IO-Link COM2, 2 m cable
E3AS-F1000IPD M3 | 40250 | 690210 | Photoelectric sensor, rectangular housing, plastic body, infrared laser class 1, time-of-flight, 1000 mm, PNP, Light-ON/Dark-ON, IO-Link COM2, M8 4-pin connector
E3AS-F1000IPD-M1TJ 0.3M | 56850 | 690964 | Photoelectric sensor, rectangular housing, plastic body, infrared laser class 1, time-of-flight, 1000 mm, PNP, Light-ON/Dark-ON, IO-Link COM2, M12 pigtail Smartclick connector, 0.3 m
E3AS-F1000IPN 2M | 44980 | 690967 | Photoelectric sensor, rectangular housing, plastic body, infrared laser class 1, time-of-flight, 1000 mm, NPN, Light-ON/Dark-ON, 2 m cable
E3AS-F1000IPN M3 | 40250 | 690209 | Photoelectric sensor, rectangular housing, plastic body, infrared laser class 1, time-of-flight, 1000 mm, NPN, Light-ON/Dark-ON, M8 4-pin connector
E3AS-F1000IPN-M1TJ 0.3M | 56850 | 690966 | Photoelectric sensor, rectangular housing, plastic body, infrared laser class 1, time-of-flight, 1000 mm, NPN, Light-ON/Dark-ON, M12 pigtail Smartclick connector, 0.3 m
E3AS-F1000IPT 2M | 44980 | 690963 | Photoelectric sensor, rectangular housing, plastic body, infrared laser class 1, time-of-flight, 1000 mm, PNP, Light-ON/Dark-ON, IO-Link COM3, 2 m cable
E3AS-F1000IPT M3 | 40250 | 690211 | Photoelectric sensor, rectangular housing, plastic body, infrared laser class 1, time-of-flight, 1000 mm, PNP, Light-ON/Dark-ON, IO-Link COM3, M8 4-pin connector
E3AS-F1000IPT-M1TJ 0.3M | 56850 | 690961 | Photoelectric sensor, rectangular housing, plastic body, infrared laser class 1, time-of-flight, 1000 mm, PNP, Light-ON/Dark-ON, IO-Link COM3, M12 pigtail Smartclick connector, 0.3 m
E3AS-F1000IPT-M3J 0.3M | 56850 | 690962 | Photoelectric sensor, rectangular housing, plastic body, infrared laser class 1, time-of-flight, 1000 mm, PNP, Light-ON/Dark-ON, IO-Link COM3, M8 pigtail connector 4-pin, 0.3 m
E3AS-F1500IMD 2M | 56850 | 690984 | Photoelectric sensor, rectangular housing, stainless steel, infrared laser class 1, time-of-flight, 1500 mm, PNP, Light-ON/Dark-ON, IO-Link COM2, 2 m cable
E3AS-F1500IMD M3 | 54450 | 690201 | Photoelectric sensor, rectangular housing, stainless steel, infrared laser class 1, time-of-flight, 1500 mm, PNP, Light-ON/Dark-ON, IO-Link COM2, M8 4-pin connector
E3AS-F1500IMD-M1TJ 0.3M | 68750 | 690983 | Photoelectric sensor, rectangular housing, stainless steel, infrared laser class 1, time-of-flight 1500 mm, PNP, Light-ON/Dark-ON, IO-Link COM2, M12 pigtail Smartclick connector, 0.3 m
E3AS-F1500IMN 2M | 56850 | 690948 | Photoelectric sensor, rectangular housing, stainless steel, infrared laser class 1, time-of-flight, 1500 mm, NPN, Light-ON/Dark-ON, 2 m cable
E3AS-F1500IMN M3 | 54450 | 690200 | Photoelectric sensor, rectangular housing, stainless steel, infrared laser class 1, time-of-flight, 1500 mm, NPN, Light-ON/Dark-ON, M8 4-pin connector
E3AS-F1500IMN-M1TJ 0.3M | 68750 | 690985 | Photoelectric sensor, rectangular housing, stainless steel, infrared laser class 1, time-of-flight, 1500 mm, NPN, Light-ON/Dark-ON, M12 pigtail Smartclick connector, 0.3 m
E3AS-F1500IMT 2M | 56850 | 690982 | Photoelectric sensor, rectangular housing, stainless steel, infrared laser class 1, time-of-flight, 1500 mm, PNP, Light-ON/Dark-ON, IO-Link COM3, 2 m cable
E3AS-F1500IMT M3 | 54450 | 690202 | Photoelectric sensor, rectangular housing, stainless steel, infrared laser class 1, time-of-flight, 1500 mm, PNP, Light-ON/Dark-ON, IO-Link COM3, M8 4-pin connector
E3AS-F1500IMT-M1TJ 0.3M | 68750 | 690981 | Photoelectric sensor, rectangular housing, stainless steel, infrared laser class 1, time-of-flight, 1500 mm, PNP, Light-ON/Dark-ON, IO-Link COM3, M12 pigtail Smartclick connector, 0.3 m
E3AS-F1500IPD 2M | 44980 | 690978 | Photoelectric sensor, rectangular housing, plastic body, infrared laser class 1, time-of-flight, 1500 mm, PNP, Light-ON/Dark-ON, IO-Link COM2, 2 m cable
E3AS-F1500IPD M3 | 40250 | 690204 | Photoelectric sensor, rectangular housing, plastic body, infrared laser class 1, time-of-flight, 1500 mm, PNP, Light-ON/Dark-ON, IO-Link COM2, M8 4-pin connector
E3AS-F1500IPD-M1TJ 0.3M | 56850 | 690977 | Photoelectric sensor, rectangular housing, plastic body, infrared laser class 1, time-of-flight, 1500 mm, PNP, Light-ON/Dark-ON, IO-Link COM2, M12 pigtail Smartclick connector, 0.3 m
E3AS-F1500IPN 2M | 44980 | 690980 | Photoelectric sensor, rectangular housing, plastic body, infrared laser class 1, time-of-flight, 1500 mm, NPN, Light-ON/Dark-ON, 2 m cable
E3AS-F1500IPN M3 | 40250 | 690203 | Photoelectric sensor, rectangular housing, plastic body, infrared laser class 1, time-of-flight, 1500 mm, NPN, Light-ON/Dark-ON, M8 4-pin connector
E3AS-F1500IPN-M1TJ 0.3M | 56850 | 690979 | Photoelectric sensor, rectangular housing, plastic body, infrared laser class 1, time-of-flight, 1500 mm, NPN, Light-ON/Dark-ON, M12 pigtail Smartclick connector, 0.3 m
E3AS-F1500IPT 2M | 44980 | 690976 | Photoelectric sensor, rectangular housing, plastic body, infrared laser class 1, time-of-flight, 1500 mm, PNP, Light-ON/Dark-ON, IO-Link COM3, 2 m cable
E3AS-F1500IPT M3 | 40250 | 690205 | Photoelectric sensor, rectangular housing, plastic body, infrared laser class 1, time-of-flight, 1500 mm, PNP, Light-ON/Dark-ON, IO-Link COM3, M8 4-pin connector
E3AS-F1500IPT-M1TJ 0.3M | 56850 | 690974 | Photoelectric sensor, rectangular housing, plastic body, infrared laser class 1, time-of-flight, 1500 mm, PNP, Light-ON/Dark-ON, IO-Link COM3, M12 pigtail Smartclick connector, 0.3 m
E3AS-F1500IPT-M3J 0.3M | 56850 | 690975 | Photoelectric sensor, rectangular housing, plastic body, infrared laser class 1, time-of-flight, 1500 mm, PNP, Light-ON/Dark-ON, IO-Link COM3, M8 pigtail connector 4-pin, 0.3 m
E3AS-HL150LMN 2M | 149100 | 696057 | Photoelectric sensor, rectangular housing, stainless steel, red laser class 1, background suppression, line beam, 35-150 mm, 10-30 VDC, NPN, Light-ON/Dark-ON, 2 m cable
E3AS-HL150LMN M3 | 149100 | 696056 | Photoelectric sensor, rectangular housing, stainless steel, red laser class 1, background suppression, line beam, 35-150 mm, 10-30 VDC, NPN, Light-ON/Dark-ON, M8 connector 4-pin
E3AS-HL150LMN-M1TJ 0.3M | 156100 | 696075 | Photoelectric sensor, rectangular housing, stainless steel, red laser class 1, background suppression, line beam, 35-150 mm, 10-30 VDC, NPN, Light-ON/Dark-ON, M12 pigtail Smartclick connector, 0.3 m
E3AS-HL150LMT 2M | 149100 | 696055 | Photoelectric sensor, rectangular housing, stainless steel, red laser class 1, background suppression, line beam, 35-150 mm, 10-30 VDC, PNP, Light-ON/Dark-ON, IO-Link COM3, 2 m cable
E3AS-HL150LMT 5M | 153700 | 696054 | Photoelectric sensor, rectangular housing, stainless steel, red laser class 1, background suppression, line beam, 35-150 mm, 10-30 VDC, PNP, Light-ON/Dark-ON, IO-Link COM3, 5 m cable
E3AS-HL150LMT M3 | 149100 | 696053 | Photoelectric sensor, rectangular housing, stainless steel, red laser class 1, background suppression, line beam, 35-150 mm, 10-30 VDC, PNP, Light-ON/Dark-ON, IO-Link COM3, M8 connector 4-pin
E3AS-HL150LMT-M1TJ 0.3M | 156100 | 696074 | Photoelectric sensor, rectangular housing, stainless steel, red laser class 1, background suppression, line beam, 35-150 mm, 10-30 VDC, PNP, Light-ON/Dark-ON, IO-Link COM3, M12 pigtail Smartclick connector, 0.3 m
E3AS-HL150LMT-M3J 0.3M | 156100 | 696052 | Photoelectric sensor, rectangular housing, stainless steel, red laser class 1, background suppression, line beam, 35-150 mm, 10-30 VDC, PNP, Light-ON/Dark-ON, IO-Link COM3, M8 pigtail connector 4-pin, 0.3 m
E3AS-HL150MN 2M | 146600 | 696063 | Photoelectric sensor, rectangular housing, stainless steel, red laser class 1, background suppression, spot beam, 35-150 mm, 10-30 VDC, NPN, Light-ON/Dark-ON, 2 m cable
E3AS-HL150MN M3 | 146600 | 696062 | Photoelectric sensor, rectangular housing, stainless steel, red laser class 1, background suppression, spot beam, 35-150 mm, 10-30 VDC, NPN, Light-ON/Dark-ON, M8 connector 4-pin
E3AS-HL150MN-M1TJ 0.3M | 153700 | 696077 | Photoelectric sensor, rectangular housing, stainless steel, red laser class 1, background suppression, spot beam, 35-150 mm, 10-30 VDC, NPN, Light-ON/Dark-ON, M12 pigtail Smartclick connector, 0.3 m
E3AS-HL150MT 2M | 146600 | 696061 | Photoelectric sensor, rectangular housing, stainless steel, red laser class 1, background suppression, spot beam, 35-150 mm, 10-30 VDC, PNP, Light-ON/Dark-ON, IO-Link COM3, 2 m cable
E3AS-HL150MT 5M | 151500 | 696060 | Photoelectric sensor, rectangular housing, stainless steel, red laser class 1, background suppression, spot beam, 35-150 mm, 10-30 VDC, PNP, Light-ON/Dark-ON, IO-Link COM3, 5 m cable
E3AS-HL150MT M3 | 146600 | 696059 | Photoelectric sensor, rectangular housing, stainless steel, red laser class 1, background suppression, spot beam, 35-150 mm, 10-30 VDC, PNP, Light-ON/Dark-ON, IO-Link COM3, M8 connector 4-pin
E3AS-HL150MT-M1TJ 0.3M | 153700 | 696076 | Photoelectric sensor, rectangular housing, stainless steel, red laser class 1, background suppression, spot beam, 35-150 mm, 10-30 VDC, PNP, Light-ON/Dark-ON, IO-Link COM3, M12 pigtail Smartclick connector, 0.3 m
E3AS-HL150MT-M3J 0.3M | 153700 | 696058 | Photoelectric sensor, rectangular housing, stainless steel, red laser class 1, background suppression, spot beam, 35-150 mm, 10-30 VDC, PNP, Light-ON/Dark-ON, IO-Link COM3, M8 pigtail connector 4-pin, 0.3 m
E3AS-HL500LMN 2M | 149100 | 696069 | Photoelectric sensor, rectangular housing, stainless steel, red laser class 1, background suppression, line beam, 35-500 mm, 10-30 VDC, NPN, Light-ON/Dark-ON, 2 m cable
E3AS-HL500LMN M3 | 149100 | 696068 | Photoelectric sensor, rectangular housing, stainless steel, red laser class 1, background suppression, line beam, 35-500 mm, 10-30 VDC, NPN, Light-ON/Dark-ON, M8 connector 4-pin
E3AS-HL500LMN-M1TJ 0.3M | 156100 | 696079 | Photoelectric sensor, rectangular housing, stainless steel, red laser class 1, background suppression, line beam, 35-500 mm, 10-30 VDC, NPN, Light-ON/Dark-ON, M12 pigtail Smartclick connector, 0.3 m
E3AS-HL500LMT 2M | 149100 | 696067 | Photoelectric sensor, rectangular housing, stainless steel, red laser class 1, background suppression, line beam, 35-500 mm, 10-30 VDC, PNP, Light-ON/Dark-ON, IO-Link COM3, 2 m cable
E3AS-HL500LMT 5M | 153700 | 696066 | Photoelectric sensor, rectangular housing, stainless steel, red laser class 1, background suppression, line beam, 35-500 mm, 10-30 VDC, PNP, Light-ON/Dark-ON, IO-Link COM3, 5 m cable
E3AS-HL500LMT M3 | 149100 | 696065 | Photoelectric sensor, rectangular housing, stainless steel, red laser class 1, background suppression, line beam, 35-500 mm, 10-30 VDC, PNP, Light-ON/Dark-ON, IO-Link COM3, M8 connector 4-pin
E3AS-HL500LMT-M1TJ 0.3M | 156100 | 696078 | Photoelectric sensor, rectangular housing, stainless steel, red laser class 1, background suppression, line beam, 35-500 mm, 10-30 VDC, PNP, Light-ON/Dark-ON, IO-Link COM3, M12 pigtail Smartclick connector, 0.3 m
E3AS-HL500LMT-M3J 0.3M | 156100 | 696064 | Photoelectric sensor, rectangular housing, stainless steel, red laser class 1, background suppression, line beam, 35-500 mm, 10-30 VDC, PNP, Light-ON/Dark-ON, IO-Link COM3, M8 pigtail connector 4-pin, 0.3 m
E3AS-HL500MN 2M | 146600 | 696040 | Photoelectric sensor, rectangular housing, stainless steel, red laser class 1, background suppression, spot beam, 35-500 mm, 10-30 VDC, NPN, Light-ON/Dark-ON, 2 m cable
E3AS-HL500MN M3 | 146600 | 696038 | Photoelectric sensor, rectangular housing, stainless steel, red laser class 1, background suppression, spot beam, 35-500 mm, 10-30 VDC, NPN, Light-ON/Dark-ON, M8 connector 4-pin
E3AS-HL500MN-M1TJ 0.3M | 153700 | 696081 | Photoelectric sensor, rectangular housing, stainless steel, red laser class 1, background suppression, spot beam, 35-500 mm, 10-30 VDC, NPN, Light-ON/Dark-ON, M12 pigtail Smartclick connector, 0.3 m
E3AS-HL500MT 2M | 146600 | 696073 | Photoelectric sensor, rectangular housing, stainless steel, red laser class 1, background suppression, spot beam, 35-500 mm, 10-30 VDC, PNP, Light-ON/Dark-ON, IO-Link COM3, 2 m cable
E3AS-HL500MT 5M | 151500 | 696072 | Photoelectric sensor, rectangular housing, stainless steel, red laser class 1, background suppression, spot beam, 35-500 mm, 10-30 VDC, PNP, Light-ON/Dark-ON, IO-Link COM3, 5 m cable
E3AS-HL500MT M3 | 146600 | 696071 | Photoelectric sensor, rectangular housing, stainless steel, red laser class 1, background suppression, spot beam, 35-500 mm, 10-30 VDC, PNP, Light-ON/Dark-ON, IO-Link COM3, M8 connector 4-pin
E3AS-HL500MT-M1TJ 0.3M | 155300 | 696080 | Photoelectric sensor, rectangular housing, stainless steel, red laser class 1, background suppression, spot beam, 35-500 mm, 10-30 VDC, PNP, Light-ON/Dark-ON, IO-Link COM3, M12 pigtail Smartclick connector, 0.3 m
E3AS-HL500MT-M3J 0.3M | 153700 | 696070 | Photoelectric sensor, rectangular housing, stainless steel, red laser class 1, background suppression, spot beam, 35-500 mm, 10-30 VDC, PNP, Light-ON/Dark-ON, IO-Link COM3, M8 pigtail connector 4-pin, 0.3 m
E3AS-L200MD 2M | 68750 | 690958 | Photoelectric sensor, rectangular housing, stainless steel, red LED, background suppression, 200 mm, PNP, Light-ON/Dark-ON, IO-Link COM2, 2 m cable
E3AS-L200MD M3 | 66350 | 690213 | Photoelectric sensor, rectangular housing, stainless steel, red LED, background suppression, 200 mm, PNP, Light-ON/Dark-ON, IO-Link COM2, M8 4-pin connector
E3AS-L200MD-M1TJ 0.3M | 80650 | 690957 | Photoelectric sensor, rectangular housing, stainless steel, red LED, background suppression, 200 mm, PNP, Light-ON/Dark-ON, IO-Link COM2, M12 pigtail Smartclick connector, 0.3 m
E3AS-L200MN 2M | 68750 | 690960 | Photoelectric sensor, rectangular housing, stainless steel, red LED, background suppression, 200 mm, NPN, Light-ON/Dark-ON, 2 m cable
E3AS-L200MN M3 | 66350 | 690212 | Photoelectric sensor, rectangular housing, stainless steel, red LED, background suppression, 200 mm, NPN, Light-ON/Dark-ON, M8 4-pin connector
E3AS-L200MN-M1TJ 0.3M | 80650 | 690959 | Photoelectric sensor, rectangular housing, stainless steel, red LED, background suppression, 200 mm, NPN, Light-ON/Dark-ON, M12 pigtail Smartclick connector, 0.3 m
E3AS-L200MT 2M | 68750 | 690956 | Photoelectric sensor, rectangular housing, stainless steel, red LED, background suppression, 200 mm, PNP, Light-ON/Dark-ON, IO-Link COM3, 2 m cable
E3AS-L200MT M3 | 66350 | 690214 | Photoelectric sensor, rectangular housing, stainless steel, red LED, background suppression, 200 mm, PNP, Light-ON/Dark-ON, IO-Link COM3, M8 4-pin connector
E3AS-L200MT-M1TJ 0.3M | 80650 | 690955 | Photoelectric sensor, rectangular housing, stainless steel, red LED, background suppression, 200 mm, PNP, Light-ON/Dark-ON, IO-Link COM3, M12 pigtail Smartclick connector, 0.3 m
E3AS-L80MD 2M | 68750 | 690952 | Photoelectric sensor, rectangular housing, stainless steel, red LED, background suppression, 80 mm, PNP, Light-ON/Dark-ON, IO-Link COM2, 2 m cable
E3AS-L80MD M3 | 66350 | 690216 | Photoelectric sensor, rectangular housing, stainless steel, red LED, background suppression, 80 mm, PNP, Light-ON/Dark-ON, IO-Link COM2, M8 4-pin connector
E3AS-L80MD-M1TJ 0.3M | 80650 | 690951 | Photoelectric sensor, rectangular housing, stainless steel, red LED, background suppression, 80 mm, PNP, Light-ON/Dark-ON, IO-Link COM2, M12 pigtail Smartclick connector, 0.3 m
E3AS-L80MN 2M | 68750 | 690954 | Photoelectric sensor, rectangular housing, stainless steel, red LED, background suppression, 80 mm, NPN, Light-ON/Dark-ON, 2 m cable
E3AS-L80MN M3 | 66350 | 690215 | Photoelectric sensor, rectangular housing, stainless steel, red LED, background suppression, 80 mm, NPN, Light-ON/Dark-ON, M8 4-pin connector
E3AS-L80MN-M1TJ 0.3M | 80650 | 690953 | Photoelectric sensor, rectangular housing, stainless steel, red LED, background suppression, 80 mm, NPN, Light-ON/Dark-ON, M12 pigtail Smartclick connector, 0.3 m
E3AS-L80MT 2M | 68750 | 690950 | Photoelectric sensor, rectangular housing, stainless steel, red LED, background suppression, 80 mm, PNP, Light-ON/Dark-ON, IO-Link COM3, 2 m cable
E3AS-L80MT M3 | 66350 | 690217 | Photoelectric sensor, rectangular housing, stainless steel, red LED, background suppression, 80 mm, PNP, Light-ON/Dark-ON, IO-Link COM3, M8 4-pin connector
E3AS-L80MT-M1TJ 0.3M | 80650 | 690949 | Photoelectric sensor, rectangular housing, stainless steel, red LED, background suppression, 80 mm, PNP, Light-ON/Dark-ON, IO-Link COM3, M12 pigtail Smartclick connector, 0.3 m
E3C-2 | 71200 | 131197 | Photo-electric sensor
E3C-LD11N 2M | 142300 | 707114 | Laser sensor head, diffuse reflective, 1 m, spot beam, 2 m cable
E3C-LDA21N 2M | 98550 | 707120 | Photoelectric sensor, laser amplifier, 2 outputs, 1 input, DC, NPN, 2 m cable
E3C-LDA41 2M | 109600 | 142564 | Photoelectric sensor, Laser amplifier, twin output, DC, PNP, 2m cable
E3C-LDA51N 2M | 98550 | 707119 | Photoelectric sensor, laser amplifier, 2 outputs, 1 input, DC, PNP, 2 m cable
E3C-LDA6N | 96250 | 707118 | Photoelectric sensor, laser amplifier, 2 output, DC, NPN, system connector
E3C-LDA7N | 96800 | 707117 | Photoelectric sensor, laser amplifier, 1 output, 1 input, DC, NPN, system connector
E3C-LDA8AT | 138400 | 192122 | Photoelectric sensor, Laser amplifier, twin output, master/slave, DC, PNP (separate connector required)
E3C-LDA8N | 96250 | 707116 | Photoelectric sensor, laser amplifier, 2 output, DC, PNP, system connector
E3C-LDA9N | 96800 | 707115 | Photoelectric sensor, laser amplifier, 1 output, 1 input, DC, PNP, system connector
E3C-LR11N 2M | 142300 | 707113 | Laser sensor head, coaxial retro-reflective, 7 m, variable spot, 2 m cable
E3C-LR12N 2M | 142300 | 707112 | Laser sensor head, coaxial retro-reflective, 7 m, 2 mm spot diameter, fixed spot, 2 m cable
E3C-LR15 | 224900 | 231171 | Laser sensor head, coaxial retro-reflective, variable spot, Sensing distance 7 m, semiconductor laser (650nm,3mW max.) (requires reflector), 2 m cable
E3C-LR15N 2M | 213800 | 707111 | Laser sensor head, coaxial retro-reflective, 7 m, variable spot, light intensity optimized for glass, 2 m cable
E3F1-DN11 2M | 14050 | 378936 | Photoelectric sensor, M18 threaded barrel, plastic, red LED, diffuse, 100 mm, NPN, Light-ON/Dark-ON, 2 m cable
E3F1-DN12 2M | 14570 | 378937 | Photoelectric sensor, M18 threaded barrel, plastic, red LED, diffuse, 300 mm, NPN, Light-ON/Dark-ON, 2 m cable
E3F1-DN21 | 14050 | 378940 | Photoelectric sensor, M18 threaded barrel, plastic, red LED, diffuse, 100 mm, NPN, Light-ON/Dark-ON, M12 connector
E3F1-DN22 | 14570 | 378941 | Photoelectric sensor, M18 threaded barrel, plastic, red LED, diffuse, 300 mm, NPN, Light-ON/Dark-ON, M12 connector
E3F1-DP11 2M | 14050 | 378944 | Photoelectric sensor, M18 threaded barrel, plastic, red LED, diffuse, 100 mm, PNP, Light-ON/Dark-ON, 2 m cable
E3F1-DP12 2M | 14570 | 378945 | Photoelectric sensor, M18 threaded barrel, plastic, red LED, diffuse, 300 mm, PNP, Light-ON/Dark-ON, 2 m cable
E3F1-DP21 | 14050 | 378948 | Photoelectric sensor, M18 threaded barrel, plastic, red LED, diffuse, 100 mm, PNP, Light-ON/Dark-ON, M12 connector
E3F1-DP21-10 | 120700 | 401860 | Multipack 10 units - E3F1-DP21 : Photoelectric sensor, M18 threaded barrel, plastic, red LED, diffuse, 100 mm, PNP, Light-ON/Dark-ON, M12 connector
E3F1-DP22 | 14570 | 378949 | Photoelectric sensor, M18 threaded barrel, plastic, red LED, diffuse, 300 mm, PNP, Light-ON/Dark-ON, M12 connector
E3F1-DP22-10 | 124600 | 401859 | Multipack 10 units - E3F1-DP21 : Photoelectric sensor, M18 threaded barrel, plastic, red LED, diffuse, 300 mm, PNP, Light-ON/Dark-ON, M12 connector
E3F1-RN11 2M | 14050 | 378935 | Photoelectric sensor, M18 threaded barrel, plastic, red LED, retro-reflective, 3 m, NPN, Light-ON/Dark-ON, 2m cable
E3F1-RN21 | 14050 | 378939 | Photoelectric sensor, M18 threaded barrel, plastic, red LED, retro-reflective, 3 m, NPN, Light-ON/Dark-ON, M12 connector
E3F1-RP11 2M | 14050 | 378943 | Photoelectric sensor, M18 threaded barrel, plastic, red LED, retro-reflective, 3 m, PNP, Light-ON/Dark-ON, 2 m cable
E3F1-RP21 | 14050 | 378947 | Photoelectric sensor, M18 threaded barrel, plastic, red LED, retro-reflective, 3 m, PNP, Light-ON/Dark-ON, M12 connector
E3F1-RP21-10 | 120700 | 401861 | Multipack 10 units - E3F1-RP21 : Photoelectric sensor, M18 threaded barrel, plastic, red LED, retro-reflective, 3 m, PNP, Light-ON/Dark-ON, M12 connector
E3F1-TN11 2M | 17700 | 378934 | Photoelectric sensor, M18 threaded barrel, plastic, red LED, through-beam, 15 m, NPN, Light-ON/Dark-ON, 2 m cable
E3F1-TN21 | 17700 | 378938 | Photoelectric sensor, M18 threaded barrel, plastic, red LED, through-beam, 15 m, NPN, Light-ON/Dark-ON, M12 connector
E3F1-TP11 2M | 17700 | 378942 | Photoelectric sensor, M18 threaded barrel, plastic, red LED, through-beam, 15 m, PNP, Light-ON/Dark-ON, 2 m cable
E3F1-TP21 | 17700 | 378946 | Photoelectric sensor, M18 threaded barrel, plastic, red LED, through-beam, 15 m, PNP, Light-ON/Dark-ON, M12 connector
E3FA-BN11 2M | 24970 | 378858 | Photoelectric sensor, M18 threaded barrel, plastic, red LED, retro-reflective, transparent object, 500 mm, NPN, Light-ON/Dark-ON, 2 m cable
E3FA-BN12 2M | 24970 | 378859 | Photoelectric sensor, M18 threaded barrel, plastic, red LED, retro-reflective, transparent object, 2 m, NPN, Light-ON/Dark-ON, 2 m cable
E3FA-BN21 | 24970 | 378868 | Photoelectric sensor, M18 threaded barrel, plastic, red LED, retro-reflective, transparent object, 500 mm, NPN, Light-ON/Dark-ON, M12 connector
E3FA-BN22 | 24970 | 378869 | Photoelectric sensor, M18 threaded barrel, plastic, red LED, retro-reflective, transparent object, 2 m, NPN, Light-ON/Dark-ON, M12 connector
E3FA-BP11 2M | 24970 | 378878 | Photoelectric sensor, M18 threaded barrel, plastic, red LED, retro-reflective, transparent object, 500 mm, PNP, Light-ON/Dark-ON, 2 m cable
E3FA-BP12 2M | 24970 | 378879 | Photoelectric sensor, M18 threaded barrel, plastic, red LED, retro-reflective, transparent object, 2 m, PNP, Light-ON/Dark-ON, 2 m cable
E3FA-BP21 | 24970 | 378888 | Photoelectric sensor, M18 threaded barrel, plastic, red LED, retro-reflective, transparent object, 500 mm, PNP, Light-ON/Dark-ON, M12 connector
E3FA-BP22 | 24970 | 378889 | Photoelectric sensor, M18 threaded barrel, plastic, red LED, retro-reflective, transparent object, 2 m, PNP, Light-ON/Dark-ON, M12 connector
E3FA-BP22-E008 | 24970 | 419139 | Photoelectric sensor, M18 threaded barrel, plastic, with special nuts, red LED, retro-reflective, transparent object, 2 m, PNP, Light-ON/Dark-ON, M12 connector
E3FA-DN11 2M | 20320 | 378852 | Photoelectric sensor, M18 threaded barrel, plastic, red LED, diffuse, 100 mm, NPN, Light-ON/Dark-ON, 2 m cable
E3FA-DN12 2M | 21350 | 378853 | Photoelectric sensor, M18 threaded barrel, plastic, red LED, diffuse, 300 mm, NPN, Light-ON/Dark-ON, 2 m cable
E3FA-DN13 2M | 22360 | 378854 | Photoelectric sensor, M18 threaded barrel, plastic, red LED, diffuse, 1 m, NPN, Light-ON/Dark-ON, 2 m cable
E3FA-DN14 2M | 19710 | 381318 | Photoelectric sensor, M18 threaded barrel, plastic, infrared LED, diffuse, 100 mm, NPN, Light-ON/Dark-ON, 2 m cable
E3FA-DN15 2M | 20710 | 381322 | Photoelectric sensor, M18 threaded barrel, plastic, infrared LED, diffuse, 300 mm, NPN, Light-ON/Dark-ON, 2 m cable
E3FA-DN15-E021 2M | 21880 | 658993 | Photoelectric sensor, M18 threaded barrel, plastic long, infrared LED, diffuse, 300 mm, NPN, Light-ON/Dark-ON, 2 m cable
E3FA-DN16 2M | 21740 | 381326 | Photoelectric sensor, M18 threaded barrel, plastic, infrared LED, diffuse, 1 m, NPN, Light-ON/Dark-ON, 2 m cable
E3FA-DN21 | 20320 | 378862 | Photoelectric sensor, M18 threaded barrel, plastic, red LED, diffuse, 100 mm, NPN, Light-ON/Dark-ON, M12 connector
E3FA-DN22 | 21350 | 378863 | Photoelectric sensor, M18 threaded barrel, plastic, red LED, diffuse, 300 mm, NPN, Light-ON/Dark-ON, M12 connector
E3FA-DN23 | 22360 | 378864 | Photoelectric sensor, M18 threaded barrel, plastic, red LED, diffuse, 1 m, NPN, Light-ON/Dark-ON, M12 connector
E3FA-DN24 | 19710 | 381319 | Photoelectric sensor, M18 threaded barrel, plastic, infrared LED, diffuse, 100 mm, NPN, Light-ON/Dark-ON, M12 connector
E3FA-DN25 | 20710 | 381323 | Photoelectric sensor, M18 threaded barrel, plastic, infrared LED, diffuse, 300 mm, NPN, Light-ON/Dark-ON, M12 connector
E3FA-DN26 | 21740 | 381327 | Photoelectric sensor, M18 threaded barrel, plastic, infrared LED, diffuse, 1 m, NPN, Light-ON/Dark-ON, M12 connector
E3FA-DP11 2M | 20320 | 378872 | Photoelectric sensor, M18 threaded barrel, plastic, red LED, diffuse, 100 mm, PNP, Light-ON/Dark-ON, 2 m cable
E3FA-DP11 5M | 21880 | 419140 | Photoelectric sensor, M18 threaded barrel, plastic, red LED, diffuse, 100 mm, PNP, Light-ON/Dark-ON, 5 m cable
E3FA-DP12 2M | 21350 | 378873 | Photoelectric sensor, M18 threaded barrel, plastic, red LED, diffuse, 300 mm, PNP, Light-ON/Dark-ON, 2 m cable
E3FA-DP12 5M | 22990 | 419141 | Photoelectric sensor, M18 threaded barrel, plastic, red LED, diffuse, 300 mm, PNP, Light-ON/Dark-ON, 5 m cable
E3FA-DP13 2M | 22360 | 378874 | Photoelectric sensor, M18 threaded barrel, plastic, red LED, diffuse, 1 m, PNP, Light-ON/Dark-ON, 2 m cable
E3FA-DP13-F2 2M | 21740 | 659601 | Photoelectric sensor, M18 threaded barrel, plastic, red LED, diffuse, 1 m, PNP, Light-ON/Dark-ON, inverted logic, 2 m cable
E3FA-DP14 2M | 19710 | 381320 | Photoelectric sensor, M18 threaded barrel, plastic, infrared LED, diffuse, 100 mm, PNP, Light-ON/Dark-ON, 2 m cable
E3FA-DP14-F2 2M | 19710 | 382773 | Photoelectric sensor, M18 threaded barrel, plastic, infrared LED, diffuse, 100 mm, PNP, Light-ON/Dark-ON, inverted logic, 2 m cable
E3FA-DP15 2M | 20710 | 381324 | Photoelectric sensor, M18 threaded barrel, plastic, infrared LED, diffuse, 300 mm, PNP, Light-ON/Dark-ON, 2 m cable
E3FA-DP15-F2 2M | 20710 | 382774 | Photoelectric sensor, M18 threaded barrel, plastic, infrared LED, diffuse, 300 mm, PNP, Light-ON/Dark-ON, inverted logic, 2 m cable
E3FA-DP16 2M | 21740 | 381328 | Photoelectric sensor, M18 threaded barrel, plastic, infrared LED, diffuse, 1 m, PNP, Light-ON/Dark-ON, 2 m cable
E3FA-DP16-F2 2M | 21740 | 382775 | Photoelectric sensor, M18 threaded barrel, plastic, infrared LED, diffuse, 1 m, PNP, Light-ON/Dark-ON, inverted logic, 2 m cable
E3FA-DP21 | 20320 | 378882 | Photoelectric sensor, M18 threaded barrel, plastic, red LED, diffuse, 100 mm, PNP, Light-ON/Dark-ON, M12 connector
E3FA-DP22 | 21350 | 378883 | Photoelectric sensor, M18 threaded barrel, plastic, red LED, diffuse, 300 mm, PNP, Light-ON/Dark-ON, M12 connector
E3FA-DP23 | 22360 | 378884 | Photoelectric sensor, M18 threaded barrel, plastic, red LED, diffuse, 1 m, PNP, Light-ON/Dark-ON, M12 connector
E3FA-DP24 | 19710 | 381321 | Photoelectric sensor, M18 threaded barrel, plastic, infrared LED, diffuse, 100 mm, PNP, Light-ON/Dark-ON, M12 connector
E3FA-DP24-E016 | 21270 | 659020 | Photoelectric sensor, M18 threaded barrel, plastic, infrared LED, diffuse, fixed 150 mm, PNP, Light-ON/Dark-ON, M12 connector
E3FA-DP24-F2 | 19710 | 382777 | Photoelectric sensor, M18 threaded barrel, plastic, infrared LED, diffuse, 100 mm, PNP, Light-ON/Dark-ON, inverted logic, M12 connector
E3FA-DP25 | 20710 | 381325 | Photoelectric sensor, M18 threaded barrel, plastic, infrared LED, diffuse, 300 mm, PNP, Light-ON/Dark-ON, M12 connector
E3FA-DP25-1 | 20330 | 409501 | Photoelectric sensor, M18 threaded barrel, plastic, infrared LED, diffuse, 300 mm, low hysteresis, PNP, Light-ON/Dark-ON, M12 connector
E3FA-DP25-F2 | 20710 | 382778 | Photoelectric sensor, M18 threaded barrel, plastic, infrared LED, diffuse, 300 mm, PNP, Light-ON/Dark-ON, inverted logic, M12 connector
E3FA-DP26 | 21740 | 381329 | Photoelectric sensor, M18 threaded barrel, plastic, infrared LED, diffuse, 1 m, PNP, Light-ON/Dark-ON, M12 connector
E3FA-DP26-F2 | 21740 | 382779 | Photoelectric sensor, M18 threaded barrel, plastic, infrared LED, diffuse, 1 m, PNP, Light-ON/Dark-ON, inverted logic, M12 connector
E3FA-LN11 2M | 22880 | 378855 | Photoelectric sensor, M18 threaded barrel, plastic, red LED, background suppression, 100 mm, NPN, Light-ON/Dark-ON, 2 m cable
E3FA-LN12 2M | 22880 | 378856 | Photoelectric sensor, M18 threaded barrel, plastic, red LED, background suppression, 200 mm, NPN, Light-ON/Dark-ON, 2 m cable
E3FA-LN21 | 22880 | 378865 | Photoelectric sensor, M18 threaded barrel, plastic, red LED, background suppression, 100 mm, NPN, Light-ON/Dark-ON, M12 connector
E3FA-LN22 | 22880 | 378866 | Photoelectric sensor, M18 threaded barrel, plastic, red LED, background suppression, 200 mm, NPN, Light-ON/Dark-ON, M12 connector
E3FA-LP11 2M | 22880 | 378875 | Photoelectric sensor, M18 threaded barrel, plastic, red LED, background suppression, 100 mm, PNP, Light-ON/Dark-ON, 2 m cable
E3FA-LP11-E007 2M | 24980 | 659021 | Photoelectric sensor, M18 threaded barrel, plastic, infrared LED, background suppression, 100 mm, PNP, Light-ON/Dark-ON, 2 m cable
E3FA-LP11-F2 2M | 22230 | 382776 | Photoelectric sensor, M18 threaded barrel, plastic, red LED, background suppression, 100 mm, PNP, Light-ON/Dark-ON, inverted logic, 2 m cable
E3FA-LP12 2M | 22880 | 378876 | Photoelectric sensor, M18 threaded barrel, plastic, red LED, background suppression, 200 mm, PNP, Light-ON/Dark-ON, 2 m cable
E3FA-LP12-E014 2M | 23770 | 659590 | Photoelectric sensor, M18 threaded barrel, plastic, infrared LED, background suppression, 200 mm, PNP, Light-ON/Dark-ON, 2 m cable
E3FA-LP12-F2 2M | 22230 | 659602 | Photoelectric sensor, M18 threaded barrel, plastic, red LED, background suppression, 200 mm, PNP, Light-ON/Dark-ON, inverted logic, 2 m cable
E3FA-LP21 | 22880 | 378885 | Photoelectric sensor, M18 threaded barrel, plastic, red LED, background suppression, 100 mm, PNP, Light-ON/Dark-ON, M12 connector
E3FA-LP21-F2 | 22230 | 382780 | Photoelectric sensor, M18 threaded barrel, plastic, red LED, background suppression, 100 mm, PNP, Light-ON/Dark-ON, inverted logic, M12 connector
E3FA-LP22 | 22880 | 378886 | Photoelectric sensor, M18 threaded barrel, plastic, red LED, background suppression, 200 mm, PNP, Light-ON/Dark-ON, M12 connector
E3FA-LP22-F2 | 22880 | 659592 | Photoelectric sensor, M18 threaded barrel, plastic, red LED, background suppression, 200 mm, PNP, Light-ON/Dark-ON, inverted logic, M12 connector
E3FA-RN11 2M | 21350 | 378850 | Photoelectric sensor, M18 threaded barrel, plastic, red LED, retro-reflective, 4 m, NPN, Light-ON/Dark-ON, 2 m cable
E3FA-RN11 5M | 22990 | 419142 | Photoelectric sensor, M18 threaded barrel, plastic, red LED, retro-reflective, 4 m, NPN, Light-ON/Dark-ON, 5 m cable
E3FA-RN11-E010 2M | 22450 | 659596 | Photoelectric sensor, M18 threaded barrel, plastic, red LED, retro-reflective, without MSR function, 4 m, NPN, Light-ON/Dark-ON, 2 m cable
E3FA-RN12 2M | 22360 | 378851 | Photoelectric sensor, M18 threaded barrel, plastic, red LED, coaxial retro-reflective, 500 mm, NPN, Light-ON/Dark-ON, 2 m cable
E3FA-RN21 | 21350 | 378860 | Photoelectric sensor, M18 threaded barrel, plastic, red LED, retro-reflective, 4 m, NPN, Light-ON/Dark-ON, M12 connector
E3FA-RN22 | 22360 | 378861 | Photoelectric sensor, M18 threaded barrel, plastic, red LED, coaxial retro-reflective, 500 mm, NPN, Light-ON/Dark-ON, M12 connector
E3FA-RP11 2M | 21350 | 378870 | Photoelectric sensor, M18 threaded barrel, plastic, red LED, retro-reflective, 4 m, PNP, Light-ON/Dark-ON, 2 m cable
E3FA-RP11 5M | 22990 | 419143 | Photoelectric sensor, M18 threaded barrel, plastic, red LED, retro-reflective, 4 m, PNP, Light-ON/Dark-ON, 5 m cable
E3FA-RP11-E006 2M | 23420 | 659023 | Photoelectric sensor, M18 threaded barrel, plastic, infrared LED, retro-reflective, 4 m, PNP, Light-ON/Dark-ON, 2 m cable
E3FA-RP11-F2 2M | 20330 | 659025 | Photoelectric sensor, M18 threaded barrel, plastic, red LED, retro-reflective, 4 m, PNP, Light-ON/Dark-ON, 2 m cable
E3FA-RP12 2M | 22360 | 378871 | Photoelectric sensor, M18 threaded barrel, plastic, red LED, coaxial retro-reflective, 500 mm, PNP, Light-ON/Dark-ON, 2 m cable
E3FA-RP21 | 21350 | 378880 | Photoelectric sensor, M18 threaded barrel, plastic, red LED, retro-reflective, 4 m, PNP, Light-ON/Dark-ON, M12 connector
E3FA-RP21-E019 | 22260 | 659018 | Photoelectric sensor, M18 threaded barrel, plastic, red LED, retro-reflective, fixed 4 m, PNP, Light-ON/Dark-ON, inverted logic, M12 connector
E3FA-RP21-F2 | 20710 | 659017 | Photoelectric sensor, M18 threaded barrel, plastic, red LED, retro-reflective, 4 m, PNP, Light-ON/Dark-ON, inverted logic, M12 connector
E3FA-RP22 | 22360 | 378881 | Photoelectric sensor, M18 threaded barrel, plastic, red LED, coaxial retro-reflective, 500 mm, PNP, Light-ON/Dark-ON, M12 connector
E3FA-TN11 2M | 27080 | 386962 | Photoelectric sensor, M18 threaded barrel, plastic, red LED, through-beam, 20 m, NPN, Light-ON/Dark-ON, 2 m cable
E3FA-TN11 5M | 29350 | 419144 | Photoelectric sensor, M18 threaded barrel, plastic, red LED, through-beam, 20 m, NPN, Light-ON/Dark-ON, 5 m cable
E3FA-TN11-D 2M | 17590 | 419145 | Photoelectric sensor, M18 threaded barrel, plastic, red LED, through-beam, receiver unit, 20 m, NPN, Light-ON/Dark-ON, 2 m cable
E3FA-TN11-D 5M | 19090 | 419146 | Photoelectric sensor, M18 threaded barrel, plastic, red LED, through-beam, receiver unit, 20 m, NPN, Light-ON/Dark-ON, 5 m cable
E3FA-TN11-L 2M | 12210 | 419147 | Photoelectric sensor, M18 threaded barrel, plastic, red LED, through-beam, emitter unit, 20 m, NPN, Light-ON/Dark-ON, 2 m cable
E3FA-TN11-L 5M | 13210 | 419148 | Photoelectric sensor, M18 threaded barrel, plastic, red LED, through-beam, emitter unit, 20 m, NPN, Light-ON/Dark-ON, 5 m cable
E3FA-TN12 2M | 26280 | 381314 | Photoelectric sensor, M18 threaded barrel, plastic, infrared LED, through-beam, 15 m, NPN, Light-ON/Dark-ON, 2 m cable
E3FA-TN21 | 27070 | 404483 | Photoelectric sensor, M18 threaded barrel, plastic, red LED, through-beam, 20 m, NPN, Light-ON/Dark-ON, M12 connector
E3FA-TN21-D | 17590 | 419149 | Photoelectric sensor, M18 threaded barrel, plastic, red LED, through-beam, receiver unit, 20 m, NPN, Light-ON/Dark-ON, M12 connector
E3FA-TN21-L | 12210 | 419150 | Photoelectric sensor, M18 threaded barrel, plastic, red LED, through-beam, emitter unit, 20 m, NPN, Light-ON/Dark-ON, M12 connector
E3FA-TN22 | 26280 | 381315 | Photoelectric sensor, M18 threaded barrel, plastic, infrared LED, through-beam, 15 m, NPN, Light-ON/Dark-ON, M12 connector
E3FA-TP11 10M | 33780 | 416700 | Photoelectric sensor, M18 threaded barrel, plastic, red LED, through-beam, 20 m, PNP, Light-ON/Dark-ON, 10 m cable
E3FA-TP11 2M | 27070 | 404484 | Photoelectric sensor, M18 threaded barrel, plastic, red LED, through-beam, 20 m, PNP, Light-ON/Dark-ON, 2 m cable
E3FA-TP11 5M | 30210 | 416701 | Photoelectric sensor, M18 threaded barrel, plastic, red LED, through-beam, 20 m, PNP, Light-ON/Dark-ON, 5 m cable
E3FA-TP11-D 2M | 17590 | 419151 | Photoelectric sensor, M18 threaded barrel, plastic, red LED, through-beam, receiver unit, 20 m, PNP, Light-ON/Dark-ON, 2 m cable
E3FA-TP11-L 2M | 12210 | 419152 | Photoelectric sensor, M18 threaded barrel, plastic, red LED, through-beam, emitter unit, 20 m, PNP, Light-ON/Dark-ON, 2 m cable
E3FA-TP12 2M | 26280 | 381316 | Photoelectric sensor, M18 threaded barrel, plastic, infrared LED, through-beam, 15 m, PNP, Light-ON/Dark-ON, 2 m cable
E3FA-TP21 | 27070 | 404485 | Photoelectric sensor, M18 threaded barrel, plastic, red LED, through-beam, 20 m, PNP, Light-ON/Dark-ON, M12 connector
E3FA-TP21-D | 17610 | 415553 | Photoelectric sensor, M18 threaded barrel, plastic, red LED, through-beam, receiver unit, 20 m, PNP, Light-ON/Dark-ON, M12 connector
E3FA-TP21-E011 | 26280 | 382535 | Photoelectric sensor, M18 threaded barrel, plastic, red LED, through-beam, 20 m, PNP, Light-ON fixed, M12 connector
E3FA-TP21-F2 | 25750 | 659591 | Photoelectric sensor, M18 threaded barrel, plastic, red LED, through-beam, 20 m, PNP, Light-ON/Dark-ON, inverted logic, M12 connector
E3FA-TP21-L | 12140 | 415552 | Photoelectric sensor, M18 threaded barrel, plastic, red LED, through-beam, emitter unit, 20 m, PNP, Light-ON/Dark-ON, M12 connector
E3FA-TP22 | 26280 | 381317 | Photoelectric sensor, M18 threaded barrel, plastic, infrared LED, through-beam, 15 m, PNP, Light-ON/Dark-ON, M12 connector
E3FA-VN11 2M | 23910 | 378857 | Photoelectric sensor, M18 threaded barrel, plastic, red LED, limited-reflective, 10 - 50 mm, NPN, Light-ON/Dark-ON, 2 m cable
E3FA-VN21 | 23910 | 378867 | Photoelectric sensor, M18 threaded barrel, plastic, red LED, limited-reflective, 10 - 50 mm, NPN, Light-ON/Dark-ON, M12 connector
E3FA-VP11 2M | 23910 | 378877 | Photoelectric sensor, M18 threaded barrel, plastic, red LED, limited-reflective, 10 - 50 mm, PNP, Light-ON/Dark-ON, 2 m cable
E3FA-VP21 | 23910 | 378887 | Photoelectric sensor, M18 threaded barrel, plastic, red LED, limited-reflective, 10 - 50 mm, PNP, Light-ON/Dark-ON, M12 connector
E3FB-BN11 2M | 27560 | 378899 | Photoelectric sensor, M18 threaded barrel, metal, red LED, retro-reflective, transparent object, 500 mm, NPN, Light-ON/Dark-ON, 2 m cable
E3FB-BN12 2M | 27560 | 378900 | Photoelectric sensor, M18 threaded barrel, metal, red LED, retro-reflective, transparent object, 2 m, NPN, Light-ON/Dark-ON, 2 m cable
E3FB-BN21 | 27560 | 378910 | Photoelectric sensor, M18 threaded barrel, metal, red LED, retro-reflective, transparent object, 500 mm, NPN, Light-ON/Dark-ON, M12 connector
E3FB-BN22 | 27560 | 378911 | Photoelectric sensor, M18 threaded barrel, metal, red LED, retro-reflective, transparent object, 2 m, NPN, Light-ON/Dark-ON, M12 connector
E3FB-BP11 2M | 27560 | 378921 | Photoelectric sensor, M18 threaded barrel, metal, red LED, retro-reflective, transparent object, 500 mm, PNP, Light-ON/Dark-ON, 2 m cable
E3FB-BP12 2M | 27560 | 378922 | Photoelectric sensor, M18 threaded barrel, metal, red LED, retro-reflective, transparent object, 2 m, PNP, Light-ON/Dark-ON, 2 m cable
E3FB-BP21 | 27560 | 378932 | Photoelectric sensor, M18 threaded barrel, metal, red LED, retro-reflective, transparent object, 500 mm, PNP, Light-ON/Dark-ON, M12 connector
E3FB-BP22 | 27560 | 378933 | Photoelectric sensor, M18 threaded barrel, metal, red LED, retro-reflective, transparent object, 2 m, PNP, Light-ON/Dark-ON, M12 connector
E3FB-DN11 2M | 22870 | 378893 | Photoelectric sensor, M18 threaded barrel, metal, red LED, diffuse, 100 mm, NPN, Light-ON/Dark-ON, 2 m cable
E3FB-DN12 2M | 23910 | 378894 | Photoelectric sensor, M18 threaded barrel, metal, red LED, diffuse, 300 mm, NPN, Light-ON/Dark-ON, 2 m cable
E3FB-DN13 2M | 24970 | 378895 | Photoelectric sensor, M18 threaded barrel, metal, red LED, diffuse, 1 m, NPN, Light-ON/Dark-ON, 2 m cable
E3FB-DN21 | 22870 | 378904 | Photoelectric sensor, M18 threaded barrel, metal, red LED, diffuse, 100 mm, NPN, Light-ON/Dark-ON, M12 connector
E3FB-DN22 | 23910 | 378905 | Photoelectric sensor, M18 threaded barrel, metal, red LED, diffuse, 300 mm, NPN, Light-ON/Dark-ON, M12 connector
E3FB-DN23 | 24970 | 378906 | Photoelectric sensor, M18 threaded barrel, metal, red LED, diffuse, 1 m, NPN, Light-ON/Dark-ON, M12 connector
E3FB-DP11 2M | 22870 | 378915 | Photoelectric sensor, M18 threaded barrel, metal, red LED, diffuse, 100 mm, PNP, Light-ON/Dark-ON, 2 m cable
E3FB-DP11-F2 2M | 22230 | 659597 | Photoelectric sensor, M18 threaded barrel, metal, red LED, diffuse, 100 mm, PNP, Light-ON/Dark-ON, inverted logic, 2 m cable
E3FB-DP12 2M | 23910 | 378916 | Photoelectric sensor, M18 threaded barrel, metal, red LED, diffuse, 300 mm, PNP, Light-ON/Dark-ON, 2 m cable
E3FB-DP12-F2 2M | 23230 | 659593 | Photoelectric sensor, M18 threaded barrel, metal, red LED, diffuse, 300 mm, PNP, Light-ON/Dark-ON, inverted logic, 2 m cable
E3FB-DP13 2M | 24970 | 378917 | Photoelectric sensor, M18 threaded barrel, metal, red LED, diffuse, 1 m, PNP, Light-ON/Dark-ON, 2 m cable
E3FB-DP21 | 22870 | 378926 | Photoelectric sensor, M18 threaded barrel, metal, red LED, diffuse, 100 mm, PNP, Light-ON/Dark-ON, M12 connector
E3FB-DP21-F2 | 22230 | 659600 | Photoelectric sensor, M18 threaded barrel, metal, red LED, diffuse, 100 mm, PNP, Light-ON/Dark-ON, inverted logic, M12 connector
E3FB-DP22 | 23910 | 378927 | Photoelectric sensor, M18 threaded barrel, metal, red LED, diffuse, 300 mm, PNP, Light-ON/Dark-ON, M12 connector
E3FB-DP23 | 24970 | 378928 | Photoelectric sensor, M18 threaded barrel, metal, red LED, diffuse, 1 m, PNP, Light-ON/Dark-ON, M12 connector
E3FB-DP24-F2 | 22230 | 659599 | Photoelectric sensor, M18 threaded barrel, metal, infrared LED, diffuse, 100mm, PNP, Light-ON/Dark-ON, inverted logic, M12 connector
E3FB-DP25-F2 | 23230 | 387806 | Photoelectric sensor, M18 threaded barrel, metal, infrared LED, diffuse, 300mm, PNP, Light-ON/Dark-ON, inverted logic, M12 connector
E3FB-DP26-F2 | 24360 | 659014 | Photoelectric sensor, M18 threaded barrel, metal, infrared LED, diffuse, 1 m, PNP, Light-ON/Dark-ON, inverted logic, M12 connector
E3FB-LN11 2M | 25490 | 378896 | Photoelectric sensor, M18 threaded barrel, metal, red LED, background suppression, 100 mm, NPN, Light-ON/Dark-ON, 2 m cable
E3FB-LN12 2M | 25490 | 378897 | Photoelectric sensor, M18 threaded barrel, metal, red LED, background suppression, 200 mm, NPN, Light-ON/Dark-ON, 2 m cable
E3FB-LN21 | 25490 | 378907 | Photoelectric sensor, M18 threaded barrel, metal, red LED, background suppression, 100 mm, NPN, Light-ON/Dark-ON, M12 connector
E3FB-LN22 | 25490 | 378908 | Photoelectric sensor, M18 threaded barrel, metal, red LED, background suppression, 200 mm, NPN, Light-ON/Dark-ON, M12 connector
E3FB-LP11 2M | 25490 | 378918 | Photoelectric sensor, M18 threaded barrel, metal, red LED, background suppression, 100 mm, PNP, Light-ON/Dark-ON, 2 m cable
E3FB-LP12 2M | 25490 | 378919 | Photoelectric sensor, M18 threaded barrel, metal, red LED, background suppression, 200 mm, PNP, Light-ON/Dark-ON, 2 m cable
E3FB-LP21 | 25490 | 378929 | Photoelectric sensor, M18 threaded barrel, metal, red LED, background suppression, 100 mm, PNP, Light-ON/Dark-ON, M12 connector
E3FB-LP21-F2 | 24750 | 659015 | Photoelectric sensor, M18 threaded barrel, metal, red LED, background suppression, 100 mm, PNP, Light-ON/Dark-ON, inverted logic, M12 connector
E3FB-LP22 | 25490 | 378930 | Photoelectric sensor, M18 threaded barrel, metal, red LED, background suppression, 200 mm, PNP, Light-ON/Dark-ON, M12 connector
E3FB-LP22-51 | 24980 | 667867 | Photoelectric sensor, M18 threaded barrel, metal, infrared LED, background suppression, 200 mm, PNP, Light-ON/Dark-ON, inverted logic, M12 connector
E3FB-LP22-F2 | 25490 | 659594 | Photoelectric sensor, M18 threaded barrel, metal, red LED, background suppression, 200 mm, PNP, Light-ON/Dark-ON, inverted logic, M12 connector
E3FB-RN11 2M | 23910 | 378891 | Photoelectric sensor, M18 threaded barrel, metal, red LED, retro-reflective, 4 m, NPN, Light-ON/Dark-ON, 2 m cable
E3FB-RN12 2M | 24970 | 378892 | Photoelectric sensor, M18 threaded barrel, metal, red LED, coaxial retro-reflective, 500 mm, NPN, Light-ON/Dark-ON, 2 m cable
E3FB-RN21 | 23910 | 378902 | Photoelectric sensor, M18 threaded barrel, metal, red LED, retro-reflective, 4 m, NPN, Light-ON/Dark-ON, M12 connector
E3FB-RN22 | 24970 | 378903 | Photoelectric sensor, M18 threaded barrel, metal, red LED, coaxial retro-reflective, 500 mm, NPN, Light-ON/Dark-ON, M12 connector
E3FB-RP11 2M | 23910 | 378913 | Photoelectric sensor, M18 threaded barrel, metal, red LED, retro-reflective, 4 m, PNP, Light-ON/Dark-ON, 2 m cable
E3FB-RP11 5M | 24770 | 419153 | Photoelectric sensor, M18 threaded barrel, metal, red LED, retro-reflective, 4 m, PNP, Light-ON/Dark-ON, 5 m cable
E3FB-RP12 2M | 24970 | 378914 | Photoelectric sensor, M18 threaded barrel, metal, red LED, coaxial retro-reflective, 500 mm, PNP, Light-ON/Dark-ON, 2 m cable
E3FB-RP21 | 23910 | 378924 | Photoelectric sensor, M18 threaded barrel, metal, red LED, retro-reflective, 4 m, PNP, Light-ON/Dark-ON, M12 connector
E3FB-RP21-E018 | 27320 | 391994 | Photoelectric sensor, M18 threaded barrel, metal, red LED, retro-reflective, 4 m, PNP, Light-ON/Dark-ON, M12 connector : E39-R1S reflector included
E3FB-RP21-F2 | 23230 | 659019 | Photoelectric sensor, M18 threaded barrel, metal, red LED, retro-reflective, 4 m, PNP, Light-ON/Dark-ON, inverted logic, M12 connector
E3FB-RP22 | 24970 | 378925 | Photoelectric sensor, M18 threaded barrel, metal, red LED, coaxial retro-reflective, 500 mm, PNP, Light-ON/Dark-ON, M12 connector
E3FB-TN11 2M | 31710 | 378890 | Photoelectric sensor, M18 threaded barrel, metal, red LED, through-beam, 20 m, NPN, Light-ON/Dark-ON, 2 m cable
E3FB-TN21 | 31710 | 378901 | Photoelectric sensor, M18 threaded barrel, metal, red LED, through-beam, 20 m, NPN, Light-ON/Dark-ON, M12 connector
E3FB-TP11 2M | 31710 | 378912 | Photoelectric sensor, M18 threaded barrel, metal, red LED, through-beam, 20 m, PNP, Light-ON/Dark-ON, 2 m cable
E3FB-TP21 | 31710 | 378923 | Photoelectric sensor, M18 threaded barrel, metal, red LED, through-beam, 20 m, PNP, Light-ON/Dark-ON, M12 connector
E3FB-TP21-D | 19980 | 415550 | Photoelectric sensor, M18 threaded barrel, metal, red LED, through-beam, receiver unit, 20 m, PNP, Light-ON/Dark-ON, M12 connector
E3FB-TP21-F2 | 30210 | 659595 | Photoelectric sensor, M18 threaded barrel, metal, red LED, through-beam, 20 m, PNP, Light-ON/Dark-ON, inverted logic, M12 connector
E3FB-TP21-L | 13840 | 415551 | Photoelectric sensor, M18 threaded barrel, metal, red LED, through-beam, emitter unit, 20 m, PNP, Light-ON/Dark-ON, M12 connector
E3FB-VN11 2M | 26530 | 378898 | Photoelectric sensor, M18 threaded barrel, metal, red LED, limited-reflective, 10 - 50 mm, NPN, Light-ON/Dark-ON, 2 m cable
E3FB-VN21 | 26530 | 378909 | Photoelectric sensor, M18 threaded barrel, metal, red LED, limited-reflective, 10 - 50 mm, NPN, Light-ON/Dark-ON, M12 connector
E3FB-VP11 2M | 26530 | 378920 | Photoelectric sensor, M18 threaded barrel, metal, red LED, limited-reflective, 10 - 50 mm, PNP, Light-ON/Dark-ON, 2 m cable
E3FB-VP21 | 26530 | 378931 | Photoelectric sensor, M18 threaded barrel, metal, red LED, limited-reflective, 10 - 50 mm, PNP, Light-ON/Dark-ON, M12 connector
E3FC-BN11 2M | 33160 | 670300 | Photoelectric sensor, M18 threaded barrel, stainless steel, red LED, retro-reflective, transparent object, 500 mm, NPN, Light-ON/Dark-ON, 2 m cable
E3FC-BN21 | 33160 | 670301 | Photoelectric sensor, M18 threaded barrel, stainless steel, red LED, retro-reflective, transparent object, 500 mm, NPN, Light-ON/Dark-ON, M12 connector
E3FC-BP11 2M | 33160 | 659444 | Photoelectric sensor, M18 threaded barrel, stainless steel, red LED, retro-reflective, transparent object, 500 mm, PNP, Light-ON/Dark-ON, 2 m cable
E3FC-BP21 2M | 33160 | 659450 | Photoelectric sensor, M18 threaded barrel, stainless steel, red LED, retro-reflective, transparent object, 500 mm, PNP, Light-ON/Dark-ON, M12 connector
E3FC-DN12 2M | 29500 | 659451 | Photoelectric sensor, M18 threaded barrel, stainless steel, red LED, diffuse, 300 mm, NPN, Light-ON/Dark-ON, 2 m cable
E3FC-DN13 2M | 30580 | 659438 | Photoelectric sensor, M18 threaded barrel, stainless steel, red LED, diffuse, 1 m, NPN, Light-ON/Dark-ON, 2 m cable
E3FC-DN15 2M | 29500 | 659458 | Photoelectric sensor, M18 threaded barrel, stainless steel, infrared LED, diffuse, 300 mm, NPN, Light-ON/Dark-ON, 2 m cable
E3FC-DN16 2M | 30580 | 659432 | Photoelectric sensor, M18 threaded barrel, stainless steel, infrared LED, diffuse, 1 m, NPN, Light-ON/Dark-ON, 2 m cable
E3FC-DN22 | 29500 | 659435 | Photoelectric sensor, M18 threaded barrel, stainless steel, red LED, diffuse, 300 mm, NPN, Light-ON/Dark-ON, M12 connector
E3FC-DN23 | 30580 | 659422 | Photoelectric sensor, M18 threaded barrel, stainless steel, red LED, diffuse, 1 m, NPN, Light-ON/Dark-ON, M12 connector
E3FC-DN25 | 29500 | 659441 | Photoelectric sensor, M18 threaded barrel, stainless steel, infrared LED, diffuse, 300 mm, NPN, Light-ON/Dark-ON, M12 connector
E3FC-DN26 | 30580 | 659431 | Photoelectric sensor, M18 threaded barrel, stainless steel, infrared LED, diffuse, 1 m, NPN, Light-ON/Dark-ON, M12 connector
E3FC-DP12 2M | 29500 | 659430 | Photoelectric sensor, M18 threaded barrel, stainless steel, red LED, diffuse, 300 mm, PNP, Light-ON/Dark-ON, 2 m cable
E3FC-DP13 2M | 30580 | 659436 | Photoelectric sensor, M18 threaded barrel, stainless steel, red LED, diffuse, 1 m, PNP, Light-ON/Dark-ON, 2 m cable
E3FC-DP13 5M | 32090 | 659437 | Photoelectric sensor, M18 threaded barrel, stainless steel, red LED, diffuse, 1 m, PNP, Light-ON/Dark-ON, 5 m cable
E3FC-DP15 2M | 29500 | 659429 | Photoelectric sensor, M18 threaded barrel, stainless steel, infrared LED, diffuse, 300 mm, PNP, Light-ON/Dark-ON, 2 m cable
E3FC-DP16 2M | 30580 | 659449 | Photoelectric sensor, M18 threaded barrel, stainless steel, infrared LED, diffuse, 1 m, PNP, Light-ON/Dark-ON, 2 m cable
E3FC-DP22 | 29500 | 659445 | Photoelectric sensor, M18 threaded barrel, stainless steel, red LED, diffuse, 300 mm, PNP, Light-ON/Dark-ON, M12 connector
E3FC-DP23 | 30580 | 659439 | Photoelectric sensor, M18 threaded barrel, stainless steel, red LED, diffuse, 1 m, PNP, Light-ON/Dark-ON, M12 connector
E3FC-DP25 | 29500 | 659448 | Photoelectric sensor, M18 threaded barrel, stainless steel, infrared LED, diffuse, 300 mm, PNP, Light-ON/Dark-ON, M12 connector
E3FC-DP25-F2 | 28900 | 659461 | Photoelectric sensor, M18 threaded barrel, stainless steel, infrared LED, diffuse, 300 mm, PNP, Light-ON/Dark-ON, inverted logic, M12 connector
E3FC-DP26 | 30580 | 659462 | Photoelectric sensor, M18 threaded barrel, stainless steel, infrared LED, diffuse, 1 m, PNP, Light-ON/Dark-ON, M12 connector
E3FC-LN11 2M | 30320 | 659456 | Photoelectric sensor, M18 threaded barrel, stainless steel, red LED, background suppression, 100 mm, NPN, Light-ON/Dark-ON, 2 m cable
E3FC-LN12 2M | 30320 | 659460 | Photoelectric sensor, M18 threaded barrel, stainless steel, red LED, background suppression, 200 mm, NPN, Light-ON/Dark-ON, 2 m cable
E3FC-LN21 | 31110 | 659447 | Photoelectric sensor, M18 threaded barrel, stainless steel, red LED, background suppression, 100 mm, NPN, Light-ON/Dark-ON, M12 connector
E3FC-LN22 | 31110 | 659459 | Photoelectric sensor, M18 threaded barrel, stainless steel, red LED, background suppression, 200 mm, NPN, Light-ON/Dark-ON, M12 connector
E3FC-LP11 2M | 31110 | 659428 | Photoelectric sensor, M18 threaded barrel, stainless steel, red LED, background suppression, 100 mm, PNP, Light-ON/Dark-ON, 2 m cable
E3FC-LP11 5M | 31110 | 659440 | Photoelectric sensor, M18 threaded barrel, stainless steel, red LED, background suppression, 100 mm, PNP, Light-ON/Dark-ON, 5 m cable
E3FC-LP12 2M | 31110 | 659424 | Photoelectric sensor, M18 threaded barrel, stainless steel, red LED, background suppression, 200 mm, PNP, Light-ON/Dark-ON, 2 m cable
E3FC-LP12-E020 | 32600 | 659442 | Photoelectric sensor, M18 threaded barrel, stainless steel, infrared LED, background suppression, 200 mm, PNP, Light-ON/Dark-ON, 5 m cable
E3FC-LP21 | 31110 | 659426 | Photoelectric sensor, M18 threaded barrel, stainless steel, red LED, background suppression, 100 mm, PNP, Light-ON/Dark-ON, M12 connector
E3FC-LP22 | 31110 | 659454 | Photoelectric sensor, M18 threaded barrel, stainless steel, red LED, background suppression, 200 mm, PNP, Light-ON/Dark-ON, M12 connector
E3FC-RN11 2M | 29500 | 659427 | Photoelectric sensor, M18 threaded barrel, stainless steel, red LED, retro-reflective, 4 m, NPN, Light-ON/Dark-ON, 2 m cable
E3FC-RN21 | 29500 | 659425 | Photoelectric sensor, M18 threaded barrel, stainless steel, red LED, retro-reflective, 4 m, NPN, Light-ON/Dark-ON, M12 connector
E3FC-RP11 2M | 29500 | 659446 | Photoelectric sensor, M18 threaded barrel, stainless steel, red LED, retro-reflective, 4 m, PNP, Light-ON/Dark-ON, 2 m cable
E3FC-RP11 5M | 31030 | 659453 | Photoelectric sensor, M18 threaded barrel, stainless steel, red LED, retro-reflective, 4 m, PNP, Light-ON/Dark-ON, 5 m cable
E3FC-RP21 | 29500 | 659455 | Photoelectric sensor, M18 threaded barrel, stainless steel, red LED, retro-reflective, 4 m, PNP, Light-ON/Dark-ON, M12 connector
E3FC-TN11 2M | 42880 | 659457 | Photoelectric sensor, M18 threaded barrel, stainless steel, red LED, through-beam, 20 m, NPN, Light-ON/Dark-ON, 2 m cable
E3FC-TN21 | 42880 | 659452 | Photoelectric sensor, M18 threaded barrel, stainless steel, red LED, through-beam, 20 m, NPN, Light-ON/Dark-ON, M12 connector
E3FC-TP11 2M | 42880 | 659443 | Photoelectric sensor, M18 threaded barrel, stainless steel, red LED, through-beam, 20 m, PNP, Light-ON/Dark-ON, 2 m cable
E3FC-TP11 5M | 45970 | 659423 | Photoelectric sensor, M18 threaded barrel, stainless steel, red LED, through-beam, 20 m, PNP, Light-ON/Dark-ON, 5 m cable
E3FC-TP11-E022 | 53600 | 659434 | Photoelectric sensor, M18 threaded barrel, stainless steel, red LED, through-beam, 20 m, PNP, Light-ON/Dark-ON, 10 m PUR cable
E3FC-TP21 | 42880 | 659433 | Photoelectric sensor, M18 threaded barrel, stainless steel, red LED, through-beam, 20 m, PNP, Light-ON/Dark-ON, M12 connector
E3H2-DS10B4M 2M | 25110 | 323686 | Photoelectric sensor M12 brass housing, diffuse, 100mm fixed, PNP, 2m cable
E3H2-DS10B4M-M1 | 25110 | 323687 | Photoelectric sensor M12 brass housing, diffuse, 100mm fixed, PNP, Photoelectric sensor M12 4-pin connection
E3H2-DS10C4M 2M | 25110 | 323688 | Photoelectric sensor M12 brass housing, diffuse 100mm fixed, NPN, 2m cable
E3H2-DS10C4M-M1 | 25110 | 323689 | Photoelectric sensor M12 brass housing, diffuse 100mm fixed, NPN, Photoelectric sensor M12 4-pin connection
E3H2-DS30B4M 2M | 40610 | 323682 | Photoelectric sensor M12 brass housing, diffuse, 300mm teachable, PNP, 2m cable
E3H2-DS30B4M-M1 | 27560 | 323683 | Photoelectric sensor M12 brass housing, diffuse, 300mm teachable, PNP, Photoelectric sensor M12 4-pin connection
E3H2-DS30C4M 2M | 27560 | 323684 | Photoelectric sensor M12 brass housing, diffuse 300mm teachable, NPN, 2m cable
E3H2-DS30C4M-M1 | 27560 | 323685 | Photoelectric sensor M12 brass housing, diffuse 300mm teachable, NPN, Photoelectric sensor M12 4-pin connection
E3H2-R2B4M 2M | 30000 | 323678 | Photoelectric sensor M12 brass housing, retro-reflective with M.S.R., 2m teachable, PNP, 2m cable
E3H2-R2B4M-M1 | 30000 | 323679 | Photoelectric sensor M12 brass housing, retro-reflective with M.S.R., 2m teachable, PNP, Photoelectric sensor M12 4-pin connection
E3H2-R2C4M 2M | 30000 | 323680 | Photoelectric sensor M12 brass housing, retro-reflective with M.S.R. 2m teachable, NPN, 2m cable
E3H2-R2C4M-M1 | 30000 | 323681 | Photoelectric sensor M12 brass housing, retro-reflective with M.S.R. 2 m teachable, NPN, Photoelectric sensor M12 4-pin connection
E3H2-T2B1S 2M | 56300 | 323691 | M8 SUS housing, through-beam, 2m, light-on, PNP, 2m cable
E3H2-T2B1S-M5 | 59550 | 323693 | M8 SUS housing, through-beam, 2m, light-on, PNP, M8 3-pin connector
E3H2-T2B2S 2M | 56300 | 323690 | M8 SUS housing, through-beam, 2m, dark-on, PNP, 2m cable
E3H2-T2B2S-M5 | 59550 | 323692 | M8 SUS housing, through-beam, 2m, dark-on, PNP, M8 3-pin connector
E3H2-T2C1S 2M | 57050 | 323695 | M8 SUS housing, through-beam 2 m, light-on, NPN, 2 m cable
E3H2-T2C2S 2M | 57050 | 323694 | M8 SUS housing, through-beam 2m, dark-on, NPN, 2m cable
E3H2-T4B4M 2M | 41530 | 323674 | Photoelectric sensor M12 brass housing, through-beam, 4m adjustable, PNP, 2m cable
E3H2-T4B4M-M1 | 48610 | 323675 | Photoelectric sensor M12 brass housing, through-beam, 4m adjustable, PNP, Photoelectric sensor M12 4-pin connection
E3H2-T4C4M 2M | 41530 | 323676 | Photoelectric sensor M12 brass housing, through-beam 4m adjustable, NPN, 2m cable
E3H2-T4C4M-M1 | 41530 | 323677 | Photoelectric sensor M12 brass housing, through-beam 4m adjustable, NPN, Photoelectric sensor M12 4-pin connection
E3JK-DN11 2M | 29020 | 668837 | Photoelectric sensor, square body, red LED, diffuse, 2.5m, NPN, L-ON/D-ON selectable, 2m cable
E3JK-DN12 2M | 31720 | 668834 | Photoelectric sensor, square body, red LED, diffuse, 300mm, NPN, L-ON/D-ON selectable, 2m cable
E3JK-DN13 2M | 29020 | 669202 | Photoelectric sensor, square body, IR LED , diffuse, 2.5m, NPN, L-ON/D-ON selectable, 2m cable
E3JK-DN14 2M | 31720 | 669199 | Photoelectric sensor, square body, IR LED , diffuse, 300mm, NPN, L-ON/D-ON selectable, 2m cable
E3JK-DP11 2M | 29020 | 668839 | Photoelectric sensor, square body, red LED, diffuse, 2.5m, PNP, L-ON/D-ON selectable, 2m cable
E3JK-DP11-C 5M | 33100 | 400808 | Photoelectric sensor, square body, red LED, diffuse reflective, 2.5m, PNP, L-ON/D-ON selectable, 5m cable, E39-L40 bracket included
E3JK-DP12 2M | 31720 | 668840 | Photoelectric sensor, square body, red LED, diffuse, 300mm, PNP, L-ON/D-ON selectable, 2m cable
E3JK-DP13 2M | 29020 | 669198 | Photoelectric sensor, square body, IR LED , diffuse, 2.5m, PNP, L-ON/D-ON selectable, 2m cable
E3JK-DP14 2M | 31720 | 669195 | Photoelectric sensor, square body, IR LED , diffuse, 300mm, PNP, L-ON/D-ON selectable, 2m cable
E3JK-DR11 2M | 31720 | 668835 | Photoelectric sensor, square body, red LED, diffuse, 2.5m, AC/DC, relay, L-ON/D-ON selectable, 2m cable
E3JK-DR11 5M | 34130 | 668828 | Photoelectric sensor, square body, red LED, diffuse reflective, 2.5m, AC/DC, relay, L-ON/D-ON selectable, 5m cable
E3JK-DR12 2M | 34240 | 668843 | Photoelectric sensor, square body, red LED, diffuse, 300mm, AC/DC, relay, L-ON/D-ON selectable, 2m cable
E3JK-DR13 2M | 31720 | 669192 | Photoelectric sensor, square body, IR LED , diffuse, 2.5m, AC/DC, relay, L-ON/D-ON selectable, 2m cable
E3JK-DR13 5M | 34130 | 669194 | Photoelectric sensor, square body, IR LED , diffuse, 2.5m, AC/DC, relay, L-ON/D-ON selectable, 5m cable
E3JK-DR14 2M | 34260 | 669197 | Photoelectric sensor, square body, IR LED , diffuse, 300mm, AC/DC, relay, L-ON/D-ON selectable, 2m cable
E3JK-RN11 2M | 31720 | 668832 | Photoelectric sensor, square body, red LED, retro-reflective, non-polarized, 7m, NPN, L-ON/D-ON selectable, 2m cable
E3JK-RN12 2M | 31720 | 668831 | Photoelectric sensor, square body, red LED, retro-reflective, polarized, 6m, NPN, L-ON/D-ON selectable, 2m cable
E3JK-RN13 2M | 31720 | 669193 | Photoelectric sensor, square body, IR LED , retro-reflective, non-polarized, 7m, NPN, L-ON/D-ON selectable, 2m cable
E3JK-RP11 2M | 31720 | 668833 | Photoelectric sensor, square body, red LED, retro-reflective, non-polarized, 7m, PNP, L-ON/D-ON selectable, 2m cable
E3JK-RP12 2M | 31720 | 668836 | Photoelectric sensor, square body, red LED, retro-reflective, polarized, 6m, PNP, L-ON/D-ON selectable, 2m cable
E3JK-RP13 2M | 31720 | 669204 | Photoelectric sensor, square body, IR LED , retro-reflective, non-polarized, 7m, PNP, L-ON/D-ON selectable, 2m cable
E3JK-RR11 2M | 34240 | 668844 | Photoelectric sensor, square body, red LED, retro-reflective, non-polarized, 7m, AC/DC, relay, L-ON/D-ON selectable, 2m cable
E3JK-RR12 2M | 34240 | 668829 | Photoelectric sensor, square body, red LED, retro-reflective, polarized, 6m, AC/DC, relay, L-ON/D-ON selectable, 2m cable
E3JK-RR12 5M | 36390 | 379009 | Photoelectric sensor, square body, red LED, retro-reflective (polarized), 6m, AC/DC, Relay, 5 m cable
E3JK-RR12-1 5M | 38640 | 406331 | Photoelectric sensor, square body, red LED, retro-reflective, polarized, 7m, AC/DC, relay, L-ON/D-ON selectable, 5m cable, E39-R1S reflector included
E3JK-RR13 2M | 34260 | 669200 | Photoelectric sensor, square body, IR LED , retro-reflective, non-polarized, 7m, AC/DC, relay, L-ON/D-ON selectable, 2m cable
E3JK-TN11 2M | 42170 | 668842 | Photoelectric sensor, square body, red LED, through-beam, 40m, NPN, L-ON/D-ON selectable, 2m cable
E3JK-TN13 2M | 41520 | 669191 | Photoelectric sensor, square body, IR LED , through-beam, 40m, NPN, L-ON/D-ON selectable, 2m cable
E3JK-TP11 2M | 42170 | 668830 | Photoelectric sensor, square body, red LED, through-beam, 40m, PNP, L-ON/D-ON selectable, 2m cable
E3JK-TP12 2M | 42190 | 687737 | Photoelectric sensor, square body, red LED, through-beam, 5 m, PNP, L-ON/D-ON selectable, 2 m cable
E3JK-TP13 2M | 42170 | 669201 | Photoelectric sensor, square body, IR LED , through-beam, 40m, PNP, L-ON/D-ON selectable, 2m cable
E3JK-TP14 2M | 42200 | 703656 | Photoelectric sensor, square body, infrared LED, through-beam, 5 m, PNP, L-ON/D-ON selectable, 2 m cable
E3JK-TR11 2M | 44840 | 668838 | Photoelectric sensor, square body, red LED, through-beam, 40m, AC/DC, relay, L-ON/D-ON selectable, 2m cable
E3JK-TR11 5M | 46560 | 668841 | Photoelectric sensor, square body, red LED, through-beam, 40 m, AC/DC, relay, L-ON/D-ON selectable, 5 m cable
E3JK-TR12 2M | 61950 | 688662 | Photoelectric sensor, square body, red LED, through-beam, 5 m, AC/DC, relay, L-ON/D-ON selectable, 2m cable
E3JK-TR13 2M | 44180 | 669196 | Photoelectric sensor, square body, IR LED , through-beam, 40m, AC/DC, relay, L-ON/D-ON selectable, 2m cable
E3JK-TR13 5M | 46570 | 669203 | Photoelectric sensor, square body, IR LED , through-beam, 40m, AC/DC, relay, L-ON/D-ON selectable, 5m cable
E3JK-TR14-C 2M | 43890 | 707300 | Photoelectric sensor, square body, IR LED , through-beam, 5 m range, AC/DC, relay, L-ON/D-ON selectable, 2 m cable, brackets included
E3JM-10M4-G-NN | 39660 | 680474 | Photoelectric sensor, square shape, through-beam, 10m, relay output, connector clamps, PG13.5
E3JM-10M4-NN | 69200 | 680483 | Photoelectric sensor, square shape, through-beam, 10m, relay output, connector clamps, PF1/2 conduit
E3JM-10M4T-G-NN | 74500 | 680478 | Photoelectric sensor, square shape, through-beam, 10m, timer function, relay output, connector clamps, PG13.5
E3JM-10M4T-NN | 63350 | 680476 | Photoelectric sensor, square shape, through-beam, 10m, timer function, relay output, connector clamps, PF1/2 conduit
E3JM-10R4-G-NN | 84000 | 680479 | Photoelectric sensor, square shape, through-beam, 10m, SSR output/plus common, connector clamps
E3JM-10R4T-G-NN | 93800 | 680475 | Photoelectric sensor, square shape, through-beam, 10m, timer function, SSR output/plus common, connector clamps
E3JM-10S4-G-NN | 84000 | 680480 | Photoelectric sensor, square shape, through-beam, 10m, SSR output/minus common, connector clamps
E3JM-10S4-NN | 69200 | 680477 | Photoelectric sensor, square shape, through-beam, 10m, SSR, connector clamps.
E3JM-10S4T-G-NN | 91900 | 680481 | Photoelectric sensor, square shape, through-beam, 10m, timer function, SSR output/minus common, connector clamps
E3JM-10S4T-NN | 79800 | 680484 | Photoelectric sensor, square shape, through-beam, 10m, SSR, timer function, connector clamps.
E3JM-DS70M4 | 53200 | 232869 | Photoelectric sensor, diffuse, 700 mm, AC/DC, relay
E3JM-DS70M4-G | 39660 | 232860 | Photoelectric sensor, diffuse, 700mm, AC/DC, relay
E3JM-DS70M4T | 58950 | 232870 | Photoelectric sensor, diffuse, 700mm, AC/DC, relay, timer 5s, conduit size PF1/2 (JP format)
E3JM-DS70M4T-G | 58950 | 232861 | Photoelectric sensor, diffuse, 700mm, AC/DC, relay, timer 5s, conduit size PG13.5
E3JM-DS70M4T-US | 60800 | 703461 | Photoelectric sensor, diffuse, 700 mm, AC/DC, relay, timer 5 s , conduit size 1/2-14NPT
E3JM-DS70R4-G | 71400 | 232895 | Photoelectric sensor,diffuse, 300 mm,AC/DC, Transistor output, PNP
E3JM-DS70R4T-G | 78100 | 232896 | Photoelectric sensor, square shape, diffuse, 700mm, timer function, SSR output/plus common, connector clamps
E3JM-DS70S4 | 70400 | 232878 | Photoelectric sensor, square shape, diffuse, 700 mm, SSR output/minus common, relay clamps, PF1/2 conduit
E3JM-DS70S4-G | 70400 | 232886 | Photoelectric sensor, square shape, diffuse, 700 mm, SSR output/minus common, relay clamps, PG13.5 conduit
E3JM-DS70S4T | 78100 | 232879 | Photo-electric sensor
E3JM-DS70S4T-G | 78100 | 232887 | Photoelectric sensor, square shape, diffuse, 700mm, timer function, SSR output/minus common, connector clamps, PG13.5 conduit
E3JM-R4M4 | 52250 | 232871 | Photoelectric sensor, retro-reflective, 4m, AC/DC, relay, conduit PF 1/2
E3JM-R4M4-G | 54650 | 232862 | Photoelectric sensor, retro-reflective, 4m, AC/DC, relay
E3JM-R4M4T | 58950 | 232872 | Light Barrier, Retroreflective Type With M.S.R. Function, Screw Terminal, Sensing Distance 4 m, Relay Output, With Timer Function
E3JM-R4M4T-G | 58950 | 232863 | Photoelectric sensor, retro-reflective, 4m, AC/DC, relay, timer 5s
E3JM-R4R4 | 70400 | 232901
E3JM-R4R4-G | 70400 | 232892 | Photoelectric sensor, polarized retro.reflective, 4m, AC/DC, transistor output PNP
E3JM-R4R4T-G | 78100 | 232897 | Photoelectric sensor, square shape, retro-reflective, 4m, timer function, SSR output/plus common, relay clamps
E3JM-R4R4T-G-33 | 78100 | 232904 | Photoelectric sensor, Polarized retroreflective, 4m, AC/DC, Transistor output PNP, timer
E3JM-R4S4 | 70400 | 232880 | Photoelectric sensor
E3JM-R4S4-G | 70400 | 232888 | Photoelectric sensor, square shape, retro-reflective, 4 m, SSR output/minus common, relay clamps
E3JM-R4S4T | 78100 | 232881 | Light Barrier, Retroreflective Type With M.S.R. Function, Screw Terminal, Sensing Distance 4 m, Solid-State Output, With Timer Function
E3JM-R4S4T-G | 78100 | 232889 | Photoelectric sensor, square shape, retro-reflective, 4m, timer function, SSR output/minus common, connector clamps
E3NC-LA0 | 108600 | 375781 | Photoelectric sensor, Laser amplifier, Smart tuning, Fieldbus communication
E3NC-LA21 2M | 97800 | 375078 | Photoelectric sensor, Laser amplifier, Smart tuning, NPN, double output, external input, 2m cable
E3NC-LA24 | 96800 | 379287 | Photoelectric Sensor, Laser amplifier, Smart tuning, NPN, single output, external input, M8 connector
E3NC-LA51 2M | 97800 | 375079 | Photoelectric sensor, Laser amplifier, Smart tuning, PNP, double output, external input, 2m cable
E3NC-LA54 | 96800 | 379288 | Photoelectric Sensor, Laser amplifier, Smart tuning, PNP, single output, external input, M8 connector
E3NC-LA7 | 97800 | 375069 | Photoelectric sensor, Laser amplifier, Smart tuning, NPN, single output, external input, system connector
E3NC-LA9 | 97800 | 375070 | Photoelectric sensor, Laser amplifier, Smart tuning, PNP, single output, external input, system connector
E3NC-LH01 2M | 99650 | 375086 | Laser sensor head, 55-85mm, 0.1 mm spot
E3NC-LH01 5M | 112000 | 392634 | Laser sensor head, 55-85mm, 0.1 mm spot, 5M cable
E3NC-LH02 2M | 99650 | 375085 | Laser sensor head, 1200 mm, 0.8 mm spot adjustable
E3NC-LH02 5M | 112000 | 392635 | Laser sensor head, 1200mm, 0.8 mm spot adjustable, 5M cable
E3NC-LH03 2M | 96500 | 392637 | Laser sensor head, retro-reflective, 8m, 2 mm spot
E3NC-LH03 5M | 112000 | 392636 | Laser sensor head, retro-reflective, 8m, 2mm spot, 5M cable
E3NC-SA0 | 108600 | 375784 | Photoelectric sensor, CMOS Laser amplifier, Smart tuning, Fieldbus communication
E3NC-SA21 2M | 97800 | 375082 | Photoelectric sensor, CMOS Laser amplifier, Smart tuning, NPN, double output, external input, 2m cable
E3NC-SA24 | 96800 | 379285 | Photoelectric Sensor, Laser amplifier, Smart tuning, NPN, single output, external input, M8 connector
E3NC-SA51 2M | 97800 | 375071 | Photoelectric sensor, CMOS Laser amplifier, Smart tuning, PNP, double output, external input, 2m cable
E3NC-SA54 | 96800 | 379286 | Photoelectric Sensor, Laser amplifier, Smart tuning, PNP, single output, external input, M8 connector
E3NC-SA7 | 97800 | 375083 | Photoelectric sensor, CMOS Laser amplifier, Smart tuning, NPN, single output, external input, system connector
E3NC-SA9 | 97800 | 375084 | Photoelectric sensor, CMOS Laser amplifier, Smart tuning, PNP, single output, external input, system connector
E3NC-SH100 2M | 132200 | 375074 | CMOS Laser sensor head, 35-100mm, 1 mm spot
E3NC-SH250 2M | 132200 | 375077 | CMOS Laser sensor head, 35-250mm, 0.5 mm spot
E3NC-SH250H 2M | 130900 | 379290 | CMOS Laser head, 35-250mm, 1mm spot, Class 2 Laser
E3NW-CCL | 180200 | 397060 | CC-link communication unit for N-Smart sensors
E3NW-CRT | 180200 | 397061 | CompoNet communication unit for N-Smart sensors
E3NW-DS | 54300 | 375782 | Dispersion (Slave) communication unit for N-Smart sensors
E3NW-ECT | 184900 | 375785 | EtherCat communication unit for N-Smart sensors
E3NX-CA0 | 104600 | 671055 | Fiber amplifier, color mark detection white LED, smart tuning, Fieldbus communication
E3NX-CA11 2M | 104600 | 671056 | Fiber amplifier, standard model, color mark detection white LED, NPN output, smart tuning, 2m cable
E3NX-CA21 2M | 125500 | 671057 | Fiber amplifier, advanced model, color mark detection white LED, NPN output, smart tuning, 2m cable
E3NX-CA41 2M | 104600 | 671058 | Fiber amplifier, standard model, color mark detection white LED, PNP output, smart tuning, 2m cable
E3NX-CA51 2M | 125500 | 671059 | Fiber amplifier, advanced model, color mark detection white LED, PNP output, smart tuning, 2m cable
E3NX-CA6 | 104600 | 671060 | Fiber amplifier, standard model, color mark detection white LED, NPN output, smart tuning, connector
E3NX-CA8 | 104600 | 671061 | Fiber amplifier, standard model, color mark detection white LED, PNP output, smart tuning, connector
E3NX-FA0 | 107100 | 375783 | Fiber amplifier, red LED, twin digital display, smart tuning, Fieldbus communication
E3NX-FA10 2M | 90150 | 708299 | Fiber amplifier for communications unit, twin digital display, smart tuning, NPN, single output, 2 m cable
E3NX-FA11 2M | 89300 | 375081 | Fiber amplifier, twin digital display, smart tuning, NPN, single output, 2m cable
E3NX-FA11-5 2M | 95050 | 700943 | Fiber amplifier, twin digital display, smart tuning, NPN, single output, mutual interference protection in SHS2 mode, 2 m cable
E3NX-FA11AN 2M | 125500 | 681543 | Fiber amplifier, red LED, twin digital display, smart tuning, analog output, NPN output, 2 m cable
E3NX-FA21 2M | 96400 | 375076 | Fiber amplifier, twin digital display, smart tuning, NPN, double output, external input, 2m cable
E3NX-FA24 | 95350 | 378462 | Fiber amplifier, twin digital display, smart tuning, NPN, single output, external input, M8 connector
E3NX-FA40 2M | 90150 | 690222 | Fiber amplifier for communications unit, twin digital display, smart tuning, PNP, single output, 2 m cable
E3NX-FA41 2M | 89300 | 375075 | Fiber amplifier, twin digital display, smart tuning, PNP, single output, 2 m cable
E3NX-FA41AN 2M | 125500 | 681545 | Fiber amplifier, red LED, twin digital display, smart tuning, analog output, PNP output, 2 m cable
E3NX-FA51 2M | 96400 | 375073 | Fiber amplifier, twin digital display, smart tuning, PNP, double output, external input, 2 m cable
E3NX-FA54 | 95350 | 378463 | Fiber amplifier, twin digital display, smart tuning, PNP, single output, external input, M8 connector
E3NX-FA54TW | 92650 | 382424 | Fiber amplifier, twin digital display, smart tuning, PNP, double output, M8 connector
E3NX-FA6 | 89300 | 375072 | Fiber amplifier, twin digital display, smart tuning, NPN, single output, system connector
E3NX-FA7 | 96400 | 375080 | Fiber amplifier, twin digital display, smart tuning, NPN, single output, external input, system connector
E3NX-FA7TW | 96400 | 375067 | Fiber amplifier, twin digital display, smart tuning, NPN, double output, system connector
E3NX-FA8 | 89300 | 375065 | Fiber amplifier, twin digital display, smart tuning, PNP, single output, system connector
E3NX-FA9 | 96400 | 375066 | Fiber amplifier, twin digital display, smart tuning, PNP, single output, external input, system connector
E3NX-FA9TW | 96400 | 375068 | Fiber amplifier, twin digital display, smart tuning, PNP, double output, system connector
E3NX-FAH0 | 104600 | 681544 | Fiber amplifier, infrared LED, twin digital display, smart tuning, Fieldbus communication
E3NX-FAH11 2M | 88900 | 681540 | Fiber amplifier, infrared LED, twin digital display, smart tuning, NPN, single output, 2 m cable
E3NX-FAH41 2M | 88900 | 681542 | Fiber amplifier, infrared LED, twin digital display, smart tuning, PNP, single output, 2 m cable
E3NX-FAH6 | 88900 | 681541 | Fiber amplifier, infrared LED, twin digital display, smart tuning, NPN, single output, system connector
E3NX-FAH8 | 88900 | 681539 | Fiber amplifier, infrared LED, twin digital display, smart tuning, PNP, single output, system connector
E3NX-FAT6-1 | 84050 | 684046 | Fiber amplifier, twin digital display, smart tuning, NPN, single output, system connector. For use with fiber head E32-HB05-L.
E3NX-MA0 | 149200 | 681536 | Fiber amplifier, 2 fiber input, twin digital display, smart tuning, multiple functions, fieldbus communication
E3NX-MA11 2M | 130800 | 681533 | Fiber amplifier, 2 fiber input, twin digital display, smart tuning, multiple functions, 2 NPN output, 2 m cable
E3NX-MA41 2M | 130800 | 681532 | Fiber amplifier, 2 fiber input, twin digital display, smart tuning, multiple functions, 2 PNP output, 2 m cable
E3NX-MA6 | 128100 | 681534 | Fiber amplifier, 2 fiber input, twin digital display, smart tuning, multiple functions, 2 NPN output, system connector
E3NX-MA8 | 128100 | 681535 | Fiber amplifier, 2 fiber input, twin digital display, smart tuning, multiple functions, 2 PNP output, system connector
E3RA-BP21-E015 | 26000 | 659022 | Photoelectric sensor, M18 threaded barrel, radial type, plastic, red LED, retro-reflective, transparent object, 500 mm, PNP, Light-ON/Dark-ON, M12 connector
E3RA-DN11 2M | 22880 | 378952 | Photoelectric sensor, M18 threaded barrel, radial type, plastic, red LED, diffuse, 100 mm, NPN, Light-ON/Dark-ON, 2 m cable
E3RA-DN12 2M | 23410 | 378953 | Photoelectric sensor, M18 threaded barrel, radial type, plastic, red LED, diffuse, 300 mm, NPN, Light-ON/Dark-ON, 2 m cable
E3RA-DN13 2M | 24440 | 378954 | Photoelectric sensor, M18 threaded barrel, radial type, plastic, red LED, diffuse, 700 mm, NPN, Light-ON/Dark-ON, 2 m cable
E3RA-DN21 | 22880 | 378957 | Photoelectric sensor, M18 threaded barrel, radial type, plastic, red LED, diffuse, 100 mm, NPN, Light-ON/Dark-ON, M12 connector
E3RA-DN22 | 23410 | 378958 | Photoelectric sensor, M18 threaded barrel, radial type, plastic, red LED, diffuse, 300 mm, NPN, Light-ON/Dark-ON, M12 connector
E3RA-DN23 | 24440 | 378959 | Photoelectric sensor, M18 threaded barrel, radial type, plastic, red LED, diffuse, 700 mm, NPN, Light-ON/Dark-ON, M12 connector
E3RA-DP11 2M | 22880 | 378962 | Photoelectric sensor, M18 threaded barrel, radial type, plastic, red LED, diffuse, 100 mm, PNP, Light-ON/Dark-ON, 2 m cable
E3RA-DP12 2M | 23410 | 378963 | Photoelectric sensor, M18 threaded barrel, radial type, plastic, red LED, diffuse, 300 mm, PNP, Light-ON/Dark-ON, 2 m cable
E3RA-DP13 2M | 24440 | 378964 | Photoelectric sensor, M18 threaded barrel, radial type, plastic, red LED, diffuse, 700 mm, PNP, Light-ON/Dark-ON, 2 m cable
E3RA-DP15-F2 2M | 22740 | 392032 | Photoelectric sensor, M18 threaded barrel, radial type, plastic, infrared LED, diffuse, 300 mm, PNP, Light-ON/Dark-ON, inverted logic, 2 m cable
E3RA-DP21 | 22880 | 378967 | Photoelectric sensor, M18 threaded barrel, radial type, plastic, red LED, diffuse, 100 mm, PNP, Light-ON/Dark-ON, M12 connector
E3RA-DP22 | 23410 | 378968 | Photoelectric sensor, M18 threaded barrel, radial type, plastic, red LED, diffuse, 300 mm, PNP, Light-ON/Dark-ON, M12 connector
E3RA-DP23 | 24440 | 378969 | Photoelectric sensor, M18 threaded barrel, radial type, plastic, red LED, diffuse, 700 mm, PNP, Light-ON/Dark-ON, M12 connector
E3RA-DP25-F2 | 22740 | 392033 | Photoelectric sensor, M18 threaded barrel, radial type, plastic, infrared LED, diffuse, 300 mm, PNP, Light-ON/Dark-ON, inverted logic, M12 connector
E3RA-RN11 2M | 22880 | 378951 | Photoelectric sensor, M18 threaded barrel, radial type, plastic, red LED, retro-reflective, 4 m, NPN, Light-ON/Dark-ON, 2 m cable
E3RA-RN21 | 22880 | 378956 | Photoelectric sensor, M18 threaded barrel, radial type, plastic, red LED, retro-reflective, 4 m, NPN, Light-ON/Dark-ON, M12 connector
E3RA-RP11 2M | 22880 | 378961 | Photoelectric sensor, M18 threaded barrel, radial type, plastic, red LED, retro-reflective, 4 m, PNP, Light-ON/Dark-ON, 2 m cable
E3RA-RP21 | 22880 | 378966 | Photoelectric sensor, M18 threaded barrel, radial type, plastic, red LED, retro-reflective, 4 m, PNP, Light-ON/Dark-ON, M12 connector
E3RA-TN11 2M | 29630 | 378950 | Photoelectric sensor, M18 threaded barrel, radial type, plastic, red LED, through-beam, 15 m, NPN, Light-ON/Dark-ON, 2 m cable
E3RA-TN21 | 29630 | 378955 | Photoelectric sensor, M18 threaded barrel, radial type, plastic, red LED, through-beam, 15 m, NPN, Light-ON/Dark-ON, M12 connector
E3RA-TP11 2M | 29630 | 378960 | Photoelectric sensor, M18 threaded barrel, radial type, plastic, red LED, through-beam, 15 m, PNP, Light-ON/Dark-ON, 2 m cable
E3RA-TP21 | 29630 | 378965 | Photoelectric sensor, M18 threaded barrel, radial type, plastic, red LED, through-beam, 15 m, PNP, Light-ON/Dark-ON, M12 connector
E3RB-DN11 2M | 25490 | 378972 | Photoelectric sensor, M18 threaded barrel, radial type, metal, red LED, diffuse, 100 mm, NPN, Light-ON/Dark-ON, 2 m cable
E3RB-DN12 2M | 26010 | 378973 | Photoelectric sensor, M18 threaded barrel, radial type, metal, red LED, diffuse, 300 mm, NPN, Light-ON/Dark-ON, 2 m cable
E3RB-DN13 2M | 27080 | 378974 | Photoelectric sensor, M18 threaded barrel, radial type, metal, red LED, diffuse, 700 mm, NPN, Light-ON/Dark-ON, 2 m cable
E3RB-DN21 | 25490 | 378977 | Photoelectric sensor, M18 threaded barrel, radial type, metal, red LED, diffuse, 100 mm, NPN, Light-ON/Dark-ON, M12 connector
E3RB-DN22 | 26010 | 378978 | Photoelectric sensor, M18 threaded barrel, radial type, metal, red LED, diffuse, 300 mm, NPN, Light-ON/Dark-ON, M12 connector
E3RB-DN23 | 27080 | 378979 | Photoelectric sensor, M18 threaded barrel, radial type, metal, red LED, diffuse, 700 mm, NPN, Light-ON/Dark-ON, M12 connector
E3RB-DP11 2M | 25490 | 378982 | Photoelectric sensor, M18 threaded barrel, radial type, metal, red LED, diffuse, 100 mm, PNP, Light-ON/Dark-ON, 2 m cable
E3RB-DP12 2M | 26010 | 378983 | Photoelectric sensor, M18 threaded barrel, radial type, metal, red LED, diffuse, 300 mm, PNP, Light-ON/Dark-ON, 2 m cable
E3RB-DP13 2M | 27080 | 378984 | Photoelectric sensor, M18 threaded barrel, radial type, metal, red LED, diffuse, 700 mm, PNP, Light-ON/Dark-ON, 2 m cable
E3RB-DP21 | 25490 | 378987 | Photoelectric sensor, M18 threaded barrel, radial type, metal, red LED, diffuse, 100 mm, PNP, Light-ON/Dark-ON, M12 connector
E3RB-DP21-F2 | 24410 | 683197 | Photoelectric sensor, M18 threaded barrel, radial type, metal, red LED, diffuse, 100 mm, PNP, Light-ON/Dark-ON, inverted logic, M12 connector
E3RB-DP22 | 26010 | 378988 | Photoelectric sensor, M18 threaded barrel, radial type, metal, red LED, diffuse, 300 mm, PNP, Light-ON/Dark-ON, M12 connector
E3RB-DP23 | 27080 | 378989 | Photoelectric sensor, M18 threaded barrel, radial type, metal, red LED, diffuse, 700 mm, PNP, Light-ON/Dark-ON, M12 connector
E3RB-DP25-F2 | 25240 | 387807 | Photoelectric sensor, M18 threaded barrel, radial type, metal, infrared LED, diffuse, 300 mm, PNP, Light-ON/Dark-ON, inverted logic, M12 connector
E3RB-RN11 2M | 25490 | 378971 | Photoelectric sensor, M18 threaded barrel, radial type, metal, red LED, retro-reflective, 4 m, NPN, Light-ON/Dark-ON, 2 m cable
E3RB-RN21 | 25490 | 378976 | Photoelectric sensor, M18 threaded barrel, radial type, metal, red LED, retro-reflective, 4 m, NPN, Light-ON/Dark-ON, M12 connector
E3RB-RP11 2M | 25490 | 378981 | Photoelectric sensor, M18 threaded barrel, radial type, metal, red LED, retro-reflective, 4 m, PNP, Light-ON/Dark-ON, 2 m cable
E3RB-RP21 | 25490 | 378986 | Photoelectric sensor, M18 threaded barrel, radial type, metal, red LED, retro-reflective, 4 m, PNP, Light-ON/Dark-ON, M12 connector
E3RB-RP21-E013 | 28810 | 382414 | Photoelectric sensor, M18 threaded barrel, radial type, metal, red LED, retro-reflective, 4 m, PNP, Light-ON/Dark-ON, M12 connector : E39-R1S reflector included
E3RB-RP21-F2 | 24750 | 659024 | Photoelectric sensor, M18 threaded barrel, radial type, metal, red LED, retro-reflective, 4 m, PNP, Light-ON/Dark-ON, inverted logic, M12 connector
E3RB-RP21-F2-E023 | 28810 | 418991 | Photoelectric sensor, M18 threaded barrel, radial type, metal, red LED, retro-reflective, 4 m, PNP, Light-ON/Dark-ON, inverted logic, M12 connector : E39-R1S reflector included
E3RB-TN11 2M | 34260 | 378970 | Photoelectric sensor, M18 threaded barrel, radial type, metal, red LED, through-beam, 15 m, NPN, Light-ON/Dark-ON, 2 m cable
E3RB-TN21 | 34260 | 378975 | Photoelectric sensor, M18 threaded barrel, radial type, metal, red LED, through-beam, 15 m, NPN, Light-ON/Dark-ON, M12 connector
E3RB-TP11 2M | 34290 | 378980 | Photoelectric sensor, M18 threaded barrel, radial type, metal, red LED, through-beam, 15 m, PNP, Light-ON/Dark-ON, 2 m cable
E3RB-TP21 | 34260 | 378985 | Photoelectric sensor, M18 threaded barrel, radial type, metal, red LED, through-beam, 15 m, PNP, Light-ON/Dark-ON, M12 connector
E3S-AD11 | 73250 | 130510 | Photoelectric sensor, diffuse, 200 mm, DC, 3-wire, NPN, horizontal, 2 m cable
E3S-AD11 5M | 77300 | 130511
E3S-AD11-M1J 0.3M | 118800 | 130417
E3S-AD12 | 72550 | 143232 | Photoelectric sensor, diffuse, 700 mm, DC, 3-wire, NPN, horizontal, 2 m cable
E3S-AD12 5M | 77000 | 144396
E3S-AD12-M1J 0.3M | 119400 | 130416 | Photoelectric sensor, diffuse, 700mm, DC,NPN, horizontal, M12 plug-in
E3S-AD13 | 76500 | 142140 | Photoelectric sensor, diffuse, 100 mm, DC, 3-wire, NPN, horizontal, 2 m cable
E3S-AD16 | 76500 | 130513 | Photoelectric sensor, diffuse, 200 mm, DC, 3-wire, NPN, horizontal, M12 plug-in
E3S-AD17 | 69850 | 145474 | Photoelectric sensor, diffuse, 700 mm, DC, 3-wire, NPN, horizontal, M12 plug-in
E3S-AD18 | 78750 | 153135 | Photoelectric sensor, diffuse, 100mm, DC, 3-wire, NPN, horizontal, M12 plug-in
E3S-AD21 | 87150 | 130518 | Photoelectric sensor, diffuse, 200mm, DC, 3-wire, NPN, timer, horizontal, 2m cable
E3S-AD21 5M | 95850 | 130519
E3S-AD22 | 83250 | 146535 | Photoelectric sensor, diffuse, 700mm, DC, 3-wire, NPN, timer, horizontal, 2m cable
E3S-AD22 5M | 92100 | 130520
E3S-AD23 | 87150 | 152078 | Photoelectric sensor, diffuse, 100mm, DC, 3-wire, NPN, timer, horizontal, 2m cable
E3S-AD31 | 73550 | 155083 | Photoelectric sensor, diffuse, 200 mm, DC, 3-wire, PNP, horizontal, 2 m cable
E3S-AD31 10M | 97250 | 130334
E3S-AD31 5M | 78100 | 147712
E3S-AD32 | 72850 | 149804 | Photoelectric sensor, diffuse, 700 mm, DC, 3-wire, PNP, horizontal, 2 m cable
E3S-AD32 5M | 77000 | 130429
E3S-AD33 | 76850 | 147715 | Photoelectric sensor, diffuse, 100 mm, DC, 3-wire, PNP, horizontal, 2 m cable
E3S-AD36 | 76500 | 130433 | Photoelectric sensor, diffuse, 200 mm, DC, 3-wire, PNP, horizontal, M12 plug-in
E3S-AD37 | 76450 | 104096 | Photoelectric sensor, diffuse, 700 mm, DC, 3-wire, PNP, horizontal, M12 plug-in
E3S-AD38 | 76450 | 104101 | Photoelectric sensor, diffuse, 100 mm, DC, 3-wire, PNP, horizontal, M12 plug-in
E3S-AD41 | 87600 | 130440 | Photoelectric sensor, diffuse, 200mm, DC, 3-wire, PNP, timer, horizontal, 2m cable
E3S-AD42 | 83350 | 105533 | Photoelectric sensor, diffuse, 700mm, DC, 3-wire, PNP, timer, horizontal, 2m cable
E3S-AD43 | 87600 | 130406 | Photoelectric sensor, diffuse, 100mm, DC, 3-wire, PNP, timer, horizontal, 2m cable
E3S-AD61 | 73250 | 130445 | Photoelectric sensor, diffuse, 200 mm, DC, 3-wire, NPN, vertical, 2 m cable
E3S-AD61 5M | 77300 | 154286
E3S-AD62 | 56600 | 130446 | Photoelectric sensor, diffuse, 700mm, DC, 3-wire, NPN, vertical, 2m cable
E3S-AD62 5M | 77000 | 130447
E3S-AD63 | 50950 | 144400 | Photoelectric sensor, diffuse, 100 mm, DC, 3-wire, NPN, vertical, 2 m cable
E3S-AD66 | 72100 | 157686 | Photoelectric sensor, diffuse, 200 mm, DC, 3-wire, NPN, vertical, M12 plug-in
E3S-AD67 | 71500 | 142135 | Photoelectric sensor, diffuse, 700mm, DC, 3-wire, NPN, vertical, M12 plug-in
E3S-AD68 | 62050 | 146538 | Photoelectric sensor, diffuse, 100mm, DC, 3-wire, NPN, vertical, M12 plug-in
E3S-AD71 | 73900 | 130451 | Photoelectric sensor, diffuse, 200mm, DC, 3-wire, NPN, timer, vertical, 2m cable
E3S-AD71 5M | 95850 | 130452
E3S-AD72 | 83250 | 144398 | Photoelectric sensor, diffuse, 700mm, DC, 3-wire, NPN, timer, vertical, 2m cable
E3S-AD73 | 87150 | 130405 | Photoelectric sensor, diffuse, 100mm, DC, 3-wire, NPN, timer, vertical, 2m cable
E3S-AD81 | 73550 | 130456 | Photoelectric sensor, diffuse, 200 mm, DC, 3-wire, PNP, vertical, 2 m cable
E3S-AD81 5M | 77550 | 155084
E3S-AD82 | 72850 | 142136 | Photoelectric sensor, diffuse, 700 mm, DC, 3-wire, PNP, vertical, 2 m cable
E3S-AD82 5M | 77000 | 130457
E3S-AD83 | 76850 | 130404 | Photoelectric sensor, diffuse, 100 mm, DC, 3-wire, PNP, vertical, 2 m cable
E3S-AD83 5M | 84450 | 130306
E3S-AD86 | 76500 | 130461 | Photoelectric sensor, diffuse, 200 mm, DC, 3-wire, PNP, vertical, M12 plug-in
E3S-AD87 | 76450 | 130462 | Photoelectric sensor, diffuse, 700 mm, DC, 3-wire, PNP, vertical, M12 plug-in
E3S-AD88 | 80500 | 130402 | Photoelectric sensor, diffuse, 100 mm, DC, 3-wire, PNP, vertical, M12 plug-in
E3S-AD91 | 87750 | 104099 | Photoelectric sensor, diffuse, 200mm, DC, 3-wire, PNP, timer, vertical, 2m cable
E3S-AD92 5M | 74850 | 130471
E3S-AD93 | 87750 | 130403 | Photoelectric sensor, diffuse, 100mm, DC, 3-wire, PNP, timer, vertical, 2m cable
E3S-AR11 | 81200 | 142134 | Photoelectric sensor, retroreflective, 2 m, DC, 3-wire, NPN, horizontal, 2 m cable
E3S-AR11 5M | 89150 | 153134
E3S-AR11-M1J 0.3M | 135500 | 130504 | Photo-electric sensor
E3S-AR16 | 83900 | 154284 | Photoelectric sensor, retroreflective, 2 m, DC, 3-wire, NPN, horizontal, M12 plug-in
E3S-AR21 | 101100 | 130516 | Photoelectric sensor, retroreflective, 2m, DC, 3-wire, NPN, timer, horizontal, 2m cable
E3S-AR21 5M | 111100 | 130517
E3S-AR31 | 81600 | 130428 | Photoelectric sensor, retroreflective, 2 m, DC, 3-wire, PNP, horizontal, 2 m cable
E3S-AR31 5M | 89400 | 155082
E3S-AR36 | 83900 | 130432 | Photoelectric sensor, retroreflective, 2 m, DC, 3-wire, PNP, horizontal, M12 plug-in
E3S-AR41 | 101100 | 130438 | Photoelectric sensor, retroreflective, 2m, DC, 3-wire, PNP, timer, horizontal, 2m cable
E3S-AR61 | 81200 | 152076 | Photoelectric sensor, retroreflective, 2 m, DC, 3-wire, NPN, vertical, 2 m cable
E3S-AR61 5M | 89150 | 130444 | Photoelectric sensor, retroreflective, 2m, DC, 3-wire, NPN, vertical, 5m cable
E3S-AR66 | 81200 | 105534 | Photoelectric sensor, retroreflective, 2 m, DC, 3-wire, NPN, vertical, M12 plug-in
E3S-AR71 | 101100 | 156496 | Photoelectric sensor, retroreflective, 2m, DC, 3-wire, NPN, timer, vertical, 2m cable
E3S-AR71 5M | 111100 | 147713
E3S-AR81 | 82300 | 130455 | Photoelectric sensor, retroreflective, 2 m, DC, 3-wire, PNP, vertical, 2 m cable
E3S-AR81 5M | 89400 | 143234 | Photoelectric sensor, retro-refelctive
E3S-AR86 | 83950 | 130460 | Photoelectric sensor, retroreflective, 2 m, DC, 3-wire, PNP, vertical, M12 plug-in
E3S-AR91 | 101300 | 130467 | Photoelectric sensor, retroreflective, 2 m, DC, 3-wire, PNP, timer, vertical, 2 m cable
E3S-AR91 5M | 111100 | 130468
E3S-AT11 | 99000 | 130506 | Photoelectric sensor, through-beam, 7 m, DC, 3-wire, NPN, horizontal, 2 m cable
E3S-AT11 5M | 107000 | 130507
E3S-AT11-D 2M | 59300 | 130509 | Photoelectric sensor, through-beam receiver, 7 m, DC, 3-wire, NPN, horizontal, 2 m cable
E3S-AT11-L 2M | 44770 | 130508 | Photoelectric sensor, through-beam emitter, 7 m, DC, 3-wire, NPN, horizontal, 2 m cable
E3S-AT11-M1J 0.3M | 123200 | 130415 | Photo-electric sensor
E3S-AT16 | 97400 | 130512 | Photoelectric sensor, through-beam, 7 m, DC, 3-wire, NPN, horizontal, M12 plug-in
E3S-AT16-D | 60100 | 148712
E3S-AT16-L | 42820 | 148711
E3S-AT21 | 86250 | 150890 | Photoelectric sensor, through-beam, 7 m, DC, 3-wire, NPN, timer, horizontal, 2m cable
E3S-AT21 5M | 135300 | 156493 | Photoelectric sensor, through-beam, 7 m, DC, 3-wire, NPN, timer, horizontal, 5m cable
E3S-AT21-D 2M | 67950 | 130515 | Photoelectric sensor, through-beam (receiver only), 7 m, DC, 3-wire, NPN, timer, horizontal, 2 m cable
E3S-AT21-L 2M | 47610 | 130514 | Photoelectric sensor, through-beam (emitter only), 7 m, DC, 3-wire, NPN, timer, horizontal, 2 m cable
E3S-AT31 | 99550 | 130521 | Photoelectric sensor, through-beam, 7 m, DC, 3-wire, PNP, horizontal, 2 m cable
E3S-AT31 5M | 107600 | 143233 | Photoelectric sensor, through-beam, 7 m, DC, 3-wire, PNP, horizontal, 5 m cable
E3S-AT31-D 2M | 60950 | 130427 | Photoelectric sensor, through-beam receiver, 7 m, DC, 3-wire, PNP, horizontal, 2 m cable,
E3S-AT31-L 2M | 45590 | 130426 | Photoelectric sensor, through-beam emitter, 7 m, DC, 3-wire, PNP, horizontal, 2 m cable
E3S-AT31-M1J 0.3M | 149500 | 145475 | Photoelectric sensor, through-beam, 7 m, DC, 3-wire, PNP, horizontal, 0.3 m cable with M12 connector
E3S-AT36 | 106200 | 130430 | Photoelectric sensor, through-beam, 7 m, DC, 3-wire, PNP, horizontal, M12 plug-in
E3S-AT36-D | 74500 | 130431 | Photoelectric sensor, through-beam receiver, 7 m, DC, 3-wire, PNP, horizontal, M12 plug-in
E3S-AT36-L | 42690 | 156494 | Photoelectric sensor, through-beam emitter, 7 m, DC, 3-wire, PNP, horizontal, M12 plug-in
E3S-AT41 | 118500 | 130434 | Photoelectric sensor, through-beam, 7m, DC, 3-wire, PNP, timer, horizontal, 2m cable
E3S-AT41-D 2M | 72850 | 130437
E3S-AT41-L 2M | 56500 | 130436
E3S-AT61 | 98900 | 154285 | Photoelectric sensor, through-beam, 7 m, DC, 3-wire, NPN, vertical, 2 m cable
E3S-AT61 5M | 107000 | 130442
E3S-AT61-D | 69800 | 130443
E3S-AT61-L | 39600 | 156495
E3S-AT61-M1J 0.3M | 161800 | 130418
E3S-AT66 | 105800 | 130448 | Photoelectric sensor, through-beam, 7 m, DC, 3-wire, NPN, vertical, M12 plug-in
E3S-AT66-D | 73850 | 130449
E3S-AT66-L | 42690 | 104097
E3S-AT71 | 118300 | 130450 | Photoelectric sensor, through-beam, 7m, DC, 3-wire, NPN, timer, vertical, 2m cable
E3S-AT71 5M | 135300 | 144397 | Photoelectrice sensor, through beam, 7m, NPN, timer, vertical, 5m cable
E3S-AT71-D 2M | 70600 | 152077
E3S-AT81 | 99550 | 130454 | Photoelectric sensor, through-beam, 7 m, DC, 3-wire, PNP, vertical, 2 m cable
E3S-AT81 5M | 100700 | 157687 | Photoelectric sensor, through-beam, 7 m, DC, 3-wire, PNP, vertical, 5 m cable
E3S-AT81 6M | 103600 | 130398 | Photoelectric sensor, through-beam, 7 m, DC, 3-wire, PNP, vertical, 6 m cable
E3S-AT81-D | 71200 | 105535 | Photoelectric sensor, through-beam (receiver only), 7 m, DC, vertical, 2 m cable
E3S-AT81-L | 39600 | 150891 | Photoelectric sensor, through-beam (emitter only), 7 m, DC, 3-wire, PNP, vertical, 2 m cable
E3S-AT81-M1J 0.5M | 133700 | 130368 | Photo-electric sensor
E3S-AT86 | 105800 | 130458 | Photoelectric sensor, through-beam, 7 m, DC, 3-wire, PNP, vertical, M12 plug-in
E3S-AT86-D | 93350 | 130459 | Photoelectric sensor, through-beam receiver, 7 m, DC, 3-wire, PNP, vertical, M12 plug-in
E3S-AT91 | 82150 | 130463 | Photoelectric sensor, through-beam, 7m, DC, 3-wire, PNP, timer, vertical, 2m cable
E3S-AT91-D 2M | 69750 | 130466
E3S-AT91-L 2M | 58500 | 246673
E3S-CD11 2M | 108400 | 239839 | Photoelectric sensor, diffuse, 700 mm, DC, 3-wire, NPN/PNP, horizontal, 2 m cable
E3S-CD11 5M | 103400 | 239801
E3S-CD11-M1J 0.3M | 96950 | 239819 | Photoelectric sensor, Diffuse, 700 mm range, Horizontal, NPN/PNP, M12 connector
E3S-CD12 2M | 115100 | 239840 | Photoelectric sensor, diffuse, 2m, DC, 3-wire, NPN/PNP, horizontal, 2m cable
E3S-CD12 5M | 103400 | 239788
E3S-CD12-M1J 0.3M | 96950 | 239804 | Photoelectrice sensor, diffuse 2 m, Horizontal, NPN/PNP
E3S-CD16 | 85950 | 239827 | Photoelectric sensor, diffuse, 700 mm, DC, 3-wire, NPN/PNP, horizontal, M12 plug-in
E3S-CD17 | 85950 | 239828 | Photoelectric sensor, diffuse, 2m, DC, 3-wire, NPN/PNP, horizontal, M12 plug-in
E3S-CD61 2M | 105200 | 239811 | Photoelectric sensor, diffuse, 700 mm, DC, 3-wire, NPN/PNP, vertical, 2 m cable
E3S-CD61 5M | 103400 | 239813 | Photoelectric sensor, diffuse, 700 mm, DC, 3-wire, NPN/PNP, vertical, 5 m cable
E3S-CD61-M1J 0.3M | 96950 | 239806 | Photoelectric sensor, diffuse, 700 mm, DC, 3-wire, NPN/PNP, vertical, 0.3 m cable with M12 connector
E3S-CD62 2M | 112000 | 239812 | Photoelectric sensor, diffuse, 2m, DC, 3-wire, NPN/PNP, vertical, 2m cable
E3S-CD62-M1J 0.3M | 96950 | 239807 | Photoelectric sensor, diffuse, 2m, DC, 3-wire, NPN/PNP, vertical, 0.3 m cable with M12 connector
E3S-CD66 | 92950 | 239829 | Photoelectric sensor, diffuse, 700 mm, DC, 3-wire, NPN/PNP, vertical, M12 plug-in
E3S-CD67 | 90550 | 239830 | Photoelectric sensor, diffuse, 2m, DC, 3-wire, NPN/PNP, vertical, M12 plug-in
E3S-CL1 2M | 118000 | 239843 | Photoelectric sensor distance setting BGS, 5-200mm, NPN/PNP, 2m cable
E3S-CL1 5M | 125000 | 239821 | Photoelectric sensor distance setting BGS, 5-200 mm, NPN/PNP, 5 m cable
E3S-CL1-M1J 0.3M | 94300 | 239808 | Photoelectric sensor distance setting BGS, 5-200mm, NPN/PNP, M12 pigtail
E3S-CL2 2M | 118000 | 239844 | Photoelectric sensor distance setting BGS, 5-500mm, NPN/PNP, 2m cable
E3S-CL2 5M | 124600 | 239822 | Photoelectric sensor distance setting BGS, 5-500mm, NPN/PNP, 5m cable
E3S-CL2-M1J 0.3M | 101900 | 239809 | Photoelectric sensor distance setting BGS, 5-500mm, NPN/PNP, M12 pigtail
E3S-CR11 2M | 107200 | 239838 | Photoelectric sensor, retro-reflective, 3m, DC, 3-wire, NPN/PNP, horizontal, 2m cable
E3S-CR11 5M | 99950 | 239814 | Photoelectric sensor, retroreflective, 3m, DC, 3-wire, NPN/PNP, horizontal, 5 m cable
E3S-CR11-M1J 0.3M | 75550 | 239803 | Photoelectric sensor, retroreflective, 3m, DC, 3-wire, NPN/PNP, horizontal, pigtail connector
E3S-CR16 | 107200 | 239831 | Photoelectric sensor, retro-reflective, 3m, DC, 3-wire, NPN/PNP, horizontal, M12 plug-in
E3S-CR61 2M | 105800 | 239842 | Photoelectric sensor, retro-reflective, 3m, DC, 3-wire, NPN/PNP, vertical, 2m cable
E3S-CR61 5M | 99950 | 239815 | Photoelectric sensor, retroreflective, 3m, DC, 3-wire, NPN/PNP, vertical, 5 m cable
E3S-CR61-M1J 0.3M | 93900 | 239805 | Photoelectric sensor, retroreflective
E3S-CR66 | 105800 | 239845 | Photoelectric sensor, retro-reflective, 3m, DC, 3-wire, NPN/PNP, vertical, M12 plug-in
E3S-CT11 2M | 143100 | 239837 | Photoelectric sensor, through-beam, 30m, DC, 3-wire, NPN/PNP, horizontal, 2m cable
E3S-CT11 5M | 142800 | 239816 | Photoelectric sensor, through beam
E3S-CT11-D 2M | 83900 | 239802 | Photoelectric sensor, through-beam receiver, 30 m range, Oil-resistant, DC, 3-wire, PNP/NPN, 2 m cable
E3S-CT11-D 5M | 100400 | 239823 | Photoelectric sensor, through-beam receiver, 30 m range, Oil-resistant, DC, 3-wire, PNP/NPN, 5 m cable
E3S-CT11-D-M1J 0.3M | 72550 | 239799 | Photoelectric sensor, through-beam receiver, 30 m, DC, 3-wire, NPN/PNP, horizontal, 0.3 m pigtail with M12 connector
E3S-CT11-L 2M | 46700 | 239789 | Photoelectric sensor, through-beam emitter, 30 m range, Oil-resistant, DC, 3-wire, PNP/NPN, 2 m cable
E3S-CT11-L 5M | 69500 | 239790 | Photoelectric sensor, through-beam emitter, 30 m range, Oil-resistant, DC, 3-wire, PNP/NPN, 5 m cable
E3S-CT11-L-M1J 0.3M | 70450 | 239800
E3S-CT11-M1J 0.3M | 83650 | 239818 | Photoelectric sensor, through-beam, 30 m, DC, 3-wire, NPN/PNP, horizontal, 0.3 m pigtail with M12 connector
E3S-CT16 | 143100 | 239846 | Photoelectric sensor, through-beam, 30 m, DC, 3-wire, NPN/PNP, horizontal, M12 plug-in
E3S-CT16-D | 83900 | 239792 | Photoelectric sensor, through-beam receiver, 30 m, DC, 3-wire, NPN/PNP, horizontal, M12 connector
E3S-CT16-L | 63300 | 239791 | Photoelectric sensor, through-beam emitter, 30 m, DC, NPN/PNP, horizontal, M12 connector
E3S-CT61 2M | 139500 | 239841 | Photoelectric sensor, through-beam, 30m, DC, 3-wire, NPN/PNP, vertical, 2m cable
E3S-CT61 5M | 151300 | 239817 | Photoelectric sensor, through-beam, 30 m, DC, 3-wire, NPN/PNP, vertical, 5 m cable
E3S-CT61-D 5M | 90550 | 239825 | Photoelectric sensor, through-beam receiver, Sn=12 m, NPN/PNP, zinc diecast, 5 m PVC cable
E3S-CT61-L 5M | 53750 | 239824 | Photoelectric sensor, through-beam emitter, Sn=12 m, zinc diecast, 5 m PVC cable
E3S-CT61-L-5 5M | 69500 | 239835 | Through-beam, emitter,5 m range, oil-resistant, DC, 5 m cable output
E3S-CT61-M1J 0.3M | 129100 | 239820 | Photoelectric sensor, through-beam, 30m, DC, 3-wire, NPN/PNP, vertical, pig tail connector
E3S-CT66 | 139500 | 239847 | Photoelectric sensor, through-beam, 30m, DC, 3-wire, NPN/PNP, vertical, M12 plug-in
E3S-CT66-D | 83900 | 239826 | Photoelectric sensor, through-beam receiver, 30 m, DC, 3-wire, NPN/PNP, vertical, M12 plug-in
E3S-CT66-L | 63300 | 239793 | Photoelectric sensor, through-beam (emitter only), 30 m, DC, vertical, M12 plug-in
E3S-CT66-L-5 | 63300 | 409500 | Photoelectric sensor, through-beam emitter, 5 m, customized emission power, DC, 3-wire, NPN/PNP, vertical, M12 plug-in
E3S-DBN11 2M | 62100 | 668055 | Photoelectric sensor, rectangular shape, red LED, transparent object detection, SmartTeach, 4.5 m NPN, antivalent output, prewired 2 m
E3S-DBN11T 2M | 52150 | 668062 | Photoelectric sensor, rectangular shape, red LED, transparent object detection, multi-turn trimmer, 4.5 m NPN, antivalent output, prewired 2 m
E3S-DBN12 2M | 62100 | 668067 | Photoelectric sensor, rectangular shape, red LED, transparent object detection, narrow beam, SmartTeach, 0.7 m NPN, antivalent output, prewired 2 m
E3S-DBN12T 2M | 52150 | 668063 | Photoelectric sensor, rectangular shape, red LED, transparent object detection, narrow beam, multi-turn trimmer, 0.7m NPN, antivalent output, prewired 2m
E3S-DBN21 | 63100 | 393258 | Photoelectric sensor, rectangular shape, red LED, transparent object detection, SmartTeach, 4.5 m, NPN, antivalent output, M12 connector
E3S-DBN21T | 52950 | 393257 | Photoelectric sensor, rectangular shape, red LED, transparent object detection, multi-turn trimmer, 4.5 m, NPN, antivalent output, M12 connector
E3S-DBN22 | 63100 | 393260 | Photoelectric sensor, rectangular shape, red LED, transparent object detection, narrow beam, SmartTeach, 0.7 m, NPN, antivalent output, M12 connector
E3S-DBN22T | 52950 | 393259 | Photoelectric sensor, rectangular shape, red LED, transparent object detection, narrow beam, multi-turn trimmer, 0.7 m, NPN, antivalent output,M12 connector
E3S-DBN31 | 71500 | 668065 | Photoelectric sensor, rectangular shape, red LED, transparent object detection, SmartTeach, 4.5m NPN, antivalent output, Pigtail connector M12
E3S-DBN31T | 60050 | 668058 | Photoelectric sensor, rectangular shape, red LED, transparent object detection, multi-turn trimmer, 4.5m NPN, antivalent output, Pigtail connector M12
E3S-DBN32 | 71500 | 668056 | Photoelectric sensor, rectangular shape, red LED, transparent object detection, narrow beam, SmartTeach, 0.7m NPN, antivalent output, Pigtail connector M12
E3S-DBN32T | 60050 | 668064 | Photoelectric sensor, rectangular shape, red LED, transparent object detection, narrow beam, multi-turn trimmer, 0.7m NPN, antivalent output, Pigtail connector M12
E3S-DBP11 2M | 61850 | 668061 | Photoelectric sensor, rectangular shape, red LED, transparent object detection, SmartTeach, 4.5 m PNP, antivalent output, prewired 2 m
E3S-DBP11T 2M | 51900 | 668066 | Photoelectric sensor, rectangular shape, red LED, transparent object detection, multi-turn trimmer, 4.5 m PNP, antivalent output, prewired 2 m
E3S-DBP12 2M | 61850 | 668054 | Photoelectric sensor, rectangular shape, red LED, transparent object detection, narrow beam, SmartTeach, 0.7 m PNP, antivalent output, prewired 2 m
E3S-DBP12T 2M | 51900 | 668068 | Photoelectric sensor, rectangular shape, red LED, transparent object detection, narrow beam, multi-turn trimmer, 0.7 m PNP, antivalent output, prewired 2 m
E3S-DBP21 | 62700 | 388939 | Photoelectric sensor, rectangular shape, red LED, transparent object detection, SmartTeach, 4.5m, PNP, antivalent output, M12 conn.
E3S-DBP21T | 52700 | 388938 | Photoelectric sensor, rectangular shape, red LED, transparent object detection, multi-turn trimmer, 4.5m, PNP, antivalent output, M12 conn.
E3S-DBP22 | 62700 | 388941 | Photoelectric sensor, rectangular shape, red LED, transparent object detection, narrow beam, SmartTeach, 0.7m, PNP, antivalent output, M12 conn.
E3S-DBP22T | 52700 | 388940 | Photoelectric sensor, rectangular shape, red LED, transparent object detection, narrow beam, multi-turn trimmer, 0.7m, PNP, antivalent output, M12 conn.
E3S-DBP31 | 71200 | 668069 | Photoelectric sensor, rectangular shape, red LED, transparent object detection, SmartTeach, 4.5 m PNP, antivalent output, Pigtail connector M12
E3S-DBP31T | 59750 | 668060 | Photoelectric sensor, rectangular shape, red LED, transparent object detection, multi-turn trimmer, 4.5 m PNP, antivalent output, Pigtail connector M12
E3S-DBP32 | 71200 | 668059 | Photoelectric sensor, rectangular shape, red LED, transparent object detection, narrow beam, SmartTeach, 0.7m PNP, antivalent output, Pigtail connector M12
E3S-DBP32T | 59750 | 668057 | Photoelectric sensor, rectangular shape, red LED, transparent object detection, narrow beam, multi-turn trimmer, 0.7 m PNP, antivalent output, Pigtail connector M12
E3S-DCN21 | 103600 | 670883 | Registration mark sensor, diffuse, rectangular shape, IP67 , 10 +/- 3mm, 50µs response time, NPN, M12 connector
E3S-DCP21-IL2 | 108900 | 670884 | Registration mark sensor, diffuse, rectangular shape, IP67 , 10 +/- 3mm, 50µs response time, Push-Pull, IO-Link V1.1 communication COM2 (38.4kbps), M12 connector
E3S-DCP21-IL3 | 108900 | 670885 | Registration mark sensor, diffuse, rectangular shape, IP67 , 10 +/- 3mm, 50µs response time, Push-Pull, IO-Link V1.1 communication COM3 (230.4kbps), M12 connector
E3S-GS3B4 | 113900 | 130258 | Photoelectric sensor, slot, 30 mm, DC, 3-wire, PNP, 2 m cable
E3S-GS3B4 5M | 107200 | 130268 | Photoelectric sensor, slot, 30 mm, DC, 3-wire, PNP, 5 m cable
E3S-GS3E4 | 101700 | 130246 | Photoelectric sensor, slot, 30 mm, DC, 3-wire, NPN, 2 m cable
E3S-GS3E4 5M | 107200 | 130247 | Photoelectric sensor, slot, 30mm, DC, 3-wire, NPN, 5m cable
E3S-LS10XB4 | 153000 | 130256 | Photoelectric sensor, definite, 30 to 100 mm, DC, 3-wire, PNP, 2 m cable
E3S-LS10XE4 | 139900 | 130243 | Photoelectric sensor, definite, 30 to 100 mm, DC, 3-wire, NPN, 2 m cable
E3S-LS20XB4 | 153000 | 130257 | Photoelectric sensor, definite, 50 to 250 mm, DC, 3-wire, PNP, 2 m cable
E3S-LS20XB4 5M | 145600 | 130266 | Photoelectric sensor, definite, 50 to 250 mm, DC, 3-wire, PNP, 5 m cable
E3S-LS20XE4 | 139900 | 130244 | Photoelectric sensor, definite, 50 to 250 mm, DC, 3-wire, NPN, 2 m cable
E3S-LS3N 2M | 67250 | 150300 | Photoelectric sensor, diffuse, 20-35mm, DC, 3-wire, NPN, vertical, 2m cable
E3S-LS3NW 2M | 54300 | 154808 | Photoelectric sensor, diffuse, 10-60mm, DC, 3-wire, NPN, vertical, 2m cable
E3S-LS3NW 5M | 88350 | 168473 | Photoelectric sensor, diffuse, 10-60mm, DC, 3-wire, NPN, vertical, 5m cable
E3S-LS3NW-1 2M | 69950 | 228518
E3S-LS3NWT 2M | 77650 | 679474 | Photoelectric sensor, limited reflective, compact square, 10 to 60 mm range, NPN, red LED, timer function, 2 m cable
E3S-LS3P 2M | 67250 | 130313 | Photoelectric sensor, limited-reflective, diffuse, wide beam for structured-shiny-irregularly objects, 20-35mm, PNP, 2m cable
E3S-LS3P-M3J 0.3M | 77650 | 143610 | Photoelectric sensor, limited-reflective, diffuse, wide beam for structured-shiny-irregularly objects, 20 to 35 mm, PNP, pigtail 0,3 m with M8 4-pin connector
E3S-LS3PT 2M | 77650 | 130315 | Photoelectric sensor, limited reflective, compact square, 20 to 35mm range, PNP, red LED, timer function, 2m cable
E3S-LS3PT-M3J 0.3M | 77650 | 130318 | Photoelectric sensor, limited reflective, compact square, 20 to 35mm range, PNP, red LED, timer function, M8-4pin pig-tail connector
E3S-LS3PW 2M | 77650 | 130314 | Photoelectric sensor limited-reflective, diffuse, wide beam for structured-shiny-irregularly objects, 10-60mm, PNP, 2m cable
E3S-LS3PW-M3J 0.3M | 77650 | 130317 | Photoelectric sensor, limited reflective, compact square, 10 to 60mm range, PNP, red LED, M8-4pin pig-tail connector
E3S-LS3PW-M5J 0.3M | 77650 | 155478 | Photoelectric sensor limited-reflective, diffuse, wide beam for structured-shiny-irregularly objects, 10-60mm, PNP, pigtail 0,3m with M8 3-pin connector
E3S-LS3PWT 2M | 77650 | 130316 | Photoelectric sensor, limited reflective, compact square, 10 to 60mm range, PNP, red LED, timer function, 2m cable
E3S-LS3PWT-M3J 0.3M | 77650 | 142537 | Photoelectric sensor, limited reflective, compact square, 10 to 60mm range, PNP, red LED, timer function, M8-4pin pig-tail connector
E3S-R11 | 82350 | 104100 | Photoelectric sensor, retroreflective, 1m, DC, 3-wire, NPN, horizontal, 2m cable
E3S-R12 | 88150 | 130420 | Photoelectric sensor, retroreflective, 300 mm, DC, 3-wire, NPN, horizontal, 2 m cable
E3S-R16 | 84150 | 148713 | Photoelectric sensor, retroreflective, 1m, DC, 3-wire, NPN, horizontal, M12 plug-in
E3S-R17 | 84150 | 130422 | Photoelectric sensor, retroreflective, 300 mm, DC, 3-wire, NPN, horizontal, M12 plug-in
E3S-R1B4 | 139900 | 130210 | Photoelectric sensor, retroreflective, 1 m, DC, 3-wire, PNP, horizontal, 2 m cable
E3S-R1E42 | 134600 | 155087 | Photoelectric sensor, retroreflective, 1 m, DC, 3-wire, NPN, vertical, 2 m cable
E3S-R31 | 82350 | 130353 | Photoelectric sensor, retroreflective, 1m, DC, 3-wire, PNP, horizontal, 2m cable
E3S-R32 | 71900 | 130354 | Photoelectric sensor, retroreflective, 300 mm, DC, 3-wire, PNP, horizontal, 2 m cable
E3S-R36 | 85300 | 130355 | Photoelectric sensor, retroreflective, 1 m, DC, 3-wire, PNP, horizontal, M12 plug-in
E3S-R37 | 88150 | 130356 | Photoelectric sensor, retroreflective, 300 mm, DC, 3-wire, PNP, horizontal, M12 plug-in
E3S-R61 | 84150 | 130401 | Photoelectric sensor, retroreflective, 1 m, DC, 3-wire, NPN, vertical, 2 m cable
E3S-R62 | 84150 | 130421 | Photoelectric sensor, retroreflective, 300mm, DC, 3-wire, NPN, vertical, 2m cable
E3S-R66 | 84150 | 105536 | Photoelectric sensor, retroreflective, 1m, DC, 3-wire, NPN, vertical, M12 plug-in
E3S-R67 | 84150 | 130423 | Photoelectric sensor, retroreflective, 300mm, DC, 3-wire, NPN, vertical, M12 plug-in
E3S-R81 | 82350 | 130357 | Photoelectric sensor, retroreflective, 1m, DC, 3-wire, PNP, vertical, 2m cable
E3S-R82 | 88150 | 130358 | Photoelectric sensor, retroreflective, 300mm, DC, 3-wire, PNP, vertical, 2m cable
E3S-R86 | 85300 | 130359 | Photoelectric sensor, retroreflective, 1 m, DC, 3-wire, PNP, vertical, M12 plug-in
E3S-R87 | 88150 | 130360 | Photoelectric sensor, retroreflective, 300 mm, DC, 3-wire, PNP, vertical, M12 plug-in
E3S-RS30B42-30 | 142700 | 130213 | Photoelectric sensor, retroreflective, 300 mm, DC, 3-wire, PNP, vertical, 2 m cable
E3S-RS30B4-30 | 138500 | 130211 | Photoelectric sensor, retroreflective, 300 mm, DC, 3-wire, PNP, horizontal, 2 m cable
E3S-RS30E42-30 | 134600 | 130188 | Photoelectric sensor, retroreflective, 300 mm, DC, 3-wire, NPN, vertical, 2 m cable
E3S-RS30E4-30 | 126700 | 130187 | Photoelectric sensor, retroreflective, 300 mm, DC, 3-wire, NPN, horizontal, 2 m cable
E3T-CD11 2M | 60300 | 351567 | Photoelectric sensor, M6 stainless steal housing, diffuse 50 mm, Light-ON, NPN, 2 m cable
E3T-CD13 2M | 60300 | 351568 | Photoelectric sensor, M6 stainless steal housing, diffuse 50 mm, Light-ON, PNP, 2 m cable
E3T-CD13-M5J-1 0.3M | 58550 | 382880 | Micro PES sensor, M6, diffuse reflective, 3 to 50 mm, PNP, L-ON, 0.3 m pre-wired with M8-3-pin connector (retro-fit)
E3T-CT12 2M | 68650 | 351563 | Photoelectric sensor, M6 stainless steal housing, through-beam 1m, Dark-ON, NPN, 2m cable
E3T-CT14 2M | 68650 | 351564 | Photoelectric sensor, M6 stainless steal housing, through-beam 1 m, Dark-ON, PNP, 2 m cable
E3T-CT22S 2M | 68650 | 351565 | Photoelectric sensor, M6 stainless steal housing, side view, through-beam 500mm, Dark-ON, NPN, 2m cable
E3T-CT24S 2M | 66400 | 351566 | Photoelectric sensor, M6 stainless steal housing, side view, through-beam 500 mm, Dark-ON, PNP, 2 m cable
E3T-FD11 2M | 43880 | 130184 | Photoelectric sensor, diffuse, 30mm, DC, 3-wire, NPN, light-on, flat, 2m cable (requires E39-L119 bracket)
E3T-FD11 5M | 43060 | 130096 | Photoelectric sensor, diffuse, 5-30mm, DC, 3-wire, NPN, light-on, flat-form, 5m cable, M2 mounting
E3T-FD11M 2M | 44700 | 351554 | Photoelectric sensor, flat, diffuse 5-30mm, Light-ON, NPN, 2m cable (requires M3 screw & bracket)
E3T-FD11R 2M | 40100 | 130116 | Photoelectric sensor, diffuse, 5-30mm, DC, 3-wire, NPN, light-on, flat-form, 2m robot cable, M2 mounting
E3T-FD12 2M | 43880 | 130185 | Photoelectric sensor, diffuse, 30mm, DC, 3-wire, NPN, dark-on, flat, 2m cable (requires E39-L119 bracket)
E3T-FD12 5M | 43060 | 130097 | Photoelectric sensor, diffuse, 5-30mm, DC, 3-wire, NPN, dark-on, flat-form, 5m cable, M2 mounting
E3T-FD12M 2M | 44700 | 351548 | Photoelectric sensor, flat, diffuse 5-30mm, Dark-ON, NPN, 2m cable (requires M3 screw & bracket)
E3T-FD12R 2M | 40100 | 130117 | Photoelectric sensor, diffuse, 5-30mm, DC, 3-wire, NPN, dark-on, flat-form, 2m robot cable, M2 mounting
E3T-FD13 2M | 43880 | 156504 | Photoelectric sensor, diffuse, 30mm, DC, 3-wire, PNP, light-on, flat, 2m cable (requires E39-L119 bracket)
E3T-FD13 5M | 43060 | 103295 | Photoelectric sensor, diffuse, 5-30mm, DC, 3-wire, PNP, light-on, flat-form, 5m cable, M2 mounting
E3T-FD13M 2M | 44990 | 351549 | Photoelectric sensor, flat, diffuse 5-30mm, Light-ON, PNP, 2m cable (requires M3 screw & bracket)
E3T-FD13-M5J 0.3M | 43880 | 162670 | Photoelectric sensor, diffuse, 5-30 mm, DC, 3-wire, PNP, light-on, flat-form, M2 mounting, M8 3-pin cable end connector 0.3 m
E3T-FD13-M5J 1M | 40100 | 163120 | Photoelectric sensor, diffuse, 5-30 mm, DC, 3-wire, PNP, light-on, flat-form, M2 mounting, M8 3-pin cable end connector 1 m
E3T-FD13R 2M | 40100 | 151264 | Photoelectric sensor, diffuse, 5-30 mm, DC, 3-wire, PNP, light-on, flat-form, M2 mounting, 2 m robotic cable
E3T-FD14 2M | 43880 | 142150 | Photoelectric sensor, diffuse, 30mm, DC, 3-wire, PNP, dark-on, flat, 2m cable (requires E39-L119 bracket)
E3T-FD14 5M | 43060 | 130111 | Photoelectric sensor, diffuse, 5-30mm, DC, 3-wire, PNP, dark-on, flat-form, 5m cable, M2 mounting
E3T-FD14M 2M | 43720 | 351536 | Photoelectric sensor, flat, diffuse 5-30mm, Dark-ON, PNP, 2m cable (requires M3 screw & bracket)
E3T-FD14-M3J 0.3M | 52850 | 257849 | Photoelectric sensor, diffuse, 5-30mm, DC, 3-wire, PNP, dark-on, flat-form, M8 4 pin connector, M2 mounting
E3T-FD14-M5J 0.3M | 43880 | 163553 | Photoelectric sensor, diffuse, 5 to 30 mm, DC, 3-wire, PNP, dark-on, flat-form, M8 3 pin connector, M2 mounting
E3T-FD14R 2M | 40100 | 155568 | Photoelectric sensor, diffuse, 5-30mm, DC, 3-wire, PNP, dark-on, flat-form, 2m robot cable, M2 mounting
E3T-FL11 2M | 53400 | 224243 | Photoelectric sensor, background suppression, 1-15mm, DC, 3-wire, NPN, light-on, flat, 2m cable (requires bracket)
E3T-FL11R 2M | 54950 | 224655 | Photoelectric sensor, BGS, 1-15mm, DC, 3-wire, NPN, light-on, flat-form, 2m robot cable, M2 mounting
E3T-FL12 2M | 53400 | 224244 | Photoelectric sensor, background suppression, 1-15mm, DC, 3-wire, NPN, dark-on, flat, 2m cable (requires bracket)
E3T-FL12R 2M | 54950 | 224656 | Photoelectric sensor, BGS, 1-15mm, DC, 3-wire, NPN, dark-on, flat-form, 2m robot cable, M2 mounting
E3T-FL13 2M | 53400 | 224245 | Photoelectric sensor, background suppression, 1-15mm, DC, 3-wire, PNP, light-on, flat, 2m cable (requires bracket)
E3T-FL13-M1TJ 0.3M | 55400 | 398771 | Photoelectric sensor, Background suppression, 1-15mm, DC, 3-wire, PNP, light-on, flat, M12 pig-tail connector
E3T-FL13R 2M | 54950 | 224657 | Photoelectric sensor, BGS, 1 to 15 mm, DC, 3-wire, PNP, light-on, flat-form, 2 m robot cable, M2 mounting
E3T-FL14 2M | 53400 | 224246 | Photoelectric sensor, background suppression, 1-15mm, DC, 3-wire, PNP, dark-on, flat, 2m cable (requires bracket)
E3T-FL14R 2M | 54950 | 224658 | Photoelectric sensor, BGS, 1-15mm, DC, 3-wire, PNP, dark-on, flat-form, 2m robot cable, M2 mounting
E3T-FL21 2M | 53400 | 224247 | Photoelectric sensor, background suppression, 1-30mm, DC, 3-wire, NPN, light-on, flat, 2m cable (requires bracket)
E3T-FL21R 2M | 54950 | 224659 | Photoelectric sensor, BGS, 1-30mm, DC, 3-wire, NPN, light-on, flat-form, 2m robot cable, M2 mounting
E3T-FL22 2M | 53400 | 224248 | Photoelectric sensor, background suppression, 1-30mm, DC, 3-wire, NPN, dark-on, flat, 2m cable (requires bracket)
E3T-FL22R 2M | 54950 | 224660 | Photoelectric sensor, BGS, 1-30mm, DC, 3-wire, NPN, dark-on, flat-form, 2m robot cable, M2 mounting
E3T-FL23 2M | 53400 | 224249 | Photoelectric sensor, background suppression, 1-30mm, DC, 3-wire, PNP, light-on, flat, 2m cable (requires bracket)
E3T-FL23-M5J 0.3M | 59400 | 354858 | Photoelectric sensor, background suppression, 1-30 mm, DC, 3-wire, PNP, light-on, flat, 0.3 m cable with M8 3-pin connector
E3T-FL23R 2M | 54950 | 224661 | Photoelectric sensor, BGS, 1-30mm, DC, 3-wire, PNP, light-on, flat-form, 2m robot cable, M2 mounting
E3T-FL24 2M | 53400 | 224250 | Photoelectric sensor, background suppression, 1-30mm, DC, 3-wire, PNP, dark-on, flat, 2m cable (requires bracket)
E3T-FL24-M3J 0.3M | 87650 | 352110 | Photoelectric sensor, background suppression, 1-30mm, DC, 3-wire, PNP, dark-on, flat, 0.3 m cable with M8 - 4 pin connector (requires bracket)
E3T-FL24R 2M | 54950 | 224662 | Photoelectric sensor, Background suppression, 1-30mm, DC, 3-wire, PNP, dark-on, flat, 2m robot cable (requires bracket)
E3T-FT11 2M | 50550 | 149691 | Photoelectric sensor, through-beam, 500mm, DC, 3-wire, NPN, light-on, flat, 2m cable (requires 2x E39-L119 bracket)
E3T-FT11 5M | 59450 | 130094 | Photoelectric sensor, through-beam, 500mm, DC, 3-wire, NPN, light-on, flat-form, 5m cable, M2 mounting
E3T-FT11F 2M | 54650 | 393236 | Photoelectric sensor, through-beam, miniature, flat-shape, IR LED, 500mm, NPN, L-on, 2m cable, M2 mounting
E3T-FT11-M3J 0.3M | 75900 | 130132 | Photoelectric sensor, through-beam, 500mm, DC, 3-wire, NPN, light-on, flat-form, M8 4 pin connector, M2 mounting
E3T-FT11R 2M | 53500 | 130130 | Photoelectric sensor, through-beam, 500mm, DC, 3-wire, NPN, light-on, flat-form, 2m robot cable, M2 mounting
E3T-FT12 2M | 50550 | 130183 | Photoelectric sensor, through-beam, 500mm, DC, 3-wire, NPN, dark-on, flat, 2m cable (requires 2 x E39-L119 bracket)
E3T-FT12 5M | 59450 | 130095 | Photoelectric sensor, through-beam, 500mm, DC, 3-wire, NPN, dark-on, flat-form, 5m cable, M2 mounting
E3T-FT12F 2M | 54650 | 393237 | Photoelectric sensor, through-beam, miniature, flat-shape, IR LED, 500mm, NPN, D-on, 2m cable, M2 mounting
E3T-FT12-M3J 0.3M | 64300 | 144758 | Photoelectric sensor, through-beam, 500mm, DC, 3-wire, NPN, dark-on, flat-form, M8 4 pin connector, M2 mounting
E3T-FT12R 2M | 53500 | 143700 | Photoelectric sensor, through-beam, 500mm, DC, 3-wire, NPN, dark-on, flat-form, 2m robot cable, M2 mounting
E3T-FT13 2M | 57400 | 130100 | Photo-electric sensor, through-beam, miniature, flat-view, 500mm, L-on, PNP, 2m cable
E3T-FT13 5M | 59450 | 103294 | Photoelectric sensor, through-beam, 500 mm, DC, 3-wire, PNP, light-on, flat-form, 5 m cable, M2 mounting
E3T-FT13F 2M | 54650 | 393238 | Photoelectric sensor, through-beam, miniature, flat-shape, IR LED, 500 mm, PNP, L-on, 2 m cable, M2 mounting
E3T-FT13-M5J 0.3M | 57400 | 163370 | Photoelectric sensor, through-beam, 500 mm, DC, 3-wire, PNP, light-on, flat-form, M8 3 pin connector, M2 mounting
E3T-FT13R 2M | 53500 | 130124 | Photoelectric sensor, through-beam, 500mm, DC, 3-wire, PNP, light-on, flat-form, 2m robot cable, M2 mounting
E3T-FT14 2M | 57400 | 130101 | Photoelectric sensor, through-beam, 500mm, DC, 3-wire, PNP, dark-on, flat, 2m cable (requires 2 x E39-L119 bracket)
E3T-FT14 5M | 59450 | 144408 | Photoelectric sensor, through-beam, 500mm, DC, 3-wire, PNP, dark-on, flat-form, 5m cable, M2 mounting
E3T-FT14F 2M | 54650 | 393239 | Photoelectric sensor, through-beam, miniature, flat-shape, IR LED, 500mm, PNP, D-on, 2m cable, M2 mounting
E3T-FT14-M1TJ 0.3M | 50550 | 695491 | Photoelectric sensor, through-beam, 500 mm, DC, 3-wire, PNP, dark-on, flat-form, M2 mounting, M12 pre-wired connector
E3T-FT14-M5J 0.3M | 57400 | 163199 | Photoelectric sensor, through-beam, 500 mm, DC, 3-wire, PNP, dark-on, flat-form, M8 3 pin connector, M2 mounting
E3T-FT14R 2M | 53500 | 130125 | Photoelectric sensor, through-beam, 500 mm, DC, 3-wire, PNP, dark-on, flat-form, 2 m robot cable, M2 mounting
E3T-FT21 2M | 57000 | 182987 | Photoelectric sensor, through-beam, miniature, flat-shape, 300mm, NPN, light-on, 2m cable, M2 mounting
E3T-FT21F 2M | 54650 | 393247 | Photoelectric sensor, through-beam, miniature, flat-shape, IR LED, 300mm, NPN, L-on, 2m cable, M2 mounting
E3T-FT22 2M | 52900 | 224647 | Photoelectric sensor, through-beam, miniature, 300 mm, DC, 3-wire, NPN, dark-on, flat-view, 2 m cable
E3T-FT22F 2M | 54650 | 393248 | Photoelectric sensor, through-beam, miniature, flat-shape, IR LED, 300mm, NPN, D-on, 2m cable, M2 mounting
E3T-FT23 2M | 52900 | 224644 | Photoelectric sensor, through-beam, miniature, flat-shape, 300mm, PNP, light-on, 2m cable, M2 mounting
E3T-FT23F 2M | 54650 | 393240 | Photoelectric sensor, through-beam, miniature, flat-shape, IR LED, 300mm, PNP, L-on, 2m cable, M2 mounting
E3T-FT24 2M | 52900 | 224652 | Photoelectric sensor, through-beam, miniature, 300mm, DC, 3-wire, PNP, dark-on, flat-view, 2m cable
E3T-FT24F 2M | 54650 | 393241 | Photoelectric sensor, through-beam, miniature, flat-shape, IR LED, 300mm, PNP, D-on, 2m cable, M2 mounting
E3T-SL11 2M | 43060 | 156503 | Photoelectric sensor, diffuse, 15mm, DC, 3-wire, NPN, light-on, side view, 2m cable (requires bracket)
E3T-SL11 5M | 43060 | 130092 | Photoelectric sensor,diffuse, 5-15mm, DC, 3-wire, NPN, light-on, side-view, 5m cable, M2 mounting
E3T-SL11M 2M | 47060 | 351550 | Photoelectric sensor, side view, limited 5-15mm, Light-ON, NPN, 2m cable (requires M3 screw & bracket)
E3T-SL11R 2M | 43060 | 130118 | Photoelectric sensor,diffuse, 5-15mm, DC, 3-wire, NPN, light-on, side-view, 2m robot cable, M2 mounting
E3T-SL12 2M | 43060 | 130182 | Photoelectric sensor, diffuse, 15mm, DC, 3-wire, NPN, dark-on, side view, 2m cable (requires bracket)
E3T-SL12 5M | 43060 | 146546 | Photoelectric sensor,diffuse, 5-15mm, DC, 3-wire, NPN, dark-on, side-view, 5m cable, M2 mounting
E3T-SL12M 2M | 47060 | 351551 | Photoelectric sensor, side view, limited 5-15mm, Dark-ON, NPN, 2m cable (requires M3 screw & bracket)
E3T-SL12R 2M | 41590 | 130119 | Photoelectric sensor,diffuse, 5-15mm, DC, 3-wire, NPN, dark-on, side-view, 2m robot cable, M2 mounting
E3T-SL13 2M | 43060 | 145481 | Photoelectric sensor, diffuse, 15mm, DC, 3-wire, PNP, light-on, side view, 2m cable (requires bracket)
E3T-SL13 5M | 43060 | 130107 | Photoelectric sensor,diffuse, 5-15mm, DC, 3-wire, PNP, light-on, side-view, 5m cable, M2 mounting
E3T-SL13M 2M | 43880 | 351546 | Photoelectric sensor, side view, limited 5 to 15 mm, Light-ON, PNP, 2 m cable (requires M3 screw & bracket)
E3T-SL13-M3J 0.5M | 70850 | 224651 | Photoelectric sensor,diffuse, 5-15mm, DC, 3-wire, PNP, light-on, side-view, M8 4 pin connector, M2 mounting
E3T-SL13-M5J 0.3M | 43060 | 100408 | Photo-electric sensor
E3T-SL13R 2M | 43060 | 130120 | Photoelectric sensor,diffuse, 5 to 15 mm, DC, 3-wire, PNP, light-on, side-view, 2 m robot cable, M2 mounting
E3T-SL14 2M | 43060 | 149692 | Photo-electric sensor, convergent-reflective, miniature, side view, 5 to 15 mm, D-on, PNP, 2 m cable
E3T-SL14 5M | 43060 | 130108 | Photoelectric sensor,diffuse, 5-15mm, DC, 3-wire, PNP, dark-on, side-view, 5m cable, M2 mounting
E3T-SL14M 2M | 43880 | 351534 | Photoelectric sensor, side view, limited 5-15mm, Dark-ON, PNP, 2m cable (requires M3 screw & bracket)
E3T-SL14-M1TJ 0.3M | 32620 | 695492 | Photoelectric sensor, diffuse, 5-15 mm, DC, 3-wire, PNP, dark-on, side-view, M2 mounting, M12 pre-wired connector
E3T-SL14-M3J 0.5M | 70850 | 224650 | Photoelectric sensor,diffuse, 5-15mm, DC, 3-wire, PNP, dark-on, side-view, M8 4 pin connector, M2 mounting
E3T-SL14-M5J 0.3M | 43060 | 163552 | Photoelectric sensor,diffuse, 5-15mm, DC, 3-wire, PNP, dark-on, side-view, M8 3 pin connector, M2 mounting
E3T-SL14R 2M | 43060 | 143699 | Photoelectric sensor,diffuse, 5-15mm, DC, 3-wire, PNP, dark-on, side-view, 2m robot cable, M2 mounting
E3T-SL21 2M | 43060 | 147720 | Photoelectric sensor, diffuse, 30mm, DC, 3-wire, NPN, light-on, side view, 2m cable (requires bracket)
E3T-SL21 5M | 43060 | 130093 | Photoelectric sensor,diffuse, 5-30mm, DC, 3-wire, NPN, light-on, side-view, 5m cable, M2 mounting
E3T-SL21M 2M | 47380 | 351552 | Photoelectric sensor, side view, limited 5-30mm, Light-ON, NPN, 2m cable (requires M3 screw & bracket)
E3T-SL21-M5J 0.3M | 43060 | 163555 | Photoelectric sensor,diffuse, 5 to 30 mm, DC, 3-wire, NPN, light-on, side-view, M8 3 pin connector, M2 mounting
E3T-SL21R 2M | 43060 | 130121 | Photoelectric sensor,diffuse, 5-30mm, DC, 3-wire, NPN, light-on, side-view, 2m robot cable, M2 mounting
E3T-SL22 2M | 43060 | 104111 | Photoelectric sensor, diffuse, 30 mm, DC, 3-wire, NPN, dark-on, side view, 2 m cable (requires bracket)
E3T-SL22 5M | 43060 | 148718 | Photoelectric sensor,diffuse, 5-30mm, DC, 3-wire, NPN, dark-on, side-view, 5m cable, M2 mounting
E3T-SL22M 2M | 47380 | 351553 | Photoelectric sensor, side view, limited 5-30mm, Dark-ON, NPN, 2m cable (requires M3 screw & bracket)
E3T-SL22R 2M | 43060 | 153509 | Photoelectric sensor,diffuse, 5-30mm, DC, 3-wire, NPN, dark-on, side-view, 2m robot cable, M2 mounting
E3T-SL23 2M | 43060 | 130103 | Photoelectric sensor, diffuse, 30mm, DC, 3-wire, PNP, light-on, side view, 2m cable (requires bracket)
E3T-SL23 5M | 43060 | 130109 | Photo-electric sensor
E3T-SL23M 2M | 43880 | 351547 | Photoelectric sensor, side view, limited 5 to 30 mm, Light-ON, PNP, 2 m cable (requires M3 screw & bracket)
E3T-SL23-M1TJ 0.3M | 57750 | 377909 | Photoelectric sensor, miniature side-view, retro-reflective, co-axial, 10-200mm, DC, 3-wire, PNP, light-on, M12 pigtail connector
E3T-SL23-M5J 0.3M | 43880 | 163556 | Photoelectric sensor, diffuse, 30 mm, DC, 3-wire, PNP, light-on, side-view, M8 connector (requires bracket)
E3T-SL23M-M5J | 41790 | 392060 | Photoelectric sensor, diffuse, 5-30mm, 24VDC, PNP, light-on, side-view, M8-3 pin connector, M3 mounting
E3T-SL23R 2M | 41590 | 130122 | Photoelectric sensor,diffuse, 5-30mm, DC, 3-wire, PNP, light-on, side-view, 2m robot cable, M2 mounting
E3T-SL24 2M | 43060 | 130104 | Photoelectric sensor, convergent-reflective, miniature, side view, 5-30mm, D-on, PNP, 2m cable
E3T-SL24 5M | 43060 | 130110 | Photoelectric sensor,diffuse, 5 to 30 mm, DC, 3-wire, PNP, dark-on, side-view, 5 m cable, M2 mounting
E3T-SL24M 2M | 43880 | 351535 | Photoelectric sensor, side view, limited 5-30mm, Dark-ON, PNP, 2m cable (requires M3 screw & bracket)
E3T-SL24-M1TJ 0.3M | 47200 | 377910 | Photoelectric sensor, miniature side-view, diffuse reflective, 5-30mm, DC, 3-wire, PNP, light-on, M12 pigtail connector
E3T-SL24-M5J 0.3M | 43880 | 162306 | Photoelectric sensor,diffuse, 5 to 30 mm, DC, 3-wire, PNP, dark-on, side-view, M8 3 pin connector, M2 mounting
E3T-SL24R 2M | 41590 | 130123 | Photoelectric sensor,diffuse, 5-30mm, DC, 3-wire, PNP, dark-on, side-view, 2m robot cable, M2 mounting
E3T-SR21 2M | 43300 | 224197 | Photoelectric sensor, retroreflective (reflector supplied), 200mm, DC, 3-wire, NPN, light-on, side-view, 2m cable (requires bracket)
E3T-SR21 5M | 46680 | 224205
E3T-SR21-C 2M | 44050 | 224213
E3T-SR21-C 5M | 46680 | 224215
E3T-SR21-ECON 0.3M | 48220 | 224227
E3T-SR21-ECON 2M | 49260 | 224229
E3T-SR21R 2M | 44050 | 224223
E3T-SR22 2M | 43300 | 224199 | Photoelectric sensor, retroreflective (reflector supplied), 200mm, DC, 3-wire, NPN, dark-on, side-view, 2m cable (requires bracket)
E3T-SR22 5M | 46680 | 224207
E3T-SR22-ECON 0.3M | 48220 | 224231
E3T-SR22-ECON 2M | 49260 | 224233
E3T-SR22-M5J 0.3M | 45100 | 224241
E3T-SR22R 2M | 44050 | 224225
E3T-SR23 15M | 49260 | 224217
E3T-SR23 2M | 43300 | 224201 | Photoelectric sensor, retroreflective (reflector supplied), 200mm, DC, 3-wire, PNP, light-on, side-view, 2m cable (requires bracket)
E3T-SR23 5M | 46680 | 224209
E3T-SR23-M5J 0.3M | 43300 | 224237 | Photoelectric sensor, retroreflective (reflector supplied), 200 mm, DC, 3-wire, PNP, light-on, side-view, pigtail connector, M8, 3 pin (requires bracket)
E3T-SR23R 2M | 44050 | 224219
E3T-SR24 2M | 44050 | 224204 | Photoelectric sensor, retroreflective (reflector supplied), 200mm, DC, 3-wire, PNP, dark-on, side-view, 2m cable (requires bracket)
E3T-SR24 5M | 46680 | 224212
E3T-SR24-M5J 0.3M | 50900 | 224239 | Photoelectric sensor, retroreflective (reflector supplied), 200mm, DC, 3-wire, PNP, dark-on, side-view, pigtail connector, M8, 3 pin (requires bracket)
E3T-SR24-M5J 1M | 53350 | 224235 | Photoelectric sensor, retroreflective (reflector supplied), 200 mm, DC, 3-wire, PNP, dark-on, side-view, pigtail connector, M8, 3 pin (requires bracket)
E3T-SR24R 2M | 44050 | 224221
E3T-SR41 2M | 54150 | 249849 | Photoelectric sensor, retro-reflective, 200 mm range
E3T-SR41-C 2M | 49110 | 249831 | Photoelectric sensor, retro-reflective, miniature, side view, 200mm, NPN, L-on, 2m cable, M2 mounting, reflector not included
E3T-SR41-M5J 0.3M | 58100 | 249837 | Photoelectric sensor, retro-reflective, miniature, side view, 200 mm, NPN, L-on, M8 3-pin connector with 0.3 m cable, M2 mounting, Small reflector E39-R4 included
E3T-SR41-M5J-S 0.3M | 59800 | 249840 | Photoelectric sensor, coaxial retro-reflective (reflector supplied), 200mm, DC, 3-wire, NPN, light-on, side-view, M8 3-pin connector with 0.3 m cable (requires bracket)
E3T-SR41-S 2M | 53300 | 249851 | Photoelectric sensor, coaxial retro-reflective (reflector supplied), 200mm, DC, 3-wire, NPN, light-on, side-view, 2m cable (requires bracket)
E3T-SR42 2M | 56150 | 249850 | Photoelectric sensor, retro-reflective, miniature, side view, 200 mm, NPN, D-on, 2 m cable, M2 mounting, Small reflector E39-R4 included
E3T-SR42-C 2M | 50800 | 249832 | Photoelectric sensor, retro-reflective, miniature side view, 200mm, NPN, D-on, 2m cable, M2 mounting, reflector not included
E3T-SR42-M5J 0.3M | 58050 | 249838 | Photoelectric sensor, retro-reflective, miniature, side view, 200 mm, NPN, D-on, M8 3-pin connector with 0.3 m cable, M2 mounting, Small reflector E39-R4 included
E3T-SR42-M5J-S 0.3M | 54950 | 249841 | Photoelectric sensor, coaxial retro-reflective ('flat' reflector supplied), 100mm, DC, 3-wire, NPN, dark-on, side-view, 0.3 m cable with M8-3pin connector (requires bracket)
E3T-SR42-S 2M | 53300 | 249852 | Photoelectric sensor, coaxial retro-reflective ('flat' reflector supplied), 100mm, DC, 3-wire, NPN, dark-on, side-view, 2m cable (requires bracket)
E3T-SR43 2M | 56150 | 249829 | Photoelectric sensor, retro-reflective, 200 mm range
E3T-SR43-C 2M | 44910 | 249833 | Photoelectric sensor, retro-reflective, miniature, side view, 200mm, PNP, L-on, 2m cable, M2 mounting, reflector not included
E3T-SR43-M1TJ-S 0.3M | 47200 | 377911 | Photoelectric sensor, miniature side-view, diffuse reflective, 5-30mm, DC, 3-wire, PNP, dark-on, M12 pigtail connector
E3T-SR43-M3J-C 0.3M | 46590 | 394409 | Photoelectric sensor,retro-reflective, 200mm, DC, 3-wire, PNP, light-on, side-view, M8-4pin pigtail connector, M2 mounting, reflector not included
E3T-SR43-M5J 0.3M | 48960 | 249839 | Photoelectric sensor, retro-reflective, miniature, side view, 200 mm, PNP, L-on, M8 3-pin connector with 0.3 m cable, M2 mounting, Small reflector E39-R4 included
E3T-SR43-M5J-S 0.3M | 48790 | 249842
E3T-SR43-S 2M | 44050 | 249835 | Photoelectric sensor, coaxial retro-reflective (reflector supplied), 200 mm, DC, 3-wire, PNP, light-on, side-view, 2 m cable (requires bracket)
E3T-SR44 2M | 56150 | 249830 | Photoelectric sensor, retro-reflective, miniature, side view, 200 mm, PNP, D-on, 2 m cable, M2 mounting, Small reflector E39-R4 included
E3T-SR44-C 2M | 41810 | 249834 | Photoelectric sensor, retro-reflective, miniature, side view, 200mm, PNP, D-on, 2m cable, M2 mounting, reflector not included
E3T-SR44-M1TJ-S 0.3M | 52350 | 351451 | Photoelectric sensor, retro-reflective, miniature, side view, 200mm, PNP, D-on, M12 3-pin cable end connector 0.3m, M2 mounting, Flatl reflector E39-R37-CA included
E3T-SR44-M5J 0.3M | 48790 | 249827 | Photoelectric sensor, retro-reflective, M8 connector
E3T-SR44-M5J 1M | 44840 | 249843 | Photoelectric sensor, retro-reflective, miniature, side view, 200mm, PNP, D-on, M8 3-pin cable end connector 1m, M2 mounting, Small reflector E39-R4 included
E3T-SR44-M5J-S 0.3M | 48790 | 249828 | Photoelectric sensor, retro-reflective, miniature, side view, 200 mm, PNP, D-on, M8 3-pin cable end connector 0.3 m, M2 mounting, Flatl reflector E39-R37-CA included
E3T-SR44-M5J-S 1M | 44840 | 249844 | Photoelectric sensor, retro-reflective, miniature, side view, 200mm, PNP, D-on, M8 3-pin cable end connector 1m, M2 mounting, Flatl reflector E39-R37-CA included
E3T-SR44-S 2M | 43300 | 249836 | Photoelectric sensor, coaxial retro-reflective ('flat' reflector supplied), 100 mm, DC, 3-wire, PNP, dark-on, side view, 2 m cable (requires bracket)
E3T-ST11 2M | 50550 | 156502 | Photoelectric sensor, through-beam, 1m, DC, 3-wire, NPN, light-on, side-view, 2m cable (requires 2 brackets)
E3T-ST11 5M | 59450 | 130090 | Photoelectric sensor, through-beam, 1m, DC, 3-wire, NPN, light-on, side-view, 5m cable, M2 mounting
E3T-ST11F 2M | 48080 | 393222 | Photoelectric sensor, through-beam, miniature, side-view, IR LED, 1m, NPN, L-on, 2m cable, M2 mounting
E3T-ST11M 2M | 57300 | 351555 | Photoelectric sensor, side view, through-beam 1m, Light-ON, NPN, 2m cable (requires M3 screw & bracket)
E3T-ST11-M1TJ 0.3M | 54650 | 392723 | Photoelectric sensor, side view, through-beam 1m, Light-ON, NPN, M12-4pin pigtail connector
E3T-ST11-M3J 0.3M | 77350 | 152426 | Photoelectric sensor, through-beam, 1m, DC, 3-wire, NPN, light-on, side-view, M8 4 pin connector, M2 mounting
E3T-ST11-M5J 0.3M | 57400 | 163866 | Photoelectric sensor, through-beam, 1 m, DC, 3-wire, NPN, light-on, side-view, M8 3 pin connector, M2 mounting
E3T-ST11MF 2M | 48080 | 393246 | Photoelectric sensor, through-beam, miniature, side-view, IR LED, 1m, L-on, NPN, 2m cable, M3 mounting
E3T-ST11R 2M | 53500 | 130127 | Photoelectric sensor, through-beam, 1m, DC, 3-wire, NPN, light-on, side-view, 2m robot cable, M2 mounting
E3T-ST12 2M | 50550 | 130180 | Photoelectric sensor, through-beam, 1m, DC, 3-wire, NPN, dark-on, side view, 2m cable (requires 2 brackets)
E3T-ST12 5M | 59450 | 130091 | Photoelectric sensor, through-beam, 1m, DC, 3-wire, NPN, dark-on, side-view, 5m cable, M2 mounting
E3T-ST12F 2M | 48080 | 393223 | Photoelectric sensor, through-beam, miniature, side-view, IR LED, 1m, NPN, D-on, 2m cable, M2 mounting
E3T-ST12M 2M | 57300 | 351556 | Photoelectric sensor, side view, through-beam 1m, Dark-ON, NPN, 2m cable (requires M3 screw & bracket)
E3T-ST12-M3J 0.3M | 76800 | 130131 | Photoelectric sensor, through-beam, 1m, DC, 3-wire, NPN, dark-on, side-view, M8 4 pin connector, M2 mounting
E3T-ST12MF 2M | 48080 | 393230 | Photoelectric sensor, through-beam, miniature, side-view, IR LED, 1m, D-on, NPN, 2m cable, M3 mounting
E3T-ST12R 2M | 53500 | 130128 | Photoelectric sensor, through-beam, 1m, DC, 3-wire, NPN, dark-on, side-view, 2m robot cable, M2 mounting
E3T-ST13 2M | 57400 | 130098 | Photo-electric sensor, through-beam, miniature, side view, 1m, L-on, PNP, 2m cable
E3T-ST13 5M | 59450 | 153140 | Photoelectric sensor, through-beam, 1 m, DC, 3-wire, PNP, light-on, side-view, 5 m cable, M2 mounting
E3T-ST13F 2M | 48080 | 393224 | Photoelectric sensor, through-beam, miniature, side-view, IR LED, 1m, PNP, L-on, 2 m cable, M2 mounting
E3T-ST13M 2M | 59100 | 351557 | Photoelectric sensor, side view, through-beam 1 m, Light-ON, PNP, 2 m cable (requires M3 screw & bracket)
E3T-ST13-M1TJ 0.3M | 57750 | 377950 | Photoelectric sensor, through-beam, 2m, DC, 3-wire, NPN, light-on, side-view, M12-Smart Click connector, M2 mounting
E3T-ST13-M3J 0.5M | 57400 | 130133 | Photoelectric sensor, through-beam, 1 m, DC, 3-wire, PNP, light-on, side-view, M8 4 pin connector, M2 mounting
E3T-ST13-M5J 0.3M | 57400 | 163198 | Photoelectric sensor, miniature type, through beam
E3T-ST13MF 2M | 48080 | 393231 | Photoelectric sensor, through-beam, miniature, side-view, IR LED, 1m, L-on, PNP, 2m cable, M3 mounting
E3T-ST13R 2M | 53500 | 105978 | Photoelectric sensor, through-beam, 1m, DC, 3-wire, PNP, light-on, side-view, 2m robot cable, M2 mounting
E3T-ST14 2M | 57400 | 130099 | Photoelectric sensor, through-beam, 1m, DC, 3-wire, PNP, dark-on, side view, 2m cable (requires 2 brackets)
E3T-ST14 5M | 59450 | 155091 | Photoelectric sensor, through-beam, 1m, DC, 3-wire, PNP, dark-on, side-view, 5m cable, M2 mounting
E3T-ST14F 2M | 48080 | 393225 | Photoelectric sensor, through-beam, miniature, side-view, IR LED, 1m, , PNP, D-on, 2m cable, M2 mounting
E3T-ST14M 2M | 59100 | 351558 | Photoelectric sensor, side view, through-beam 1m, Dark-ON, PNP, 2m cable (requires M3 screw & bracket)
E3T-ST14-M1TJ 0.3M | 49560 | 695490 | Photoelectric sensor, through-beam, 1 m, DC, 3-wire, PNP, dark-on, side-view, M12 pre-wired connector
E3T-ST14-M3J 0.5M | 71200 | 130134 | Photoelectric sensor, through-beam, 1m, DC, 3-wire, PNP, dark-on, side-view, M8 4 pin connector, M2 mounting
E3T-ST14-M5J 0.3M | 57400 | 163372 | Photoelectric sensor, through-beam, 1 m, DC, 3-wire, PNP, dark-on, side-view, M8 3 pin connector (requires 2 brackets)
E3T-ST14MF 2M | 48080 | 393232 | Photoelectric sensor, through-beam, miniature, side-view, IR LED, 1m, D-on, PNP, 2m cable, M3 mounting
E3T-ST14M-M3J 0.3M | 56700 | 419062 | Photoelectric sensor, side view, through-beam 1m, Dark-ON, PNP, M8-4pin pigtail connector
E3T-ST14R 2M | 53500 | 130129 | Photoelectric sensor, through-beam, 1m, DC, 3-wire, PNP, dark-on, side-view, 2m robot cable, M2 mounting
E3T-ST21 2M | 57000 | 182984 | Photoelectric sensor, through-beam, miniature, side view, 300mm, NPN, L-on, 2m cable, M2 mounting
E3T-ST21F 2M | 48080 | 393242 | Photoelectric sensor, through-beam, miniature, side-view, IR LED, 300mm, NPN, L-on, 2m cable, M2 mounting
E3T-ST21M 2M | 72000 | 351559 | Photoelectric sensor, side view, through-beam 0,3m, Light-ON, NPN, 2m cable (requires M3 screw & bracket)
E3T-ST21MF 2M | 48080 | 393249 | Photoelectric sensor, through-beam, miniature, side-view, IR LED, 300mm, L-on, NPN, 2m cable, M3 mounting
E3T-ST22 2M | 53650 | 224648 | Photoelectric sensor, through-beam, miniature, side view, 300mm, NPN, D-on, 2m cable, M2 mounting
E3T-ST22F 2M | 48080 | 393243 | Photoelectric sensor, through-beam, miniature, side-view, IR LED, 300mm, NPN, D-on, 2m cable, M2 mounting
E3T-ST22M 2M | 72000 | 351560 | Photoelectric sensor, side view, through-beam 0,3m, Dark-ON, NPN, 2m cable (requires M3 screw & bracket)
E3T-ST22MF 2M | 48080 | 393233 | Photoelectric sensor, through-beam, miniature, side-view, IR LED, 300mm, D-on, NPN, 2m cable, M3 mounting
E3T-ST23 2M | 53650 | 224653 | Photoelectric sensor, through-beam, miniature, side view, 300mm, PNP, light-on, 2m cable, M2 mounting
E3T-ST23F 2M | 48080 | 393226 | Photoelectric sensor, through-beam, miniature, side-view, IR LED, 300mm, PNP, L-on, 2m cable, M2 mounting
E3T-ST23M 2M | 73750 | 351561 | Photoelectric sensor, side view, through-beam 0,3m, Light-ON, PNP, 2m cable (requires M3 screw & bracket)
E3T-ST23MF 2M | 48080 | 393234 | Photoelectric sensor, through-beam, miniature, side-view, IR LED, 300mm, L-on, PNP, 2m cable, M3 mounting
E3T-ST24 2M | 53650 | 224649 | Photoelectric sensor, through-beam, miniature, side view, 300mm, PNP, D-on, 2m cable, M2 mounting
E3T-ST24F 2M | 48080 | 393227 | Photoelectric sensor, through-beam, miniature, side-view, IR LED, 300mm, PNP, D-on, 2m cable, M2 mounting
E3T-ST24M 2M | 73750 | 351562 | Photoelectric sensor, side view, through-beam 0,3m, Dark-ON, PNP, 2m cable (requires M3 screw & bracket)
E3T-ST24-M3J 0.5M | 86450 | 224654 | Photoelectric sensor, through-beam, 300mm, DC, 3-wire, PNP, dark-on, side-view, M8 4 pin connector, M2 mounting
E3T-ST24MF 2M | 48080 | 393235 | Photoelectric sensor, through-beam, miniature, side-view, IR LED, 300mm, D-on, PNP, 2m cable, M3 mounting
E3T-ST31 2M | 51100 | 351526 | Photoelectric sensor, through-beam, miniature, side view, 2m, NPN, L-on, 2m cable, M2 mounting
E3T-ST31 5M | 56650 | 351527 | Photoelectric sensor, through-beam, 2m, DC, 3-wire, NPN, light-on, side-view, 5m cable, M2 mounting
E3T-ST31F 2M | 48080 | 393244 | Photoelectric sensor, through-beam, miniature, side-view, IR LED, 2m, NPN, L-on, 2m cable, M2 mounting
E3T-ST32 2M | 51100 | 351528 | Photoelectric sensor, through-beam, miniature, side view, 2m, NPN, D-on, 2m cable, M2 mounting
E3T-ST32 5M | 56150 | 351529 | Photoelectric sensor, through-beam, 2m, DC, 3-wire, NPN, dark-on, side-view, 5m cable, M2 mounting
E3T-ST32F 2M | 48080 | 393245 | Photoelectric sensor, through-beam, miniature, side-view, IR LED, 2m, NPN, D-on, 2m cable, M2 mounting
E3T-ST33 2M | 52750 | 351530 | Photoelectric sensor, through-beam, miniature, side view, 2m, PNP, L-on, 2m cable, M2 mounting
E3T-ST33 5M | 64850 | 351531 | Photoelectric sensor, through-beam, 2m, DC, 3-wire, PNP, light-on, side-view, 5m cable, M2 mounting
E3T-ST33F 2M | 48080 | 393228 | Photoelectric sensor, through-beam, miniature, side-view, IR LED, 2 m, PNP, L-on, 2 m cable, M2 mounting
E3T-ST34 2M | 52750 | 351532 | Photoelectric sensor, through-beam, miniature, side view, 2m, PNP, D-on, 2m cable, M2 mounting
E3T-ST34 5M | 64850 | 351533 | Photoelectric sensor, through-beam, 2m, DC, 3-wire, PNP, dark-on, side-view, 5m cable, M2 mounting
E3T-ST34F 2M | 48080 | 393229 | Photoelectric sensor, through-beam, miniature, side-view, IR LED, 2m, PNP, D-on, 2m cable, M2 mounting
E3X-CIF11 | 216800 | 306523 | Compoway F unit for E3X-DAN series
E3X-CN02 | 7815 | 336336 | Plug, wire-saving, for E3X fiber optic amplifier
E3X-CN11 | 9545 | 336330 | Connector, 3-wire cable for master amplifier, 2 m cable
E3X-CN11 10M | 18350 | 365286 | Connector, 3-wire cable for master amplifier, 10 m cable
E3X-CN11 5M | 14760 | 336334 | Connector, 3-wire, cable for master amplifier, 5 m cable
E3X-CN11-R 2M | 18710 | 336324 | Connector, 3-wire cable for master amplifier, 2 m robotic cable
E3X-CN12 | 7975 | 336331 | Connector, 1-wire cable for slave amplifier, 2m cable
E3X-CN12 5M | 13190 | 336335 | Connector, 1-wire cable for slave amplifier, 5 m cable
E3X-CN21 | 10760 | 336332 | Accessory fiber amplifier, system connector for master amplifier, standard, 2M cables
E3X-CN21 10M | 20580 | 336328 | Connector, 4-wire, for master amplifier (monitor output types), 10m cable
E3X-CN21 5M | 15980 | 336321 | Connector, 4-wire, for master amplifier (monitor output types), 5m cable
E3X-CN21-M1J 0.3M | 22110 | 336337 | Accessory fiber amplifier, system connector for master amplifier, pigtail M12 4-pin connector, 0,3m cable
E3X-CN21-M3J-2 0.3M | 9265 | 238254 | Accessory fiber amplifier, system connector for master amplifier, pigtail M8 4-pin connector, 0,3m cable
E3X-CN22 | 10560 | 336333 | Connector, 2-wire, for slave amplifier, 2m cable
E3X-CN22 5M | 14730 | 336322 | Connector, 2-wire, for slave amplifier (monitor output types), 5m cable
E3X-CRT | 137000 | 356826 | Accessory fiber amplifier E3X communication unit, CompoNet
E3X-DRT21 | 248400 | 306521 | Fibre-optic sensor amplifier
E3X-DRT21-S VER.3 | 135000 | 306527 | Fibre amplifier sensor communication unit
E3X-ECT | 180600 | 357104 | E3X communication unit, EtherCAT
E3X-HD0 | 97550 | 356808 | Fiber amplifier for communication unit connection
E3X-HD11 2M | 84650 | 691084 | Fiber amplifier, Stable and Easy operation, Giga Ray II LED, NPN, 2M
E3X-HD14 | 95600 | 691082 | Fiber amplifier, Stable and Easy operation, Giga Ray II LED, NPN, M8 (4pin) connector
E3X-HD41 2M | 84650 | 691076 | Fiber amplifier, Stable and Easy operation, Giga Ray II LED, PNP, 2M
E3X-HD41 5M | 120200 | 691081 | Fiber amplifier, Stable and Easy operation, Giga Ray II LED, PNP, 5 M
E3X-HD44 | 95650 | 691079 | Fiber amplifier, Stable and Easy operation, Giga Ray II LED, PNP, M8 (4pin) connector
E3X-HD6 | 84650 | 691078 | Fiber amplifier, Stable and Easy operation, Giga Ray II LED, NPN, CN-connector
E3X-HD8 | 84650 | 691077 | Fiber amplifier, Stable and Easy operation, Giga Ray II LED, PNP, CN-connector
E3X-MC11-C1 | 202300 | 306502
E3X-MC11-C1-SV2 | 114000 | 306526
E3X-MC11-H1 | 31700 | 306501
E3X-MDA11 2M | 152500 | 323853 | Fiber amplifier, 2 fiber input, AND/OR functions, 2 NPN output, 2m cable
E3X-MDA6 | 152500 | 323854 | Fiber amplifier, 2 fiber input, AND/OR functions, 2 NPN output, connector
E3X-MDA8 | 173200 | 323856 | Fiber amplifier, 2 fiber input, AND/OR functions, 2 PNP output, connector
E3X-NA11 2M | 54850 | 239765 | Amplifier with potentiometer, IP50, NPN output, 2m cable
E3X-NA11F 2M | 94250 | 239772 | Fiber amplifier with potentiometer, fast respons time, NPN output, 2m cable
E3X-NA11F 5M | 95800 | 239754
E3X-NA11V 2M | 82350 | 239773 | Amplifier with potentiometer, IP66, NPN output, 2m cable
E3X-NA11V 5M | 110500 | 364641 | Amplifier with potentiometer, IP66, NPN output, 5m cable
E3X-NA14V | 82350 | 239774 | Amplifier with potentiometer, IP66, NPN output, M8 plug-in
E3X-NA21 2M | 80950 | 239776 | Photoelectric sensor, optical fibre amplifier, bar LED display, diagnostic output, DC, 3-wire, NPN, 2 m cable
E3X-NA21 5M | 56950 | 239755 | Photoelectric sensor, optical fibre amplifier, bar LED display, diagnostic output, DC, 3-wire, NPN, 5 m cable
E3X-NA41 2M | 54850 | 239766 | Amplifier with potentiometer, IP50, PNP output, 2m cable
E3X-NA41 5M | 53400 | 239756 | Photoelectric sensor, optical fibre amplifier
E3X-NA41-1 2M | 64000 | 239761 | Fiber amplifier, DC, 3-wire, PNP, 2m cable, with 20 ms ON-delay timer function
E3X-NA41F 2M | 94250 | 239775 | Fiber amplifier with potentiometer, fast respons time, PNP output, 2m cable
E3X-NA41F-1 2M | 121800 | 354582 | Fiber amplifier, DC, 3-wire, PNP, 2 m cable, included accessory E39-L143
E3X-NA41F-M3J 0.15M | 77850 | 245571 | Fiber amplifier, DC, 3-wire, PNP, M8 pigatil connector with 0.15m cable
E3X-NA41-M1J 0.3M | 51600 | 239757
E3X-NA41-M5J 0.15M | 45730 | 239758 | Photoelectric sensor, optical fibre amplifier, bar LED display, DC, 3-wire, PNP, M8 pigtail 0.15 m
E3X-NA41V 2M | 82350 | 239760 | Amplifier with potentiometer, IP66, PNP output, 2m cable
E3X-NA44FV | 77450 | 290559 | Fiber amplifier with potentiometer, fast respons time, PNP output, M8 connector 4-pin
E3X-NA44V | 82350 | 239771 | Amplifier with potentiometer, IP66, PNP output, M8 plug-in
E3X-NA51 2M | 80950 | 239777 | Photoelectric sensor, optical fibre amplifier, bar LED display, diagnostic output, DC, 3-wire, PNP, 2m cable
E3X-NA51 5M | 82350 | 239753 | Photoelectric sensor, optical fibre amplifier, bar LED display, diagnostic output, DC, 3-wire, PNP, 5m cable
E3X-NA6 | 45370 | 239769 | Amplifier with potentiometer, IP50, NPN output, connector
E3X-NA8 | 45370 | 239770 | Amplifier with potentiometer, IP50, PNP output, connector
E3X-NAG11 2M | 68550 | 239767 | Amplifier, with potentiometer, mark detection, green LED, NPN output, 2m cable
E3X-NAG11 5M | 70600 | 239752 | Amplifier, with potentiometer, mark detection, green LED, NPN output, 5 m cable
E3X-NAG41 2M | 68550 | 239768 | Amplifier, with potentiometer, mark detection, green LED, PNP output, 2m cable
E3X-SD21 2M | 62050 | 340860 | Fiber amplifier, easy one button teach, one display, Giga ray LED, NPN, 2M
E3X-SD51 2M | 62000 | 340861 | Fiber amplifier, easy one button teach, one display, Giga ray LED, PNP, 2M
E3X-SD7 | 62050 | 340862 | Fiber amplifier, easy one button teach, one display, Giga ray LED, NPN, connector
E3X-SD9 | 62050 | 340863 | Fiber amplifier, easy one button teach, one display, Giga ray LED, PNP, connector
E3X-SRT21 | 248400 | 306522 | COMPOBUS/S communication unit for E3X-DAN series
E3Z-B61 0.5M | 61500 | 323027 | Photoelectric sensor, rectangular housing, red LED, retro-reflective, transparent object, 500 mm, NPN, Light-ON/Dark-ON, 0.5 m cable
E3Z-B61 2M | 63850 | 323118 | Photoelectric sensor, rectangular housing, red LED, retro-reflective, transparent object, 500 mm, NPN, Light-ON/Dark-ON, 2 m cable
E3Z-B61 5M | 68800 | 323031 | Photoelectric sensor, rectangular housing, red LED, retro-reflective, transparent object, 500 mm, NPN, Light-ON/Dark-ON, 5 m cable
E3Z-B61-M1J 0.3M | 62300 | 392624 | Photoelectric sensor, rectangular housing, red LED, retro-reflective, transparent object, 500 mm, NPN, Light-ON/Dark-ON, M12 pigtail connector, 0.3 m
E3Z-B62 0.5M | 61500 | 323029 | Photoelectric sensor, rectangular housing, red LED, retro-reflective, transparent object, 2 m, NPN, Light-ON/Dark-ON, 0.5 m cable
E3Z-B62 2M | 54250 | 323122 | Photoelectric sensor, rectangular housing, red LED, retro-reflective, transparent object, 2 m, NPN, Light-ON/Dark-ON, 2 m cable
E3Z-B62 5M | 68800 | 323032 | Photoelectric sensor, rectangular housing, red LED, retro-reflective, transparent object, 2 m, NPN, Light-ON/Dark-ON, 5 m cable
E3Z-B66 | 63850 | 323120 | Photoelectric sensor, rectangular housing, red LED, retro-reflective, transparent object, 500 mm, NPN, Light-ON/Dark-ON, M8 4-pin connector
E3Z-B67 | 63850 | 323123 | Photoelectric sensor, rectangular housing, red LED, retro-reflective, transparent object, 2 m, NPN, Light-ON/Dark-ON, M8 4-pin connector
E3Z-B81 0.5M | 61500 | 323028 | Photoelectric sensor, rectangular housing, red LED, retro-reflective, transparent object, 500 mm, PNP, Light-ON/Dark-ON, 0.5 m cable
E3Z-B81 2M | 63850 | 323119 | Photoelectric sensor, rectangular housing, red LED, retro-reflective, transparent object, 500 mm, PNP, Light-ON/Dark-ON, 2 m cable
E3Z-B81-M1J 0.3M | 53450 | 323061 | Photoelectric sensor, rectangular housing, red LED, retro-reflective, transparent object, 500 mm, PNP, Light-ON/Dark-ON, M12 pigtail connector, 0.3 m
E3Z-B82 0.5M | 61500 | 323030 | Photoelectric sensor, rectangular housing, red LED, retro-reflective, transparent object, 2 m, PNP, Light-ON/Dark-ON, 0.5 m cable
E3Z-B82 2M | 63850 | 323124 | Photoelectric sensor, rectangular housing, red LED, retro-reflective, transparent object, 2 m, PNP, Light-ON/Dark-ON, 2 m cable
E3Z-B86 | 63850 | 323121 | Photoelectric sensor, rectangular housing, red LED, retro-reflective, transparent object, 500 mm, PNP, Light-ON/Dark-ON, M8 4-pin connector
E3Z-B87 | 63850 | 323125 | Photoelectric sensor, rectangular housing, red LED, retro-reflective, transparent object, 2 m, PNP, Light-ON/Dark-ON, M8 4-pin connector
E3Z-D61 0.5M | 37160 | 241521 | Photoelectric sensor, rectangular housing, red LED, diffuse, 100 mm, NPN, Light-ON/Dark-ON, 0.5 m cable
E3Z-D61 2M | 39950 | 685917 | Photoelectric sensor, rectangular housing, red LED, diffuse, 100 mm, NPN, Light-ON/Dark-ON, 2 m cable
E3Z-D61 5M | 43880 | 241529 | Photoelectric sensor, rectangular housing, red LED, diffuse, 100 mm, NPN, Light-ON/Dark-ON, 5 m cable
E3Z-D61-M1J 0.3M | 45610 | 339263 | Photoelectric sensor, rectangular housing, red LED, diffuse, 100 mm, NPN, Light-ON/Dark-ON, M12 pigtail connector, 0.3 m
E3Z-D62 0.5M | 37160 | 241523 | Photoelectric sensor, rectangular housing, infrared LED, diffuse, 1 m, NPN, Light-ON/Dark-ON, 0.5 m cable
E3Z-D62 2M | 39950 | 685920 | Photoelectric sensor, rectangular housing, infrared LED, diffuse, 1 m, NPN, Light-ON/Dark-ON, 2 m cable
E3Z-D62 5M | 43880 | 241530 | Photoelectric sensor, rectangular housing, infrared LED, diffuse, 1 m, NPN, Light-ON/Dark-ON, 5 m cable
E3Z-D62-2 2M | 38840 | 339278 | Photoelectric sensor, rectangular housing, infrared LED, diffuse, 1 m, NPN, Light-ON/Dark-ON, 2 m cable, customized item : Residual voltage of less than 0.8 V
E3Z-D62K-M3J 0.3M | 24620 | 699505 | Photoelectric sensor, rectangular housing, oil resistant coating, infrared LED, diffuse, 1 m, NPN, Light-ON/Dark-ON, M8 pigtail connector 4-pin, 0.3 m
E3Z-D62-M1J 0.3M | 49110 | 339264 | Photoelectric sensor, rectangular housing, infrared LED, diffuse, 1 m, NPN, Light-ON/Dark-ON, M12 pigtail connector, 0.3 m
E3Z-D62-M1J-1 0.3M | 38840 | 339277 | Photoelectric sensor, rectangular housing, infrared LED, diffuse, 1 m, NPN, Light-ON/Dark-ON, M12 pigtail connector with protective tube, 0.3 m
E3Z-D66 | 39950 | 685918 | Photoelectric sensor, rectangular housing, red LED, diffuse, 100 mm, NPN, Light-ON/Dark-ON, M8 4-pin connector
E3Z-D67 | 39950 | 685921 | Photoelectric sensor, rectangular housing, infrared LED, diffuse, 1 m, NPN, Light-ON/Dark-ON, M8 4-pin connector
E3Z-D81 0.5M | 37160 | 241522 | Photoelectric sensor, rectangular housing, red LED, diffuse, 100 mm, PNP, Light-ON/Dark-ON, 0.5 m cable
E3Z-D81 2M | 39950 | 685614 | Photoelectric sensor, rectangular housing, red LED, diffuse, 100 mm, PNP, Light-ON/Dark-ON, 2 m cable
E3Z-D81 5M | 43880 | 241516 | Photoelectric sensor, rectangular housing, red LED, diffuse, 100 mm, PNP, Light-ON/Dark-ON, 5 m cable
E3Z-D81-J0SHW-P2 | 40450 | 323089 | Photoelectric sensor, rectangular housing, infrared LED, diffuse, 100 mm, PNP, Light-ON/Dark-ON, with diagnostic function, no timer function, 2 m cable
E3Z-D81-M1J 0.3M | 41940 | 338387 | Photoelectric sensor, rectangular housing, red LED, diffuse, 100 mm, PNP, Light-ON/Dark-ON, M12 pigtail connector, 0.3 m
E3Z-D81-M1J 1M | 49110 | 339288 | Photoelectric sensor, rectangular housing, red LED, diffuse, 100 mm, PNP, Light-ON/Dark-ON, M12 pigtail connector, 1 m
E3Z-D81-M3J 0.3M | 45610 | 338394 | Photoelectric sensor, rectangular housing, red LED, diffuse, 100 mm, PNP, Light-ON/Dark-ON, M8 pigtail connector 4-pin, 0.3 m
E3Z-D82 0.5M | 37160 | 241524 | Photoelectric sensor, rectangular housing, infrared LED, diffuse, 1 m, PNP, Light-ON/Dark-ON, 0.5 m cable
E3Z-D82 2M | 39950 | 685613 | Photoelectric sensor, rectangular housing, infrared LED, diffuse, 1 m, PNP, Light-ON/Dark-ON, 2 m cable
E3Z-D82 5M | 43880 | 241531 | Photoelectric sensor, rectangular housing, infrared LED, diffuse, 1 m, PNP, Light-ON/Dark-ON, 5 m cable
E3Z-D82-IL2 2M | 46090 | 671096 | Photoelectric sensor, rectangular housing, infrared LED, diffuse, 1 m, PNP, Light-ON/Dark-ON, IO-Link COM2, 2 m cable
E3Z-D82-IL2 5M | 49820 | 671114 | Photoelectric sensor, rectangular housing, infrared LED, diffuse, 1 m, PNP, Light-ON/Dark-ON, IO-Link COM2, 5 m cable
E3Z-D82-IL3 2M | 46090 | 671105 | Photoelectric sensor, rectangular housing, infrared LED, diffuse, 1 m, PNP, Light-ON/Dark-ON, IO-Link COM3, 2 m cable
E3Z-D82-IL3 5M | 49820 | 671100 | Photoelectric sensor, rectangular housing, infrared LED, diffuse, 1 m, PNP, Light-ON/Dark-ON, IO-Link COM3, 5 m cable
E3Z-D82-M1J 0.3M | 41940 | 338388 | Photoelectric sensor, rectangular housing, infrared LED, diffuse, 1 m, PNP, Light-ON/Dark-ON, M12 pigtail connector, 0.3 m
E3Z-D82-M1J 0.8M | 47530 | 339282 | Photoelectric sensor, rectangular housing, infrared LED, diffuse, 1 m, PNP, Light-ON/Dark-ON, M12 pigtail connector, 0.8 m
E3Z-D82-M1J-1 0.3M | 41940 | 338392 | Photoelectric sensor, rectangular housing, infrared LED, diffuse, 1 m, PNP, Light-ON/Dark-ON, M12 pigtail connector with protective tube, 0.3 m
E3Z-D82-M1TJ-1 0.3M | 44290 | 703503 | Photoelectric sensor, rectangular housing, infrared LED, diffuse, 1 m, PNP, Light-ON/Dark-ON, M12 pigtail Smartclick connector with protective tube, 0.3 m
E3Z-D82-M1TJ-IL2 0.3M | 46090 | 671089 | Photoelectric sensor, rectangular housing, infrared LED, diffuse, 1 m, PNP, Light-ON/Dark-ON, IO-Link COM2, M12 pigtail Smartclick connector, 0.3 m
E3Z-D82-M1TJ-IL3 0.3M | 46560 | 671222 | Photoelectric sensor, rectangular housing, infrared LED, diffuse, 1 m, PNP, Light-ON/Dark-ON, IO-Link COM3, M12 pigtail Smartclick connector, 0.3 m
E3Z-D82-M3J 0.3M | 45610 | 338395 | Photoelectric sensor, rectangular housing, infrared LED, diffuse, 1 m, PNP, Light-ON/Dark-ON, M8 pigtail connector 4-pin, 0.3 m
E3Z-D82-M3J 1M | 51250 | 339289 | Photoelectric sensor, rectangular housing, infrared LED, diffuse, 1 m, PNP, Light-ON/Dark-ON, M8 pigtail connector 4-pin, 1 m
E3Z-D82-M5J 0.3M | 39930 | 393683 | Photoelectric sensor, rectangular housing, infrared LED, diffuse, 1 m, PNP, Light-ON/Dark-ON, M8 pigtail connector 3-pin, 0.3 m
E3Z-D86 | 39950 | 685919 | Photoelectric sensor, rectangular housing, red LED, diffuse, 100 mm, PNP, Light-ON/Dark-ON, M8 4-pin connector
E3Z-D87 | 39950 | 685922 | Photoelectric sensor, rectangular housing, infrared LED, diffuse, 1 m, PNP, Light-ON/Dark-ON, M8 4-pin connector
E3Z-D87-IL2 | 46090 | 671087 | Photoelectric sensor, rectangular housing, infrared LED, diffuse, 1 m, PNP, Light-ON/Dark-ON, IO-Link COM2, M8 4-pin connector
E3Z-D87-IL3 | 46090 | 671102 | Photoelectric sensor, rectangular housing, infrared LED, diffuse, 1 m, PNP, Light-ON/Dark-ON, IO-Link COM3, M8 4-pin connector
E3Z-FDP14 2M | 21990 | 686077 | Photoelectric sensor, rectangular housing with M18 threaded barrel, red LED, diffuse, 1 m, PNP, Light-ON/Dark-ON, 2 m cable
E3Z-FDP16 2M | 20710 | 675067 | Photoelectric sensor, rectangular housing with M18 threaded barrel, infrared LED, diffuse, 300 mm, PNP, Light-ON/Dark-ON, 2 m cable
E3Z-FDP18 2M | 21990 | 686121 | Photoelectric sensor, rectangular housing with M18 threaded barrel, infrared LED, diffuse, 1 m, PNP, Light-ON/Dark-ON, 2 m cable
E3Z-G61 0.5M | 47250 | 332031 | Photoelectric sensor, slot housing, infrared LED, single through-beam, 25 mm, NPN, Light-ON/Dark-ON, 0.5 m cable
E3Z-G61 2M | 49800 | 332056 | Photoelectric sensor, slot housing, infrared LED, single through-beam, 25 mm, NPN, Light-ON/Dark-ON, 2 m cable
E3Z-G61 5M | 54900 | 332034 | Photoelectric sensor, slot housing, infrared LED, single through-beam, 25 mm, NPN, Light-ON/Dark-ON, 5 m cable
E3Z-G61-M1J-1 0.3M | 57400 | 332038 | Photoelectric sensor, slot housing, infrared LED, single through-beam, 25 mm, NPN, Light-ON/Dark-ON, M12 pigtail connector with protective tube, 0.3 m
E3Z-G61-M3J | 57400 | 332057 | Photoelectric sensor, slot housing, infrared LED, single through-beam, 25 mm, NPN, Light-ON/Dark-ON, M8 pigtail connector 4-pin, 0.3 m
E3Z-G62 0.5M | 53200 | 332032 | Photoelectric sensor, slot housing, infrared LED, twin through-beam, 25 mm, NPN, Light-ON/Dark-ON, 0.5 m cable
E3Z-G62 2M | 55750 | 332058 | Photoelectric sensor, slot housing, infrared LED, twin through-beam, 25 mm, NPN, Light-ON/Dark-ON, 2 m cable
E3Z-G62 5M | 60800 | 332035 | Photoelectric sensor, slot housing, infrared LED, twin through-beam, 25 mm, NPN, Light-ON/Dark-ON, 5 m cable
E3Z-G62-M3J | 60000 | 332033 | Photoelectric sensor, slot housing, infrared LED, twin through-beam, 25 mm, NPN, Light-ON/Dark-ON, M8 pigtail connector 4-pin, 0.3 m
E3Z-G81 0.5M | 47250 | 332036 | Photoelectric sensor, slot housing, infrared LED, single through-beam, 25 mm, PNP, Light-ON/Dark-ON, 0.5 m cable
E3Z-G81 2M | 53800 | 332059 | Photoelectric sensor, slot housing, infrared LED, single through-beam, 25 mm, PNP, Light-ON/Dark-ON, 2 m cable
E3Z-G81-M1J-1 0.3M | 61900 | 332063 | Photoelectric sensor, slot housing, infrared LED, single through-beam, 25 mm, PNP, Light-ON/Dark-ON, M12 pigtail connector with protective tube, 0.3 m
E3Z-G81-M3J | 62000 | 332060 | Photoelectric sensor, slot housing, infrared LED, single through-beam, 25 mm, PNP, Light-ON/Dark-ON, M8 pigtail connector 4-pin, 0.3 m
E3Z-G82 0.5M | 53200 | 332037 | Photoelectric sensor, slot housing, infrared LED, twin through-beam, 25 mm, PNP, Light-ON/Dark-ON, 0.5 m cable
E3Z-G82 2M | 60250 | 332061 | Photoelectric sensor, slot housing, infrared LED, twin through-beam, 25 mm, PNP, Light-ON/Dark-ON, 2 m cable
E3Z-G82-M1J 0.3M | 61450 | 332039 | Photoelectric sensor, slot housing, infrared LED, twin through-beam, 25 mm, PNP, Light-ON/Dark-ON, M12 pigtail connector with protective tube, 0.3 m
E3Z-G82-M3J | 64800 | 332062 | Photoelectric sensor, slot housing, infrared LED, twin through-beam, 25 mm, PNP, Light-ON/Dark-ON, M8 pigtail connector 4-pin, 0.3 m
E3Z-L61 0.5M | 54450 | 323023 | Photoelectric sensor, rectangular housing, red LED, diffuse, narrow beam, 90 ± 30 mm, NPN, Light-ON/Dark-ON, 0.5 m cable
E3Z-L61 2M | 54050 | 323114 | Photoelectric sensor, rectangular housing, red LED, diffuse, narrow beam, 90 ± 30 mm, NPN, Light-ON/Dark-ON, 2 m cable
E3Z-L61 5M | 61500 | 323025 | Photoelectric sensor, rectangular housing, red LED, diffuse, narrow beam, 90 ± 30 mm, NPN, Light-ON/Dark-ON, 5 m cable
E3Z-L61-M1J-1 0.3M | 54050 | 323035 | Photoelectric sensor, rectangular housing, red LED, diffuse, narrow beam, 90 ± 30 mm, NPN, Light-ON/Dark-ON, M12 pigtail connector with protective tube, 0.3 m
E3Z-L63 | 54050 | 326298 | Photoelectric sensor, rectangular housing, red LED, limited-reflective, transparent glasses detection, 30 ± 20 mm, NPN, Light-ON/Dark-ON, 2 m cable
E3Z-L66 | 58350 | 323116 | Photoelectric sensor, rectangular housing, red LED, diffuse, narrow beam, 90 ± 30 mm, NPN, Light-ON/Dark-ON, M8 4-pin connector
E3Z-L68 | 58350 | 326295 | Photoelectric sensor, rectangular housing, red LED, limited-reflective, transparent glasses detection, 30 ± 20 mm, NPN, Light-ON/Dark-ON, M8 4-pin connector
E3Z-L81 0.5M | 54450 | 323024 | Photoelectric sensor, rectangular housing, red LED, diffuse, narrow beam, 90 ± 30 mm, PNP, Light-ON/Dark-ON, 0.5 m cable
E3Z-L81 2M | 58350 | 323115 | Photoelectric sensor, rectangular housing, red LED, diffuse, narrow beam, 90 ± 30 mm, PNP, Light-ON/Dark-ON, 2 m cable
E3Z-L81 5M | 61500 | 323026 | Photoelectric sensor, rectangular housing, red LED, diffuse, narrow beam, 90 ± 30 mm, PNP, Light-ON/Dark-ON, 5 m cable
E3Z-L81-IL2 2M | 46090 | 671098 | Photoelectric sensor, rectangular housing, red LED, diffuse, narrow beam, 90 mm, PNP, Light-ON/Dark-ON, IO-Link COM2, 2 m cable
E3Z-L81-IL2 5M | 49820 | 671111 | Photoelectric sensor, rectangular housing, red LED, diffuse, narrow beam, 90 mm, PNP, Light-ON/Dark-ON, IO-Link COM2, 5 m cable
E3Z-L81-IL3 2M | 46090 | 671107 | Photoelectric sensor, rectangular housing, red LED, diffuse, narrow beam, 90 mm, PNP, Light-ON/Dark-ON, IO-Link COM3, 2 m cable
E3Z-L81-IL3 5M | 49820 | 671104 | Photoelectric sensor, rectangular housing, red LED, diffuse, narrow beam, 90 mm, PNP, Light-ON/Dark-ON, IO-Link COM3, 5 m cable
E3Z-L81-M1J-1 0.3M | 58200 | 323131 | Photoelectric sensor, rectangular housing, red LED, diffuse, narrow beam, 90 ± 30 mm, PNP, Light-ON/Dark-ON, M12 pigtail connector with protective tube, 0.3 m
E3Z-L81-M1TJ-IL2-1 0.3M | 46090 | 671091 | Photoelectric sensor, rectangular housing, red LED, diffuse, narrow beam, 90 mm, PNP, Light-ON/Dark-ON, IO-Link COM2, M12 pigtail Smartclick connector with protective tube, 0.3 m
E3Z-L81-M1TJ-IL3-1 0.3M | 46090 | 671090 | Photoelectric sensor, rectangular housing, red LED, diffuse, narrow beam, 90 mm, PNP, Light-ON/Dark-ON, IO-Link COM3, M12 pigtail Smartclick connector with protective tube, 0.3 m
E3Z-L83 | 54050 | 326296 | Photoelectric sensor, rectangular housing, red LED, limited-reflective, transparent glasses detection, 30 ± 20 mm, PNP, Light-ON/Dark-ON, 2 m cable
E3Z-L86 | 63850 | 323117 | Photoelectric sensor, rectangular housing, red LED, diffuse, narrow beam, 90 ± 30 mm, PNP, Light-ON/Dark-ON, M8 4-pin connector
E3Z-L86-IL2 | 46090 | 671097 | Photoelectric sensor, rectangular housing, red LED, diffuse, narrow beam, 90 mm, PNP, Light-ON/Dark-ON, IO-Link COM2, M8 4-pin connector
E3Z-L86-IL3 | 46090 | 671112 | Photoelectric sensor, rectangular housing, red LED, diffuse, narrow beam, 90 mm, PNP, Light-ON/Dark-ON, IO-Link COM3, M8 4-pin connector
E3Z-L88 | 54050 | 326297 | Photoelectric sensor, rectangular housing, red LED, limited-reflective, transparent glasses detection, 30 ± 20 mm, PNP, Light-ON/Dark-ON, M8 4-pin connector
E3Z-LL61 0.5M | 78800 | 323038 | Photoelectric sensor, rectangular housing, red laser class 1, background suppression, 300 mm, NPN, Light-ON/Dark-ON, 0.5 m cable
E3Z-LL61 2M | 78800 | 323137 | Photoelectric sensor, rectangular housing, red laser class 1, background suppression, 300 mm, NPN, Light-ON/Dark-ON, 2 m cable
E3Z-LL61-M1J 0.3M | 78800 | 323039 | Photoelectric sensor, rectangular housing, red laser class 1, background suppression, 300 mm, NPN, Light-ON/Dark-ON, M12 pigtail connector, 0.3 m
E3Z-LL63 0.5M | 78800 | 323042 | Photoelectric sensor, rectangular housing, red laser class 1, background suppression, high speed version, 300 mm, NPN, Light-ON/Dark-ON, 0.5 m cable
E3Z-LL63 2M | 78800 | 323141 | Photoelectric sensor, rectangular housing, red laser class 1, background suppression, high speed version, 300 mm, NPN, Light-ON/Dark-ON, 2 m cable
E3Z-LL63-M1J 0.3M | 78800 | 323043 | Photoelectric sensor, rectangular housing, red laser class 1, background suppression, high speed version, 300 mm, NPN, Light-ON/Dark-ON, M12 pigtail connector, 0.3 m
E3Z-LL66 | 78800 | 323138 | Photoelectric sensor, rectangular housing, red laser class 1, background suppression, 300 mm, NPN, Light-ON/Dark-ON, M8 4-pin connector
E3Z-LL68 | 78800 | 323142 | Photoelectric sensor, rectangular housing, red laser class 1, background suppression, high speed version, 300 mm, NPN, Light-ON/Dark-ON, M8 4-pin connector
E3Z-LL81 0.5M | 78800 | 323040 | Photoelectric sensor, rectangular housing, red laser class 1, background suppression, 300 mm, PNP, Light-ON/Dark-ON, 0.5 m cable
E3Z-LL81 2M | 78800 | 323139 | Photoelectric sensor, rectangular housing, red laser class 1, background suppression, 300 mm, PNP, Light-ON/Dark-ON, 2 m cable
E3Z-LL81 5M | 80400 | 323067 | Photoelectric sensor, rectangular housing, red laser class 1, background suppression, 300 mm, PNP, Light-ON/Dark-ON, 5 m cable
E3Z-LL81-M1J 0.3M | 78800 | 323041 | Photoelectric sensor, rectangular housing, red laser class 1, background suppression, 300 mm, PNP, Light-ON/Dark-ON, M12 pigtail connector, 0.3 m
E3Z-LL81-M3J 0.3M | 73950 | 323064 | Photoelectric sensor, rectangular housing, red laser class 1, background suppression, 300 mm, PNP, Light-ON/Dark-ON, M8 pigtail connector 4-pin, 0.3 m
E3Z-LL83 0.5M | 78800 | 323044 | Photoelectric sensor, rectangular housing, red laser class 1, background suppression, high speed version, 300 mm, PNP, Light-ON/Dark-ON, 0.5 m cable
E3Z-LL83 2M | 78800 | 323143 | Photoelectric sensor, rectangular housing, red laser class 1, background suppression, high speed version, 300 mm, PNP, Light-ON/Dark-ON, 2 m cable
E3Z-LL83-M1J 0.3M | 78800 | 323045 | Photoelectric sensor, rectangular housing, red laser class 1, background suppression, high speed version, 300 mm, PNP, Light-ON/Dark-ON, M12 pigtail connector, 0.3 m
E3Z-LL86 | 78800 | 323140 | Photoelectric sensor, rectangular housing, red laser class 1, background suppression, 300 mm, PNP, Light-ON/Dark-ON, M8 4-pin connector
E3Z-LL88 | 78800 | 323144 | Photoelectric sensor, rectangular housing, red laser class 1, background suppression, high speed version, 300 mm, PNP, Light-ON/Dark-ON, M8 4-pin connector
E3Z-LR61 0.5M | 61650 | 323046 | Photoelectric sensor, rectangular housing, red laser class 1, retro-reflective, 15 m, NPN, Light-ON/Dark-ON, 0.5 m cable
E3Z-LR61 2M | 61650 | 323145 | Photoelectric sensor, rectangular housing, red laser class 1, retro-reflective, 15 m, NPN, Light-ON/Dark-ON, 2 m cable
E3Z-LR61-M1J 0.3M | 61650 | 323047 | Photoelectric sensor, rectangular housing, red laser class 1, retro-reflective, 15 m, NPN, Light-ON/Dark-ON, M12 pigtail connector, 0.3 m
E3Z-LR66 | 61650 | 323146 | Photoelectric sensor, rectangular housing, red laser class 1, retro-reflective, 15 m, NPN, Light-ON/Dark-ON, M8 4-pin connector
E3Z-LR81 0.5M | 61650 | 323048 | Photoelectric sensor, rectangular housing, red laser class 1, retro-reflective, 15 m, PNP, Light-ON/Dark-ON, 0.5 m cable
E3Z-LR81 10M | 61650 | 323063 | Photoelectric sensor, rectangular housing, red laser class 1, retro-reflective, 15 m, PNP, Light-ON/Dark-ON, 10 m cable
E3Z-LR81 2M | 61650 | 323147 | Photoelectric sensor, rectangular housing, red laser class 1, retro-reflective, 15 m, PNP, Light-ON/Dark-ON, 2 m cable
E3Z-LR81-M1J 0.3M | 61650 | 323049 | Photoelectric sensor, rectangular housing, red laser class 1, retro-reflective, 15 m, PNP, Light-ON/Dark-ON, M12 pigtail connector, 0.3 m
E3Z-LR81-M3J 0.3M | 72950 | 355945 | Photoelectric sensor, rectangular housing, red laser class 1, retro-reflective, 15 m, PNP, Light-ON/Dark-ON, M8 pigtail connector 4-pin, 0.3 m
E3Z-LR86 | 61650 | 323148 | Photoelectric sensor, rectangular housing, red laser class 1, retro-reflective, 15 m, PNP, Light-ON/Dark-ON, M8 4-pin connector
E3Z-LS61 0.5M | 52350 | 323127 | Photoelectric sensor, rectangular housing, red LED, background suppression, 200 mm, NPN, Light-ON/Dark-ON, 0.5 m cable
E3Z-LS61 2M | 58350 | 323126 | Photoelectric sensor, rectangular housing, red LED, background suppression, 200 mm, NPN, Light-ON/Dark-ON, 2 m cable
E3Z-LS61-M1J 0.3M | 55750 | 323036 | Photoelectric sensor, rectangular housing, red LED, background suppression, 200 mm, NPN, Light-ON/Dark-ON, M12 pigtail connector, 0.3 m
E3Z-LS63 0.5M | 58600 | 323069 | Photoelectric sensor, rectangular housing, red LED, background suppression, 80 mm, NPN, Light-ON/Dark-ON, 0.5 m cable
E3Z-LS63 2M | 60000 | 323153 | Photoelectric sensor, rectangular housing, red LED, background suppression, 80 mm, NPN, Light-ON/Dark-ON, 2 m cable
E3Z-LS66 | 58350 | 323128 | Photoelectric sensor, rectangular housing, red LED, background suppression, 200 mm, NPN, Light-ON/Dark-ON, M8 4-pin connector
E3Z-LS68 | 60000 | 323154 | Photoelectric sensor, rectangular housing, red LED, background suppression, 80 mm, NPN, Light-ON/Dark-ON, M8 4-pin connector
E3Z-LS81 0.5M | 52350 | 323033 | Photoelectric sensor, rectangular housing, red LED, background suppression, 200 mm, PNP, Light-ON/Dark-ON, 0.5 m cable
E3Z-LS81 10M | 58350 | 323066 | Photoelectric sensor, rectangular housing, red LED, background suppression, 200 mm, PNP, Light-ON/Dark-ON, 10 m cable
E3Z-LS81 2M | 58350 | 323129 | Photoelectric sensor, rectangular housing, red LED, background suppression, 200 mm, PNP, Light-ON/Dark-ON, 2 m cable
E3Z-LS81 5M | 59100 | 323034 | Photoelectric sensor, rectangular housing, red LED, background suppression, 200 mm, PNP, Light-ON/Dark-ON, 5 m cable
E3Z-LS81-M1J 0.3M | 58700 | 323136 | Photoelectric sensor, rectangular housing, red LED, background suppression, 200 mm, PNP, Light-ON/Dark-ON, M12 pigtail connector, 0.3 m
E3Z-LS81-M3J 0.3M | 60250 | 323113 | Photoelectric sensor, rectangular housing, red LED, background suppression, 200 mm, PNP, Light-ON/Dark-ON, M8 pigtail connector 4-pin, 0.3 m
E3Z-LS81-S0SRW-M3-K1 | 90700 | 353980 | Photoelectric sensor, rectangular housing, oil resistant coating, red LED, background suppression, 200 mm, PNP, Light-ON/Dark-ON, M8 pigtail connector 4-pin, 0.3 m
E3Z-LS83 0.5M | 56950 | 323037 | Photoelectric sensor, rectangular housing, red LED, background suppression, 80 mm, PNP, Light-ON/Dark-ON, 0.5 m cable
E3Z-LS83 2M | 60000 | 323134 | Photoelectric sensor, rectangular housing, red LED, background suppression, 80 mm, PNP, Light-ON/Dark-ON, 2 m cable
E3Z-LS86 | 58350 | 323130 | Photoelectric sensor, rectangular housing, red LED, background suppression, 200 mm, PNP, Light-ON/Dark-ON, M8 4-pin connector
E3Z-LS88 | 60000 | 323135 | Photoelectric sensor, rectangular housing, red LED, background suppression, 80 mm, PNP, Light-ON/Dark-ON, M8 4-pin connector
E3Z-LT61 0.5M | 78800 | 323050 | Photoelectric sensor, rectangular housing, red laser class 1, through-beam, 60 m, NPN, Light-ON/Dark-ON, 0.5 m cable
E3Z-LT61 2M | 78800 | 323149 | Photoelectric sensor, rectangular housing, red laser class 1, through-beam, 60 m, NPN, Light-ON/Dark-ON, 2 m cable
E3Z-LT61-L 0.5M | 60300 | 323056 | Photoelectric sensor, rectangular housing, red laser class 1, through-beam, emitter unit, NPN, Light-ON/Dark-ON, 0.5 m cable
E3Z-LT61-L 2M | 57100 | 323054 | Photoelectric sensor, rectangular housing, red laser class 1, through-beam, emitter unit, NPN, Light-ON/Dark-ON, 2 m cable
E3Z-LT61-L M1J 0.3M | 60300 | 323057 | Photoelectric sensor, rectangular housing, red laser class 1, through-beam, emitter unit, NPN, Light-ON/Dark-ON, M12 pigtail connector, 0.3 m
E3Z-LT61-M1J 0.3M | 78800 | 323051 | Photoelectric sensor, rectangular housing, red laser class 1, through-beam, 60 m, NPN, Light-ON/Dark-ON, M12 pigtail connector, 0.3 m
E3Z-LT66 | 78800 | 323150 | Photoelectric sensor, rectangular housing, red laser class 1, through-beam, 60 m, NPN, Light-ON/Dark-ON, M8 4-pin connector
E3Z-LT66-L | 60300 | 323055 | Photoelectric sensor, rectangular housing, red laser class 1, through-beam, emitter, NPN, Light-ON/Dark-ON, M8 4-pin connector
E3Z-LT81 0.5M | 78800 | 323052 | Photoelectric sensor, rectangular housing, red laser class 1, through-beam, 60 m, PNP, Light-ON/Dark-ON, 0.5 m cable
E3Z-LT81 2M | 78800 | 323151 | Photoelectric sensor, rectangular housing, red laser class 1, through-beam, 60 m, PNP, Light-ON/Dark-ON, 2 m cable
E3Z-LT81-L 0.5M | 60300 | 323059 | Photoelectric sensor, rectangular housing, red laser class 1, through-beam, emitter unit, PNP, Light-ON/Dark-ON, 0.5 m cable
E3Z-LT81-L 2M | 60300 | 323070 | Photoelectric sensor, rectangular housing, red laser class 1, through-beam, emitter unit, PNP, Light-ON/Dark-ON, 2 m cable
E3Z-LT81-L-M1J 0.3M | 60300 | 323060 | Photoelectric sensor, rectangular housing, red laser class 1, through-beam, emitter unit, PNP, Light-ON/Dark-ON, M12 pigtail connector, 0.3 m
E3Z-LT81-M1J 0.3M | 78800 | 323053 | Photoelectric sensor, rectangular housing, red laser class 1, through-beam, 60 m, PNP, Light-ON/Dark-ON, M12 pigtail connector, 0.3 m
E3Z-LT81-M3J 0.3M | 75100 | 382728 | Photoelectric sensor, rectangular housing, red laser class 1, through-beam, 60 m, PNP, Light-ON/Dark-ON, M8 pigtail connector 4-pin, 0.3 m
E3Z-LT86 | 78800 | 323152 | Photoelectric sensor, rectangular housing, red laser class 1, through-beam, 60 m, PNP, Light-ON/Dark-ON, M8 4-pin connector
E3Z-LT86-D | 47970 | 333179 | Photoelectric sensor, rectangular housing, red laser class 1, through-beam, receiver unit, PNP, Light-ON/Dark-ON, M8 4-pin connector
E3Z-LT86-L | 60300 | 323058 | Photoelectric sensor, rectangular housing, red laser class 1, through-beam, emitter unit, PNP, Light-ON/Dark-ON, M8 4-pin connector
E3ZM-B61 2M | 66350 | 332040 | Photoelectric sensor, rectangular housing, stainless steel, red LED, retro-reflective, transparent object, 500 mm, with teach-button, NPN, Light-ON/Dark-ON, 2 m cable
E3ZM-B61 5M | 68200 | 332041 | Photoelectric sensor, rectangular housing, stainless steel, red LED, retro-reflective, transparent object, 500 mm, with teach-button, NPN, Light-ON/Dark-ON, 5 m cable
E3ZM-B61-C 2M | 75150 | 332050 | Photoelectric sensor, rectangular housing, stainless steel, red LED, retro-reflective, transparent object, 500 mm, with teach-button, reflector E39-RP1 included, NPN, Light-ON/Dark-ON, 2 m cable
E3ZM-B61-C 5M | 77350 | 332051 | Photoelectric sensor, rectangular housing, stainless steel, red LED, retro-reflective, transparent object, 500 mm, with teach-button, reflector E39-RP1 included, NPN, Light-ON/Dark-ON, 5 m cable
E3ZM-B61T 2M | 68800 | 323654 | Photoelectric sensor, rectangular housing, stainless steel, red LED, retro-reflective, transparent object, 500 mm, with potentiometer, NPN, Light-ON/Dark-ON, 2 m cable
E3ZM-B61T 5M | 70400 | 659236 | Photoelectric sensor, rectangular housing, stainless steel, red LED, retro-reflective, transparent object, 500 mm, with potentiometer, NPN, Light-ON/Dark-ON, 5 m cable
E3ZM-B66 | 66350 | 332044 | Photoelectric sensor, rectangular housing, stainless steel, red LED, retro-reflective, transparent object, 500 mm, with teach-button, NPN, Light-ON/Dark-ON, M8 4-pin connector
E3ZM-B66-C | 75150 | 332053 | Photoelectric sensor, rectangular housing, stainless steel, red LED, retro-reflective, transparent object, 500 mm, with teach-button, reflector E39-RP1 included, NPN, Light-ON/Dark-ON, M8 4-pin connector
E3ZM-B66T | 66350 | 323655 | Photoelectric sensor, rectangular housing, stainless steel, red LED, retro-reflective, transparent object, 500 mm, with potentiometer, NPN, Light-ON/Dark-ON, M8 4-pin connector
E3ZM-B81 2M | 66350 | 332042 | Photoelectric sensor, rectangular housing, stainless steel, red LED, retro-reflective, transparent object, 500 mm, with teach-button, PNP, Light-ON/Dark-ON, 2 m cable
E3ZM-B81 5M | 68200 | 332043 | Photoelectric sensor, rectangular housing, stainless steel, red LED, retro-reflective, transparent object, 500 mm, with teach-button, PNP, Light-ON/Dark-ON, 5 m cable
E3ZM-B81-C 2M | 75150 | 326597 | Photoelectric sensor, rectangular housing, stainless steel, red LED, retro-reflective, transparent object, 500 mm, with teach-button, reflector E39-RP1 included, PNP, Light-ON/Dark-ON, 2 m cable
E3ZM-B81-C 5M | 77350 | 332052 | Photoelectric sensor, rectangular housing, stainless steel, red LED, retro-reflective, transparent object, 500 mm, with teach-button, reflector E39-RP1 included, PNP, Light-ON/Dark-ON, 5 m cable
E3ZM-B81-S3J 0.3M | 85250 | 332055 | Photoelectric sensor, rectangular housing, stainless steel, red LED, retro-reflective, transparent object, 500 mm, with teach-button, PNP, Light-ON/Dark-ON, M8 stainless steel pigtail connector 4-pin, 0.3 m
E3ZM-B81T 2M | 66350 | 323656 | Photoelectric sensor, rectangular housing, stainless steel, red LED, retro-reflective, transparent object, 500 mm, with potentiometer, PNP, Light-ON/Dark-ON, 2 m cable
E3ZM-B81T 5M | 70400 | 659237 | Photoelectric sensor, rectangular housing, stainless steel, red LED, retro-reflective, transparent object, 500 mm, with potentiometer, PNP, Light-ON/Dark-ON, 5 m cable
E3ZM-B81T-S1J 0.3M | 85250 | 336766 | Photoelectric sensor, rectangular housing, stainless steel, red LED, retro-reflective, transparent object, 500 mm, with potentiometer, PNP, Light-ON/Dark-ON, M12 stainless steel pigtail connector, 0.3 m
E3ZM-B86 | 66350 | 332045 | Photoelectric sensor, rectangular housing, stainless steel, red LED, retro-reflective, transparent object, 500 mm, with teach-button, PNP, Light-ON/Dark-ON, M8 4-pin connector
E3ZM-B86-1 | 80700 | 332054 | Photoelectric sensor, rectangular housing, stainless steel, red LED, retro-reflective, transparent object, 500 mm, teach-button with the modified sensitivity range , PNP, Light-ON/Dark-ON, M8 4-pin connector
E3ZM-B86-C | 75150 | 326598 | Photoelectric sensor, rectangular housing, stainless steel, red LED, retro-reflective, transparent object, 500 mm, with teach-button, reflector E39-RP1 included, PNP, Light-ON/Dark-ON, M8 4-pin connector
E3ZM-B86T | 66350 | 323657 | Photoelectric sensor, rectangular housing, stainless steel, red LED, retro-reflective, transparent object, 500 mm, with potentiometer, PNP, Light-ON/Dark-ON, M8 4-pin connector
E3ZM-CD62 2M | 60250 | 232318 | Photoelectric sensor, rectangular housing, stainless steel, oil-resistant, infrared LED, diffuse, 1 m, NPN, Light-ON/Dark-ON, 2 m cable
E3ZM-CD62 5M | 61600 | 232319 | Photoelectric sensor, rectangular housing, stainless steel, oil-resistant, infrared LED, diffuse, 1 m, NPN, Light-ON/Dark-ON, 5 m cable
E3ZM-CD62-M1TJ 0.3M | 60250 | 232393 | Photoelectric sensor, rectangular housing, stainless steel, oil-resistant, infrared LED, diffuse, 1 m, NPN, Light-ON/Dark-ON, M12 pigtail connector, 0.3 m
E3ZM-CD67 | 60250 | 232320 | Photoelectric sensor, rectangular housing, stainless steel, oil-resistant, infrared LED, diffuse, 1 m, NPN, Light-ON/Dark-ON, M8 4-pin connector
E3ZM-CD82 2M | 60250 | 232321 | Photoelectric sensor, rectangular housing, stainless steel, oil-resistant, infrared LED, diffuse, 1 m, PNP, Light-ON/Dark-ON, 2 m cable
E3ZM-CD82 5M | 61600 | 232322 | Photoelectric sensor, rectangular housing, stainless steel, oil-resistant, infrared LED, diffuse, 1 m, PNP, Light-ON/Dark-ON, 5 m cable
E3ZM-CD82-M1TJ 0.3M | 60250 | 232369 | Photoelectric sensor, rectangular housing, stainless steel, oil-resistant, infrared LED, diffuse, 1 m, PNP, Light-ON/Dark-ON, M12 pigtail connector, 0.3 m
E3ZM-CD87 | 60250 | 232323 | Photoelectric sensor, rectangular housing, stainless steel, oil-resistant, infrared LED, diffuse, 1 m, PNP, Light-ON/Dark-ON, M8 4-pin connector
E3ZM-CL61H 2M | 60250 | 232324 | Photoelectric sensor, rectangular housing, stainless steel, oil-resistant, red LED, background suppression, 100 mm, NPN, Light-ON/Dark-ON, 2 m cable
E3ZM-CL61H 5M | 61600 | 232325 | Photoelectric sensor, rectangular housing, stainless steel, oil-resistant, red LED, background suppression, 100 mm, NPN, Light-ON/Dark-ON, 5 m cable
E3ZM-CL61H-M1TJ 0.3M | 60250 | 232395 | Photoelectric sensor, rectangular housing, stainless steel, oil-resistant, red LED, background suppression, 100 mm, NPN, Light-ON/Dark-ON, M12 pigtail Smartclick connector, 0.3 m
E3ZM-CL61X 2M | 60250 | 232326 | Photoelectric sensor, rectangular housing, stainless steel, oil-resistant, red LED, background suppression, 100 mm, NPN, Light-ON fixed, 2 m cable
E3ZM-CL61X 5M | 61600 | 232327 | Photoelectric sensor, rectangular housing, stainless steel, oil-resistant, red LED, background suppression, 100 mm, NPN, Light-ON fixed, 5 m cable
E3ZM-CL62H 2M | 60250 | 232328 | Photoelectric sensor, rectangular housing, stainless steel, oil-resistant, red LED, background suppression, 150 mm, NPN, Light-ON/Dark-ON, 2 m cable
E3ZM-CL62H 5M | 61600 | 232329 | Photoelectric sensor, rectangular housing, stainless steel, oil-resistant, red LED, background suppression, 150 mm, NPN, Light-ON/Dark-ON, 5 m cable
E3ZM-CL62H-M1TJ 0.3M | 60250 | 232371 | Photoelectric sensor, rectangular housing, stainless steel, oil-resistant, red LED, background suppression, 150 mm, NPN, Light-ON/Dark-ON, M12 pigtail Smartclick connector, 0.3 m
E3ZM-CL62X 2M | 60250 | 232330 | Photoelectric sensor, rectangular housing, stainless steel, oil-resistant, red LED, background suppression, 150 mm, NPN, Light-ON fixed, 2 m cable
E3ZM-CL62X 5M | 61600 | 232331 | Photoelectric sensor, rectangular housing, stainless steel, oil-resistant, red LED, background suppression, 150 mm, NPN, Light-ON fixed, 5 m cable
E3ZM-CL64H 2M | 60250 | 232332 | Photoelectric sensor, rectangular housing, stainless steel, oil-resistant, red LED, background suppression, 200 mm, NPN, Light-ON/Dark-ON, 2 m cable
E3ZM-CL64H 5M | 61600 | 232333 | Photoelectric sensor, rectangular housing, stainless steel, oil-resistant, red LED, background suppression, 200 mm, NPN, Light-ON/Dark-ON, 5 m cable
E3ZM-CL64H-M1TJ 0.3M | 60250 | 232396 | Photoelectric sensor, rectangular housing, stainless steel, oil-resistant, red LED, background suppression, 200 mm, NPN, Light-ON/Dark-ON, M12 pigtail Smartclick connector, 0.3 m
E3ZM-CL64X 2M | 60250 | 232334 | Photoelectric sensor, rectangular housing, stainless steel, oil-resistant, red LED, background suppression, 200 mm, NPN, Light-ON fixed, 2 m cable
E3ZM-CL64X 5M | 61600 | 232335 | Photoelectric sensor, rectangular housing, stainless steel, oil-resistant, red LED, background suppression, 200 mm, NPN, Light-ON fixed, 5 m cable
E3ZM-CL69H | 60250 | 232338 | Photoelectric sensor, rectangular housing, stainless steel, oil-resistant, red LED, background suppression, 200 mm, NPN, Light-ON/Dark-ON, M8 4-pin connector
E3ZM-CL81H 2M | 60250 | 232339 | Photoelectric sensor, rectangular housing, stainless steel, oil-resistant, red LED, background suppression, 100 mm, PNP, Light-ON/Dark-ON, 2 m cable
E3ZM-CL81H 5M | 61600 | 232340 | Photoelectric sensor, rectangular housing, stainless steel, oil-resistant, red LED, background suppression, 100 mm, PNP, Light-ON/Dark-ON, 5 m cable
E3ZM-CL81H-M1TJ 0.3M | 60250 | 232372 | Photoelectric sensor, rectangular housing, stainless steel, oil-resistant, red LED, background suppression, 100 mm, PNP, Light-ON/Dark-ON, M12 pigtail Smartclick connector, 0.3 m
E3ZM-CL81X 2M | 60250 | 232341 | Photoelectric sensor, rectangular housing, stainless steel, oil-resistant, red LED, background suppression, 100 mm, PNP, Light-ON fixed, 2 m cable
E3ZM-CL81X 5M | 61600 | 232342 | Photoelectric sensor, rectangular housing, stainless steel, oil-resistant, red LED, background suppression, 100 mm, PNP, Light-ON fixed, 5 m cable
E3ZM-CL82H 2M | 60250 | 232343 | Photoelectric sensor, rectangular housing, stainless steel, oil-resistant, red LED, background suppression, 150 mm, PNP, Light-ON/Dark-ON, 2 m cable
E3ZM-CL82H 5M | 61600 | 232344 | Photoelectric sensor, rectangular housing, stainless steel, oil-resistant, red LED, background suppression, 150 mm, PNP, Light-ON/Dark-ON, 5 m cable
E3ZM-CL82H-M1TJ 0.3M | 60250 | 232373 | Photoelectric sensor, rectangular housing, stainless steel, oil-resistant, red LED, background suppression, 150 mm, PNP, Light-ON/Dark-ON, M12 pigtail Smartclick connector, 0.3 m
E3ZM-CL82X 2M | 60250 | 232345 | Photoelectric sensor, rectangular housing, stainless steel, oil-resistant, red LED, background suppression, 150 mm, PNP, Light-ON fixed, 2 m cable
E3ZM-CL82X 5M | 61600 | 232346 | Photoelectric sensor, rectangular housing, stainless steel, oil-resistant, red LED, background suppression, 150 mm, PNP, Light-ON fixed, 5 m cable
E3ZM-CL84H 2M | 60250 | 232347 | Photoelectric sensor, rectangular housing, stainless steel, oil-resistant, red LED, background suppression, 200 mm, PNP, Light-ON/Dark-ON, 2 m cable
E3ZM-CL84H 5M | 61600 | 232348 | Photoelectric sensor, rectangular housing, stainless steel, oil-resistant, red LED, background suppression, 200 mm, PNP, Light-ON/Dark-ON, 5 m cable
E3ZM-CL84H-M1TJ 0.3M | 60250 | 232374 | Photoelectric sensor, rectangular housing, stainless steel, oil-resistant, red LED, background suppression, 200 mm, PNP, Light-ON/Dark-ON, M12 pigtail Smartclick connector, 0.3 m
E3ZM-CL84X 2M | 60250 | 232349 | Photoelectric sensor, rectangular housing, stainless steel, oil-resistant, red LED, background suppression, 200 mm, PNP, Light-ON fixed, 2 m cable
E3ZM-CL84X 5M | 61600 | 232350 | Photoelectric sensor, rectangular housing, stainless steel, oil-resistant, red LED, background suppression, 200 mm, PNP, Light-ON fixed, 5 m cable
E3ZM-CL86H | 60250 | 232351 | Photoelectric sensor, rectangular housing, stainless steel, oil-resistant, red LED, background suppression, 100 mm, PNP, Light-ON/Dark-ON, M8 4-pin connector
E3ZM-CL89H | 60250 | 232353 | Photoelectric sensor, rectangular housing, stainless steel, oil-resistant, red LED, background suppression, 200 mm, PNP, Light-ON/Dark-ON, M8 4-pin connector
E3ZM-CR61 2M | 60250 | 232354 | Photoelectric sensor, rectangular housing, stainless steel, oil-resistant, red LED, retro-reflective, 4 m, NPN, Light-ON/Dark-ON, 2 m cable
E3ZM-CR61 5M | 61600 | 232355 | Photoelectric sensor, rectangular housing, stainless steel, oil-resistant, red LED, retro-reflective, 4 m, NPN, Light-ON/Dark-ON, 5 m cable
E3ZM-CR61H 2M | 60250 | 232356 | Photoelectric sensor, rectangular housing, stainless steel, oil-resistant, red LED, retro-reflective, 4 m, NPN, Light-ON/Dark-ON, switch output with wire, 2 m cable
E3ZM-CR61H 5M | 61600 | 232357 | Photoelectric sensor, rectangular housing, stainless steel, oil-resistant, red LED, retro-reflective, 4 m, NPN, Light-ON/Dark-ON, switch output with wire, 5 m cable
E3ZM-CR61-M1TJ 0.3M | 60250 | 232394 | Photoelectric sensor, rectangular housing, stainless steel, oil-resistant, red LED, retro-reflective, 4 m, NPN, Light-ON/Dark-ON, M12 pigtail Smartclick connector, 0.3 m
E3ZM-CR61Y 2M | 60250 | 232358 | Photoelectric sensor, rectangular housing, stainless steel, oil-resistant, red LED, retro-reflective, 4 m, NPN, Dark-ON fixed, 2 m cable
E3ZM-CR61Y 5M | 61600 | 232359 | Photoelectric sensor, rectangular housing, stainless steel, oil-resistant, red LED, retro-reflective, 4 m, NPN, Dark-ON fixed, 5 m cable
E3ZM-CR66 | 60250 | 232360 | Photoelectric sensor, rectangular housing, stainless steel, oil-resistant, red LED, retro-reflective, 4 m, NPN, Light-ON/Dark-ON, M8 4-pin connector
E3ZM-CR81 2M | 60300 | 232361 | Photoelectric sensor, rectangular housing, stainless steel, oil-resistant, red LED, retro-reflective, 4 m, PNP, Light-ON/Dark-ON, 2 m cable
E3ZM-CR81 5M | 61600 | 232362 | Photoelectric sensor, rectangular housing, stainless steel, oil-resistant, red LED, retro-reflective, 4 m, PNP, Light-ON/Dark-ON, 5 m cable
E3ZM-CR81H 2M | 60250 | 232363 | Photoelectric sensor, rectangular housing, stainless steel, oil-resistant, red LED, retro-reflective, 4 m, PNP, Light-ON/Dark-ON, switch output with wire, 2 m cable
E3ZM-CR81H 5M | 61600 | 232364 | Photoelectric sensor, rectangular housing, stainless steel, oil-resistant, red LED, retro-reflective, 4 m, PNP, Light-ON/Dark-ON, switch output with wire, 5 m cable
E3ZM-CR81-M1TJ 0.3M | 60250 | 232370 | Photoelectric sensor, rectangular housing, stainless steel, oil-resistant, red LED, retro-reflective, 4 m, PNP, Light-ON/Dark-ON, M12 pigtail Smartclick connector, 0.3 m
E3ZM-CR81Y 2M | 60250 | 232365 | Photoelectric sensor, rectangular housing, stainless steel, oil-resistant, red LED, retro-reflective, 4 m, PNP, Dark-ON fixed, 2 m cable
E3ZM-CR81Y 5M | 61600 | 232366 | Photoelectric sensor, rectangular housing, stainless steel, oil-resistant, red LED, retro-reflective, 4 m, PNP, Dark-ON fixed, 5 m cable
E3ZM-CR86 | 60250 | 232367 | Photoelectric sensor, rectangular housing, stainless steel, oil-resistant, red LED, retro-reflective, 4 m, PNP, Light-ON/Dark-ON, M8 4-pin connector
E3ZM-CT61 2M | 95050 | 232300 | Photoelectric sensor, rectangular housing, stainless steel, oil-resistant, infrared LED, through-beam, 15 m, NPN, Light-ON/Dark-ON, 2 m cable
E3ZM-CT61 5M | 97750 | 232301 | Photoelectric sensor, rectangular housing, stainless steel, oil-resistant, infrared LED, through-beam, 15 m, NPN, Light-ON/Dark-ON, 5 m cable
E3ZM-CT61H 2M | 95050 | 232304 | Photoelectric sensor, rectangular housing, stainless steel, oil-resistant, infrared LED, through-beam, 15 m, NPN, Light-ON/Dark-ON, switch output with wire, 2 m cable
E3ZM-CT61H 5M | 97750 | 232305 | Photoelectric sensor, rectangular housing, stainless steel, oil-resistant, infrared LED, through-beam, 15 m, NPN, Light-ON/Dark-ON, switch output with wire, 5 m cable
E3ZM-CT61-M1TJ 0.3M | 95050 | 232392 | Photoelectric sensor, rectangular housing, stainless steel, oil-resistant, infrared LED, through-beam, 15 m, NPN, Light-ON/Dark-ON, M12 pigtail Smartclick connector, 0.3 m
E3ZM-CT61Y 2M | 95050 | 232306 | Photoelectric sensor, rectangular housing, stainless steel, oil-resistant, infrared LED, through-beam, 15 m, NPN, Dark-ON fixed, 2 m cable
E3ZM-CT61Y 5M | 97750 | 232307 | Photoelectric sensor, rectangular housing, stainless steel, oil-resistant, infrared LED, through-beam, 15 m, NPN, Dark-ON fixed, 5 m cable
E3ZM-CT62B 2M | 95050 | 232397 | Photoelectric sensor, rectangular housing, stainless steel, oil-resistant, orange LED, through-beam, 20 m, NPN, Light-ON/Dark-ON, 2 m cable
E3ZM-CT62B 5M | 97750 | 232398 | Photoelectric sensor, rectangular housing, stainless steel, oil-resistant, orange LED, through-beam, 20 m, NPN, Light-ON/Dark-ON, 5 m cable
E3ZM-CT62BH 2M | 95050 | 232379 | Photoelectric sensor, rectangular housing, stainless steel, oil-resistant, orange LED, through-beam, 20 m, NPN, Light-ON/Dark-ON, switch output with wire, 2 m cable
E3ZM-CT62BH 5M | 97750 | 232380 | Photoelectric sensor, rectangular housing, stainless steel, oil-resistant, orange LED, through-beam, 20 m, NPN, Light-ON/Dark-ON, switch output with wire, 5 m cable
E3ZM-CT62B-M1TJ 0.3M | 95050 | 232399 | Photoelectric sensor, rectangular housing, stainless steel, oil-resistant, orange LED, through-beam, 20 m, NPN, Light-ON/Dark-ON, M12 pigtail Smartclick connector, 0.3 m
E3ZM-CT62BY 2M | 95050 | 232375 | Photoelectric sensor, rectangular housing, stainless steel, oil-resistant, orange LED, through-beam, 20 m, NPN, Dark-ON fixed, 2 m cable
E3ZM-CT62BY 5M | 97750 | 232376 | Photoelectric sensor, rectangular housing, stainless steel, oil-resistant, orange LED, through-beam, 20 m, NPN, Dark-ON fixed, 5 m cable
E3ZM-CT66 | 95050 | 232308 | Photoelectric sensor, rectangular housing, stainless steel, oil-resistant, infrared LED, through-beam, 15 m, NPN, Light-ON/Dark-ON, M8 4-pin connector
E3ZM-CT67B | 95050 | 232389 | Photoelectric sensor, rectangular housing, stainless steel, oil-resistant, orange LED, through-beam, 20 m, NPN, Light-ON/Dark-ON, M8 4-pin connector
E3ZM-CT81 2M | 95050 | 232309 | Photoelectric sensor, rectangular housing, stainless steel, oil-resistant, infrared LED, through-beam, 15 m, PNP, Light-ON/Dark-ON, 2 m cable
E3ZM-CT81 5M | 92950 | 232310 | Photoelectric sensor, rectangular housing, stainless steel, oil-resistant, infrared LED, through-beam, 15 m, PNP, Light-ON/Dark-ON, 5 m cable
E3ZM-CT81H 2M | 95050 | 232313 | Photoelectric sensor, rectangular housing, stainless steel, oil-resistant, infrared LED, through-beam, 15 m, PNP, Light-ON/Dark-ON, switch output with wire, 2 m cable
E3ZM-CT81H 5M | 97750 | 232314 | Photoelectric sensor, rectangular housing, stainless steel, oil-resistant, infrared LED, through-beam, 15 m, PNP, Light-ON/Dark-ON, switch output with wire, 5 m cable
E3ZM-CT81-M1TJ 0.3M | 95050 | 232368 | Photoelectric sensor, rectangular housing, stainless steel, oil-resistant, infrared LED, through-beam, 15 m, PNP, Light-ON/Dark-ON, M12 pigtail Smartclick connector, 0.3 m
E3ZM-CT81Y 2M | 95050 | 232315 | Photoelectric sensor, rectangular housing, stainless steel, oil-resistant, infrared LED, through-beam, 15 m, PNP, Dark-ON fixed, 2 m cable
E3ZM-CT81Y 5M | 97750 | 232316 | Photoelectric sensor, rectangular housing, stainless steel, oil-resistant, infrared LED, through-beam, 15 m, PNP, Dark-ON fixed, 5 m cable
E3ZM-CT82B 2M | 95050 | 232381 | Photoelectric sensor, rectangular housing, stainless steel, oil-resistant, orange LED, through-beam, 20 m, PNP, Light-ON/Dark-ON, 2 m cable
E3ZM-CT82B 5M | 97750 | 232382 | Photoelectric sensor, rectangular housing, stainless steel, oil-resistant, orange LED, through-beam, 20 m, PNP, Light-ON/Dark-ON, 5 m cable
E3ZM-CT82BH 2M | 95050 | 232387 | Photoelectric sensor, rectangular housing, stainless steel, oil-resistant, orange LED, through-beam, 20 m, PNP, Light-ON/Dark-ON, switch output with wire, 2 m cable
E3ZM-CT82BH 5M | 97750 | 232388 | Photoelectric sensor, rectangular housing, stainless steel, oil-resistant, orange LED, through-beam, 20 m, PNP, Light-ON/Dark-ON, switch output with wire, 5 m cable
E3ZM-CT82B-M1TJ 0.3M | 95050 | 232391 | Photoelectric sensor, rectangular housing, stainless steel, oil-resistant, orange LED, through-beam, 20 m, PNP, Light-ON/Dark-ON, M12 pigtail Smartclick connector, 0.3 m
E3ZM-CT82BY 2M | 95050 | 232383 | Photoelectric sensor, rectangular housing, stainless steel, oil-resistant, orange LED, through-beam, 20 m, PNP, Dark-ON fixed, 2 m cable
E3ZM-CT82BY 5M | 97750 | 232384 | Photoelectric sensor, rectangular housing, stainless steel, oil-resistant, orange LED, through-beam, 20 m, PNP, Dark-ON fixed, 5 m cable
E3ZM-CT86 | 95050 | 232317 | Photoelectric sensor, rectangular housing, stainless steel, oil-resistant, infrared LED, through-beam, 15 m, PNP, Light-ON/Dark-ON, M8 4-pin connector
E3ZM-CT87B | 95050 | 232390 | Photoelectric sensor, rectangular housing, stainless steel, oil-resistant, orange LED, through-beam, 20 m, PNP, Light-ON/Dark-ON, M8 4-pin connector
E3ZM-D62 2M | 57250 | 223465 | Photoelectric sensor, rectangular housing, stainless steel, infrared LED, diffuse, 1 m, NPN, Light-ON/Dark-ON, 2 m cable
E3ZM-D62 5M | 58500 | 227213 | Photoelectric sensor, rectangular housing, stainless steel, infrared LED, diffuse, 1 m, NPN, Light-ON/Dark-ON, 5 m cable
E3ZM-D67 | 57250 | 223466 | Photoelectric sensor, rectangular housing, stainless steel, infrared LED, diffuse, 1 m, NPN, Light-ON/Dark-ON, M8 4-pin connector
E3ZM-D82 10M | 74750 | 234765 | Photoelectric sensor, rectangular housing, stainless steel, infrared LED, diffuse, 1 m, PNP, Light-ON/Dark-ON, 10 m cable
E3ZM-D82 2M | 57250 | 223467 | Photoelectric sensor, rectangular housing, stainless steel, infrared LED, diffuse, 1 m, PNP, Light-ON/Dark-ON, 2 m cable
E3ZM-D82 5M | 58500 | 227214 | Photoelectric sensor, rectangular housing, stainless steel, infrared LED, diffuse, 1 m, PNP, Light-ON/Dark-ON, 5 m cable
E3ZM-D82-S1J 0.3M | 59300 | 249464 | Photoelectric sensor, rectangular housing, stainless steel, infrared LED, diffuse, 1 m, PNP, Light-ON/Dark-ON, M12 stainless steel pigtail connector, 0.3 m
E3ZM-D87 | 57250 | 223468 | Photoelectric sensor, rectangular housing, stainless steel, infrared LED, diffuse, 1 m, PNP, Light-ON/Dark-ON, M8 4-pin connector
E3ZM-LS61H 2M | 57250 | 223469 | Photoelectric sensor, rectangular housing, stainless steel, red LED, background suppression, 100 mm, NPN, Light-ON/Dark-ON, 2 m cable
E3ZM-LS61H 5M | 58500 | 227215 | Photoelectric sensor, rectangular housing, stainless steel, red LED, background suppression, 100 mm, NPN, Light-ON/Dark-ON, 5 m cable
E3ZM-LS62H 2M | 57250 | 223470 | Photoelectric sensor, rectangular housing, stainless steel, red LED, background suppression, 150 mm, NPN, Light-ON/Dark-ON, 2 m cable
E3ZM-LS62H 5M | 58500 | 227216 | Photoelectric sensor, rectangular housing, stainless steel, red LED, background suppression, 150 mm, NPN, Light-ON/Dark-ON, 5 m cable
E3ZM-LS64H 2M | 57250 | 224167 | Photoelectric sensor, rectangular housing, stainless steel, red LED, background suppression, 200 mm, NPN, Light-ON/Dark-ON, 2 m cable
E3ZM-LS64H 5M | 58500 | 227217 | Photoelectric sensor, rectangular housing, stainless steel, red LED, background suppression, 200 mm, NPN, Light-ON/Dark-ON, 5 m cable
E3ZM-LS66H | 57250 | 224169 | Photoelectric sensor, rectangular housing, stainless steel, red LED, background suppression, 100 mm, NPN, Light-ON/Dark-ON, M8 4-pin connector
E3ZM-LS66X | 57250 | 227229 | Photoelectric sensor, rectangular housing, stainless steel, red LED, background suppression, 100 mm, NPN, Light-ON fixed, M8 4-pin connector
E3ZM-LS67H | 57250 | 223471 | Photoelectric sensor, rectangular housing, stainless steel, red LED, background suppression, 150 mm, NPN, Light-ON/Dark-ON, M8 4-pin connector
E3ZM-LS69H | 57250 | 223472 | Photoelectric sensor, rectangular housing, stainless steel, red LED, background suppression, 200 mm, NPN, Light-ON/Dark-ON, M8 4-pin connector
E3ZM-LS69X | 57250 | 227231 | Photoelectric sensor, rectangular housing, stainless steel, red LED, background suppression, 200 mm, NPN, Light-ON fixed, M8 4-pin connector
E3ZM-LS81H 10M | 58750 | 391920 | Photoelectric sensor, rectangular housing, stainless steel, red LED, background suppression, 100 mm, PNP, Light-ON/Dark-ON, 10 m cable
E3ZM-LS81H 2M | 57250 | 223473 | Photoelectric sensor, rectangular housing, stainless steel, red LED, background suppression, 100 mm, PNP, Light-ON/Dark-ON, 2 m cable
E3ZM-LS81H 5M | 58500 | 227218 | Photoelectric sensor, rectangular housing, stainless steel, red LED, background suppression, 100 mm, PNP, Light-ON/Dark-ON, 5 m cable
E3ZM-LS81X 2M | 57250 | 227232 | Photoelectric sensor, rectangular housing, stainless steel, red LED, background suppression, 100 mm, PNP, Light-ON fixed, 2 m cable
E3ZM-LS81X 5M | 58500 | 227234 | Photoelectric sensor, rectangular housing, stainless steel, red LED, background suppression, 100 mm, PNP, Light-ON fixed, 5 m cable
E3ZM-LS81X-S1J 0.3M | 68650 | 249465 | Photoelectric sensor, rectangular housing, stainless steel, red LED, background suppression, 100 mm, PNP, Light-ON fixed, M12 stainless steel pigtail connector, 0.3 m
E3ZM-LS82H 2M | 57250 | 223474 | Photoelectric sensor, rectangular housing, stainless steel, red LED, background suppression, 150 mm, PNP, Light-ON/Dark-ON, 2 m cable
E3ZM-LS82H 5M | 58500 | 227219 | Photoelectric sensor, rectangular housing, stainless steel, red LED, background suppression, 150 mm, PNP, Light-ON/Dark-ON, 5 m cable
E3ZM-LS82X 2M | 57250 | 227233 | Photoelectric sensor, rectangular housing, stainless steel, red LED, background suppression, 150 mm, PNP, Light-ON fixed, 2 m cable
E3ZM-LS82X-S1J 0.3M | 72800 | 311394 | Photoelectric sensor, rectangular housing, stainless steel, red LED, background suppression, 150 mm, PNP, Light-ON fixed, M12 stainless steel pigtail connector, 0.3 m
E3ZM-LS84H 2M | 57250 | 223475 | Photoelectric sensor, rectangular housing, stainless steel, red LED, background suppression, 200 mm, PNP, Light-ON/Dark-ON, 2 m cable
E3ZM-LS84H 5M | 58500 | 227220 | Photoelectric sensor, rectangular housing, stainless steel, red LED, background suppression, 200 mm, PNP, Light-ON/Dark-ON, 5 m cable
E3ZM-LS84X 2M | 57250 | 227261 | Photoelectric sensor, rectangular housing, stainless steel, red LED, background suppression, 200 mm, PNP, Light-ON fixed, 2 m cable
E3ZM-LS84X 5M | 58500 | 227236 | Photoelectric sensor, rectangular housing, stainless steel, red LED, background suppression, 200 mm, PNP, Light-ON fixed, 5 m cable
E3ZM-LS84X-S1J 0.3M | 66200 | 249463 | Photoelectric sensor, rectangular housing, stainless steel, red LED, background suppression, 200 mm, PNP, Light-ON fixed, M12 stainless steel pigtail connector, 0.3 m
E3ZM-LS86H | 57250 | 223476 | Photoelectric sensor, rectangular housing, stainless steel, red LED, background suppression, 100 mm, PNP, Light-ON/Dark-ON, M8 4-pin connector
E3ZM-LS86X | 57250 | 227237 | Photoelectric sensor, rectangular housing, stainless steel, red LED, background suppression, 100 mm, PNP, Light-ON fixed, M8 4-pin connector
E3ZM-LS87H | 57250 | 223477 | Photoelectric sensor, rectangular housing, stainless steel, red LED, background suppression, 150 mm, PNP, Light-ON/Dark-ON, M8 4-pin connector
E3ZM-LS89H | 57250 | 223478 | Photoelectric sensor, rectangular housing, stainless steel, red LED, background suppression, 200 mm, PNP, Light-ON/Dark-ON, M8 4-pin connector
E3ZM-LS89X | 57250 | 227239 | Photoelectric sensor, rectangular housing, stainless steel, red LED, background suppression, 200 mm, PNP, Light-ON fixed, M8 4-pin connector
E3ZM-R61 2M | 57250 | 223479 | Photoelectric sensor, rectangular housing, stainless steel, red LED, retro-reflective, 4 m, NPN, Light-ON/Dark-ON, 2 m cable
E3ZM-R61 5M | 58500 | 227221 | Photoelectric sensor, rectangular housing, stainless steel, red LED, retro-reflective, 4 m, NPN, Light-ON/Dark-ON, 5 m cable
E3ZM-R61H 5M | 58500 | 227249 | Photoelectric sensor, rectangular housing, stainless steel, red LED, retro-reflective, 4 m, NPN, Light-ON/Dark-ON, switch output with wire, 5 m cable
E3ZM-R66 | 57250 | 223480 | Photoelectric sensor, rectangular housing, stainless steel, red LED, retro-reflective, 4 m, NPN, Light-ON/Dark-ON, M8 4-pin connector
E3ZM-R66H | 57250 | 227252 | Photoelectric sensor, rectangular housing, stainless steel, red LED, retro-reflective, 4 m, NPN, Light-ON/Dark-ON, switch output with wire, M8 4-pin connector
E3ZM-R81 2M | 57250 | 223481 | Photoelectric sensor, rectangular housing, stainless steel, red LED, retro-reflective, 4 m, PNP, Light-ON/Dark-ON, 2 m cable
E3ZM-R81 5M | 58500 | 227222 | Photoelectric sensor, rectangular housing, stainless steel, red LED, retro-reflective, 4 m, PNP, Light-ON/Dark-ON, 5 m cable
E3ZM-R81H 10M | 58400 | 392246 | Photoelectric sensor, rectangular housing, stainless steel, red LED, retro-reflective, 4 m, PNP, Light-ON/Dark-ON, switch output with wire, 10 m cable
E3ZM-R81H 2M | 57250 | 227250 | Photoelectric sensor, rectangular housing, stainless steel, red LED, retro-reflective, 4 m, PNP, Light-ON/Dark-ON, switch output with wire, 2 m cable
E3ZM-R81-S1J 0.3M | 101700 | 689631 | Photoelectric sensor, rectangular housing, stainless steel, red LED, retro-reflective, 4 m, PNP, Light-ON/Dark-ON, M12 stainless steel pigtail connector, 0.3 m
E3ZM-R81-S3J 0.3M | 68650 | 246977 | Photoelectric sensor, rectangular housing, stainless steel, red LED, retro-reflective, 4 m, PNP, Light-ON/Dark-ON, M8 stainless steel pigtail connector 4-pin, 0.3 m
E3ZM-R81Y 5M | 58500 | 227243 | Photoelectric sensor, rectangular housing, stainless steel, red LED, retro-reflective, 4 m, PNP, Dark-ON fixed, 5 m cable
E3ZM-R81Y-S1J 0.3M | 59100 | 267701 | Photoelectric sensor, rectangular housing, stainless steel, red LED, retro-reflective, 4 m, PNP, Dark-ON fixed, M12 stainless steel pigtail connector, 0.3 m
E3ZM-R86 | 57250 | 223482 | Photoelectric sensor, rectangular housing, stainless steel, red LED, retro-reflective, 4 m, PNP, Light-ON/Dark-ON, M8 4-pin connector
E3ZM-R86H | 57250 | 227253 | Photoelectric sensor, rectangular housing, stainless steel, red LED, retro-reflective, 4 m, PNP, Light-ON/Dark-ON, switch output with wire, M8 4-pin connector
E3ZM-T61 2M | 93000 | 223483 | Photoelectric sensor, rectangular housing, stainless steel, infrared LED, through-beam, 15 m, NPN, Light-ON/Dark-ON, 2 m cable
E3ZM-T61 5M | 95600 | 227223 | Photoelectric sensor, rectangular housing, stainless steel, infrared LED, through-beam, 15 m, NPN, Light-ON/Dark-ON, 5 m cable
E3ZM-T61-D 2M | 66200 | 234762 | Photoelectric sensor, rectangular housing, stainless steel, infrared LED, through-beam, receiver unit, NPN, Light-ON/Dark-ON, 2 m cable
E3ZM-T61H 2M | 93000 | 227254 | Photoelectric sensor, rectangular housing, stainless steel, infrared LED, through-beam, 15 m, NPN, Light-ON/Dark-ON, switch output with wire, 2 m cable
E3ZM-T61-L 2M | 66200 | 234763 | Photoelectric sensor, rectangular housing, stainless steel, infrared LED, through-beam, emitter unit, NPN, Light-ON/Dark-ON, 2 m cable
E3ZM-T63 2M | 113800 | 227527 | Photoelectric sensor, rectangular housing, stainless steel, infrared LED, through-beam, 800 mm, NPN, Light-ON/Dark-ON, 2 m cable
E3ZM-T63 5M | 116800 | 227528 | Photoelectric sensor, rectangular housing, stainless steel, infrared LED, through-beam, 800 mm, NPN, Light-ON/Dark-ON, 5 m cable
E3ZM-T63H 2M | 113800 | 227533 | Photoelectric sensor, rectangular housing, stainless steel, infrared LED, through-beam, 800 mm, NPN, Light-ON/Dark-ON, switch output with wire, 2 m cable
E3ZM-T63H 5M | 116800 | 227534 | Photoelectric sensor, rectangular housing, stainless steel, infrared LED, through-beam, 800 mm, NPN, Light-ON/Dark-ON, switch output with wire, 5 m cable
E3ZM-T66 | 93000 | 223484 | Photoelectric sensor, rectangular housing, stainless steel, infrared LED, through-beam, 15 m, NPN, Light-ON/Dark-ON, M8 4-pin connector
E3ZM-T66-D | 66200 | 234760 | Photoelectric sensor, rectangular housing, stainless steel, infrared LED, through-beam, receiver unit, NPN, Light-ON/Dark-ON, M8 4-pin connector
E3ZM-T66-L | 66200 | 234761 | Photoelectric sensor, rectangular housing, stainless steel, infrared LED, through-beam, emitter unit, NPN, Light-ON/Dark-ON, M8 4-pin connector
E3ZM-T68 | 96950 | 227531 | Photoelectric sensor, rectangular housing, stainless steel, infrared LED, through-beam, 800 mm, NPN, Light-ON/Dark-ON, M8 4-pin connector
E3ZM-T81 2M | 93000 | 223485 | Photoelectric sensor, rectangular housing, stainless steel, infrared LED, through-beam, 15 m, PNP, Light-ON/Dark-ON, 2 m cable
E3ZM-T81 5M | 95600 | 226037 | Photoelectric sensor, rectangular housing, stainless steel, infrared LED, through-beam, 15 m, PNP, Light-ON/Dark-ON, 5 m cable
E3ZM-T81-D 2M | 64400 | 233775 | Photoelectric sensor, rectangular housing, stainless steel, infrared LED, through-beam, receiver unit, PNP, Light-ON/Dark-ON, 2 m cable
E3ZM-T81-D 5M | 53750 | 292360 | Photoelectric sensor, rectangular housing, stainless steel, infrared LED, through-beam, receiver unit, PNP, Light-ON/Dark-ON, 5 m cable
E3ZM-T81H 2M | 93000 | 227256 | Photoelectric sensor, rectangular housing, stainless steel, infrared LED, through-beam, 15 m, PNP, Light-ON/Dark-ON, switch output with wire, 2 m cable
E3ZM-T81H 5M | 95600 | 227257 | Photoelectric sensor, rectangular housing, stainless steel, infrared LED, through-beam, 15 m, PNP, Light-ON/Dark-ON, switch output with wire, 5 m cable
E3ZM-T81-L 2M | 64400 | 233774 | Photoelectric sensor, rectangular housing, stainless steel, infrared LED, through-beam, emitter unit, PNP, Light-ON/Dark-ON, 2 m cable
E3ZM-T81-L 5M | 44560 | 292361 | Photoelectric sensor, rectangular housing, stainless steel, infrared LED, through-beam, emitter unit, PNP, Light-ON/Dark-ON, 5 m cable
E3ZM-T81-S1J 0.3M | 103800 | 250292 | Photoelectric sensor, rectangular housing, stainless steel, infrared LED, through-beam, emitter unit, PNP, Light-ON/Dark-ON, M12 stainless steel pigtail connector, 0.3 m
E3ZM-T81Y 2M | 93000 | 227246 | Photoelectric sensor, rectangular housing, stainless steel, infrared LED, through-beam, 15 m, PNP, Dark-ON fixed, 2 m cable
E3ZM-T81Y 5M | 95600 | 227247 | Photoelectric sensor, rectangular housing, stainless steel, infrared LED, through-beam, 15 m, PNP, Dark-ON fixed, 5 m cable
E3ZM-T81Y-S1J 0.3M | 101000 | 242987 | Photoelectric sensor, rectangular housing, stainless steel, infrared LED, through-beam, emitter unit, PNP, Dark-ON fixed, M12 stainless steel pigtail connector, 0.3 m
E3ZM-T83 2M | 99550 | 227529 | Photoelectric sensor, rectangular housing, stainless steel, infrared LED, through-beam, 800 mm, PNP, Light-ON/Dark-ON, 2 m cable
E3ZM-T83 5M | 92850 | 227530 | Photoelectric sensor, rectangular housing, stainless steel, infrared LED, through-beam, 800 mm, PNP, Light-ON/Dark-ON, 5 m cable
E3ZM-T86 | 93000 | 223486 | Photoelectric sensor, rectangular housing, stainless steel, infrared LED, through-beam, 15 m, PNP, Light-ON/Dark-ON, switch output with wire, M8 4-pin connector
E3ZM-T86-D | 64400 | 233777 | Photoelectric sensor, rectangular housing, stainless steel, infrared LED, through-beam, receiver unit, PNP, Light-ON/Dark-ON, M8 4-pin connector
E3ZM-T86-L | 64400 | 233776 | Photoelectric sensor, rectangular housing, stainless steel, infrared LED, through-beam, emitter unit, NPN, Light-ON/Dark-ON, M8 4-pin connector
E3ZM-T88 | 99550 | 227532 | Photoelectric sensor, rectangular housing, stainless steel, infrared LED, through-beam, 800 mm, PNP, Light-ON/Dark-ON, M8 4-pin connector
E3ZM-V61 2M | 74000 | 332046 | Registration mark sensor, rectangular housing, stainless steel, white LED, diffuse, 12 ± 2 mm, with teach-button, NPN, Light-ON/Dark-ON, 2 m cable
E3ZM-V61 5M | 74000 | 332047 | Registration mark sensor, rectangular housing, stainless steel, white LED, diffuse, 12 ± 2 mm, with teach-button, NPN, Light-ON/Dark-ON, 5 m cable
E3ZM-V66 | 74000 | 332048 | Registration mark sensor, rectangular housing, stainless steel, white LED, diffuse, 12 ± 2 mm, with teach-button, NPN, Light-ON/Dark-ON, M8 4-pin connector
E3ZM-V81 2M | 74000 | 326595 | Registration mark sensor, rectangular housing, stainless steel, white LED, diffuse, 12 ± 2 mm, with teach-button, PNP, Light-ON/Dark-ON, 2 m cable
E3ZM-V81 5M | 74000 | 326596 | Registration mark sensor, rectangular housing, stainless steel, white LED, diffuse, 12 ± 2 mm, with teach-button, PNP, Light-ON/Dark-ON, 5 m cable
E3ZM-V86 | 74000 | 332049 | Registration mark sensor, rectangular housing, stainless steel, white LED, diffuse, 12 ± 2 mm, with teach-button, PNP, Light-ON/Dark-ON, M8 4-pin connector
E3Z-R61 0.5M | 37160 | 241519 | Photoelectric sensor, rectangular housing, red LED, retro-reflective, 4 m, NPN, Light-ON/Dark-ON, 0.5 m cable
E3Z-R61 2M | 39950 | 685914 | Photoelectric sensor, rectangular housing, red LED, retro-reflective, 4 m, NPN, Light-ON/Dark-ON, 2 m cable
E3Z-R61 5M | 43880 | 241527 | Photoelectric sensor, rectangular housing, red LED, retro-reflective, 4 m, NPN, Light-ON/Dark-ON, 5 m cable
E3Z-R61-3 2M | 47410 | 339272 | Photoelectric sensor, rectangular housing, red LED, retro-reflective, without MSR function, 4 m, NPN, Light-ON/Dark-ON, 2 m cable
E3Z-R61-4 2M | 43880 | 339280 | Photoelectric sensor, rectangular housing, infrared LED, retro-reflective, without MSR function, 4 m, NPN, Light-ON/Dark-ON, 2 m cable
E3Z-R61-C 5M | 77250 | 372328 | Photoelectric sensor, rectangular housing, red LED, retro-reflective, 4 m, NPN, Light-ON/Dark-ON, 5 m cable, reflector E39-R3 included
E3Z-R61K 2M | 60050 | 342547 | Photoelectric sensor, rectangular housing, oil resistant coating, red LED, retro-reflective, 4 m, NPN, Light-ON/Dark-ON, 2 m cable
E3Z-R61K-M3J 0.3M | 60050 | 342548 | Photoelectric sensor, rectangular housing, oil resistant coating, red LED, retro-reflective, 4 m, NPN, Light-ON/Dark-ON, M8 pigtail connector 4-pin, 0.3 m
E3Z-R61-M1J 0.3M | 49110 | 339262 | Photoelectric sensor, rectangular housing, red LED, retro-reflective, 4 m, NPN, Light-ON/Dark-ON, M12 pigtail connector, 0.3 m
E3Z-R61-M1J-1 0.3M | 38840 | 339275 | Photoelectric sensor, rectangular housing, red LED, retro-reflective, 4 m, NPN, Light-ON/Dark-ON, M12 pigtail connector with protective tube, 0.3 m
E3Z-R61-M3J 0.3M | 79900 | 365911 | Photoelectric sensor, rectangular housing, red LED, retro-reflective, 4 m, NPN, Light-ON/Dark-ON, M8 pigtail connector 4-pin, 0.3 m
E3Z-R61-M5J 0.3M | 49330 | 338404 | Photoelectric sensor, rectangular housing, red LED, retro-reflective, 4 m, NPN, Light-ON/Dark-ON, M8 pigtail connector 3-pin, 0.3 m
E3Z-R66 | 39950 | 685915 | Photoelectric sensor, rectangular housing, red LED, retro-reflective, 4 m, NPN, Light-ON/Dark-ON, M8 4-pin connector
E3Z-R81 0.5M | 37160 | 241520 | Photoelectric sensor, rectangular housing, red LED, retro-reflective, 4 m, PNP, Light-ON/Dark-ON, 0.5 m cable
E3Z-R81 10M | 54250 | 339269 | Photoelectric sensor, rectangular housing, red LED, retro-reflective, 4 m, PNP, Light-ON/Dark-ON, 10 m cable
E3Z-R81 15M | 61050 | 687049 | Photoelectric sensor, rectangular housing, red LED, retro-reflective, 4 m, PNP, Light-ON/Dark-ON, 15 m cable
E3Z-R81 2M | 39950 | 685615 | Photoelectric sensor, rectangular housing, red LED, retro-reflective, 4 m, PNP, Light-ON/Dark-ON, 2 m cable
E3Z-R81 5M | 41750 | 241528 | Photoelectric sensor, rectangular housing, red LED, retro-reflective, 4 m, PNP, Light-ON/Dark-ON, 5 m cable
E3Z-R81-3 2M | 47410 | 338389 | Photoelectric sensor, rectangular housing, red LED, retro-reflective, without MSR function, 4 m, PNP, Light-ON/Dark-ON, 2 m cable
E3Z-R81-4 0.5M | 43150 | 339297 | Photoelectric sensor, rectangular housing, infrared LED, retro-reflective, without MSR function, 4 m, PNP, Light-ON/Dark-ON, 0.5 m cable
E3Z-R81-4 2M | 43880 | 339293 | Photoelectric sensor, rectangular housing, infrared LED, retro-reflective, without MSR function, 4 m, PNP, Light-ON/Dark-ON, 2 m cable
E3Z-R81-G2SRW-P2 | 43840 | 323162 | Photoelectric sensor, rectangular housing, red LED, retro-reflective, 4 m, PNP, Light-ON/Dark-ON, with light reduction function, no timer function, 2 m cable
E3Z-R81-IL2 2M | 46090 | 671092 | Photoelectric sensor, rectangular housing, red LED, retro-reflective, 4 m, PNP, Light-ON/Dark-ON, IO-Link COM2, 2 m cable
E3Z-R81-IL2 5M | 49820 | 671099 | Photoelectric sensor, rectangular housing, red LED, retro-reflective, 4 m, PNP, Light-ON/Dark-ON, IO-Link COM2, 5 m cable
E3Z-R81-IL3 2M | 46090 | 671110 | Photoelectric sensor, rectangular housing, red LED, retro-reflective, 4 m, PNP, Light-ON/Dark-ON, IO-Link COM3, 2 m cable
E3Z-R81-IL3 5M | 49820 | 671106 | Photoelectric sensor, rectangular housing, red LED, retro-reflective, 4 m, PNP, Light-ON/Dark-ON, IO-Link COM3, 5 m cable
E3Z-R81-J0SRW-P2 | 47410 | 323086 | Photoelectric sensor, rectangular housing, red LED, retro-reflective, 4 m, PNP, Light-ON/Dark-ON, with diagnostic function, no timer function, 2 m cable
E3Z-R81-M1J 0.3M | 41940 | 338386 | Photoelectric sensor, rectangular housing, red LED, retro-reflective, 4 m, PNP, Light-ON/Dark-ON, M12 pigtail connector, 0.3 m
E3Z-R81-M1J 0.8M | 51250 | 339281 | Photoelectric sensor, rectangular housing, red LED, retro-reflective, 4 m, PNP, Light-ON/Dark-ON, M12 pigtail connector, 0.8 m
E3Z-R81-M1J-1 0.3M | 41940 | 338393 | Photoelectric sensor, rectangular housing, red LED, retro-reflective, 4 m, PNP, Light-ON/Dark-ON, M12 pigtail connector with protective tube, 0.3 m
E3Z-R81-M1TJ 0.3M | 49110 | 339301 | Photoelectric sensor, rectangular housing, red LED, retro-reflective, 4 m, PNP, Light-ON/Dark-ON, M12 pigtail Smartclick connector, 0.3 m
E3Z-R81-M1TJ-IL2 0.3M | 46090 | 671095 | Photoelectric sensor, rectangular housing, red LED, retro-reflective, 4 m, PNP, Light-ON/Dark-ON, IO-Link COM2, M12 pigtail Smartclick connector, 0.3 m
E3Z-R81-M1TJ-IL3 0.3M | 46090 | 671094 | Photoelectric sensor, rectangular housing, red LED, retro-reflective, 4 m, PNP, Light-ON/Dark-ON, IO-Link COM3, M12 pigtail Smartclick connector, 0.3 m
E3Z-R81-M3J 0.3M | 49110 | 339271 | Photoelectric sensor, rectangular housing, red LED, retro-reflective, 4 m, PNP, Light-ON/Dark-ON, M8 pigtail connector 4-pin, 0.3 m
E3Z-R81-M3J 1M | 47370 | 383692 | Photoelectric sensor, rectangular housing, red LED, retro-reflective, 4 m, PNP, Light-ON/Dark-ON, M8 pigtail connector 4-pin, 1 m
E3Z-R81-M5J 0.3M | 49330 | 338405 | Photoelectric sensor, rectangular housing, red LED, retro-reflective, 4 m, PNP, Light-ON/Dark-ON, M8 pigtail connector 3-pin, 0.3 m
E3Z-R81X-S0SRW-M5 | 29250 | 323950 | Photoelectric sensor, rectangular housing, red LED, retro-reflective, 4 m, PNP, Light-ON fixed, M8 pigtail connector 3-pin, 0.3 m
E3Z-R86 | 39950 | 685916 | Photoelectric sensor, rectangular housing, red LED, retro-reflective, 4 m, PNP, Light-ON/Dark-ON, M8 4-pin connector
E3Z-R86-2 | 46080 | 339273 | Photoelectric sensor, rectangular housing with mounting hole φ3.2, red LED, retro-reflective, 4 m, PNP, Light-ON/Dark-ON, M8 4-pin connector
E3Z-R86-4 | 46740 | 339294 | Photoelectric sensor, rectangular housing, infrared LED, retro-reflective, without MSR function, 5 m, PNP, Light-ON/Dark-ON, M8 4-pin connector
E3Z-R86H | 38740 | 658924 | Photoelectric sensor, rectangular housing, infrared LED, retro-reflective, 4 m, PNP, Light-ON/Dark-ON, switch output with wire, M8 4-pin connector
E3Z-R86-IL2 | 46090 | 671093 | Photoelectric sensor, rectangular housing, red LED, retro-reflective, 4 m, PNP, Light-ON/Dark-ON, IO-Link COM2, M8 4-pin connector
E3Z-R86-IL3 | 46090 | 671109 | Photoelectric sensor, rectangular housing, red LED, retro-reflective, 4 m, PNP, Light-ON/Dark-ON, IO-Link COM3, M8 4-pin connector
E3ZR-CD61D 2M | 68350 | 674920 | Photoelectric sensor, rectangular housing, stainless steel, oil-resistant, red LED, diffuse, 0.5 m, NPN, Dark-ON, 2 m cable
E3ZR-CD61D 5M | 79650 | 674918 | Photoelectric sensor, rectangular housing, stainless steel, oil-resistant, red LED, diffuse, 0.5 m, NPN, Dark-ON, 5 m cable
E3ZR-CD61D-M1TJ 0.3M | 60500 | 674925 | Photoelectric sensor, rectangular housing, stainless steel, oil-resistant, red LED, diffuse, 0.5 m, NPN, Dark-ON, M12 pigtail Smartclick connector, 0.3 m
E3ZR-CD61L 2M | 68350 | 674913 | Photoelectric sensor, rectangular housing, stainless steel, oil-resistant, red LED, diffuse, 0.5 m, NPN, Light-ON, 2 m cable
E3ZR-CD61L 5M | 79650 | 674897 | Photoelectric sensor, rectangular housing, stainless steel, oil-resistant, red LED, diffuse, 0.5 m, NPN, Light-ON, 5 m cable
E3ZR-CD61L-M1TJ 0.3M | 60500 | 674912 | Photoelectric sensor, rectangular housing, stainless steel, oil-resistant, red LED, diffuse, 0.5 m, NPN, Light-ON, M12 pigtail Smartclick connector, 0.3 m
E3ZR-CD81D 2M | 68350 | 674919 | Photoelectric sensor, rectangular housing, stainless steel, oil-resistant, red LED, diffuse, 0.5 m, PNP, Dark-ON, 2 m cable
E3ZR-CD81D 5M | 79650 | 674921 | Photoelectric sensor, rectangular housing, stainless steel, oil-resistant, red LED, diffuse, 0.5 m, PNP, Dark-ON, 5 m cable
E3ZR-CD81D-M1TJ 0.3M | 60500 | 674922 | Photoelectric sensor, rectangular housing, stainless steel, oil-resistant, red LED, diffuse, 0.5 m, PNP, Dark-ON, M12 pigtail Smartclick connector, 0.3 m
E3ZR-CD81L 2M | 68350 | 674898 | Photoelectric sensor, rectangular housing, stainless steel, oil-resistant, red LED, diffuse, 0.5 m, PNP, Light-ON, 2 m cable
E3ZR-CD81L 5M | 79650 | 674901 | Photoelectric sensor, rectangular housing, stainless steel, oil-resistant, red LED, diffuse, 0.5 m, PNP, Light-ON, 5 m cable
E3ZR-CD81L-M1TJ 0.3M | 60500 | 674903 | Photoelectric sensor, rectangular housing, stainless steel, oil-resistant, red LED, diffuse, 0.5 m, PNP, Light-ON, M12 pigtail Smartclick connector, 0.3 m
E3ZR-CR61D 2M | 68350 | 674889 | Photoelectric sensor, rectangular housing, stainless steel, oil-resistant, red LED, retro-reflective, 2.5 m, NPN, Dark-ON, 2 m cable
E3ZR-CR61D 5M | 79650 | 674894 | Photoelectric sensor, rectangular housing, stainless steel, oil-resistant, red LED, retro-reflective, 2.5 m, NPN, Dark-ON, 5 m cable
E3ZR-CR61D-M1TJ 0.3M | 60500 | 674924 | Photoelectric sensor, rectangular housing, stainless steel, oil-resistant, red LED, retro-reflective, 2.5 m, NPN, Dark-ON, M12 pigtail Smartclick connector, 0.3 m
E3ZR-CR61L 2M | 68350 | 674911 | Photoelectric sensor, rectangular housing, stainless steel, oil-resistant, red LED, retro-reflective, 2.5 m, NPN, Light-ON, 2 m cable
E3ZR-CR61L 5M | 79650 | 674904 | Photoelectric sensor, rectangular housing, stainless steel, oil-resistant, red LED, retro-reflective, 2.5 m, NPN, Light-ON, 5 m cable
E3ZR-CR61L-M1TJ 0.3M | 60500 | 674900 | Photoelectric sensor, rectangular housing, stainless steel, oil-resistant, red LED, retro-reflective, 2.5 m, NPN, Light-ON, M12 pigtail Smartclick connector, 0.3 m
E3ZR-CR81D 2M | 68350 | 674923 | Photoelectric sensor, rectangular housing, stainless steel, oil-resistant, red LED, retro-reflective, 2.5 m, PNP, Dark-ON, 2 m cable
E3ZR-CR81D 5M | 79650 | 674926 | Photoelectric sensor, rectangular housing, stainless steel, oil-resistant, red LED, retro-reflective, 2.5 m, PNP, Dark-ON, 5 m cable
E3ZR-CR81D-M1TJ 0.3M | 60500 | 674927 | Photoelectric sensor, rectangular housing, stainless steel, oil-resistant, red LED, retro-reflective, 2.5 m, PNP, Dark-ON, M12 pigtail Smartclick connector, 0.3 m
E3ZR-CR81L 2M | 68350 | 674892 | Photoelectric sensor, rectangular housing, stainless steel, oil-resistant, red LED, retro-reflective, 2.5 m, PNP, Light-ON, 2 m cable
E3ZR-CR81L 5M | 79650 | 674902 | Photoelectric sensor, rectangular housing, stainless steel, oil-resistant, red LED, retro-reflective, 2.5 m, PNP, Light-ON, 5 m cable
E3ZR-CR81L-M1TJ 0.3M | 60500 | 674905 | Photoelectric sensor, rectangular housing, stainless steel, oil-resistant, red LED, retro-reflective, 2.5 m, PNP, Light-ON, M12 pigtail Smartclick connector, 0.3 m
E3ZR-CT61D 2M | 90950 | 674895 | Photoelectric sensor, rectangular housing, stainless steel, oil-resistant, red LED, through-beam, 30 m, NPN, Dark-ON, 2 m cable
E3ZR-CT61D 5M | 102400 | 674907 | Photoelectric sensor, rectangular housing, stainless steel, oil-resistant, red LED, through-beam, 30 m, NPN, Dark-ON, 5 m cable
E3ZR-CT61D-M1TJ 0.3M | 83450 | 674910 | Photoelectric sensor, rectangular housing, stainless steel, oil-resistant, red LED, through-beam, 30 m, NPN, Dark-ON, M12 pigtail Smartclick connector, 0.3 m
E3ZR-CT61L 2M | 90950 | 674908 | Photoelectric sensor, rectangular housing, stainless steel, oil-resistant, red LED, through-beam, 30 m, NPN, Light-ON, 2 m cable
E3ZR-CT61L 5M | 102400 | 674899 | Photoelectric sensor, rectangular housing, stainless steel, oil-resistant, red LED, through-beam, 30 m, NPN, Light-ON, 5 m cable
E3ZR-CT61L-M1TJ 0.3M | 83450 | 674888 | Photoelectric sensor, rectangular housing, stainless steel, oil-resistant, red LED, through-beam, 30 m, NPN, Light-ON, M12 pigtail Smartclick connector, 0.3 m
E3ZR-CT81D 2M | 90950 | 674893 | Photoelectric sensor, rectangular housing, stainless steel, oil-resistant, red LED, through-beam, 30 m, PNP, Dark-ON, 2 m cable
E3ZR-CT81D 5M | 102400 | 674896 | Photoelectric sensor, rectangular housing, stainless steel, oil-resistant, red LED, through-beam, 30 m, PNP, Dark-ON, 5 m cable
E3ZR-CT81D-M1TJ 0.3M | 83450 | 674891 | Photoelectric sensor, rectangular housing, stainless steel, oil-resistant, red LED, through-beam, 30 m, PNP, Dark-ON, M12 pigtail Smartclick connector, 0.3 m
E3ZR-CT81L 2M | 90950 | 674909 | Photoelectric sensor, rectangular housing, stainless steel, oil-resistant, red LED, through-beam, 30 m, PNP, Light-ON, 2 m cable
E3ZR-CT81L 5M | 102400 | 674890 | Photoelectric sensor, rectangular housing, stainless steel, oil-resistant, red LED, through-beam, 30 m, PNP, Light-ON, 5 m cable
E3ZR-CT81L-M1TJ 0.3M | 83450 | 674906 | Photoelectric sensor, rectangular housing, stainless steel, oil-resistant, red LED, through-beam, 30 m, PNP, Light-ON, M12 pigtail Smartclick connector, 0.3 m
E3Z-T61 0.5M | 50650 | 241517 | Photoelectric sensor, rectangular housing, infrared LED, through-beam, 15 m, NPN, Light-ON/Dark-ON, 0.5 m cable
E3Z-T61 2M | 53850 | 685902 | Photoelectric sensor, rectangular housing, infrared LED, through-beam, 15 m, NPN, Light-ON/Dark-ON, 2 m cable
E3Z-T61 5M | 62500 | 241515 | Photoelectric sensor, rectangular housing, infrared LED, through-beam, 15 m, NPN, Light-ON/Dark-ON, 5 m cable
E3Z-T61A 0.5M | 50650 | 241525 | Photoelectric sensor, rectangular housing, red LED, through-beam, 10 m, NPN, Light-ON/Dark-ON, 0.5 m cable
E3Z-T61A 2M | 56550 | 685906 | Photoelectric sensor, rectangular housing, red LED, through-beam, 10 m, NPN, Light-ON/Dark-ON, 2 m cable
E3Z-T61A 5M | 62500 | 241532 | Photoelectric sensor, rectangular housing, red LED, through-beam, 10 m, NPN, Light-ON/Dark-ON, 5 m cable
E3Z-T61A-D 2M | 25330 | 685930 | Photoelectric sensor, rectangular housing, red LED, through-beam, receiver unit, NPN, Light-ON/Dark-ON, 2 m cable
E3Z-T61A-L 2M | 20800 | 685929 | Photoelectric sensor, rectangular housing, red LED, through-beam, emitter unit, NPN, Light-ON/Dark-ON, 2 m cable
E3Z-T61-D 2M | 38860 | 702900 | Photoelectric sensor, rectangular housing, infrared LED, through-beam, receiver unit, NPN, Light-ON/Dark-ON, 2 m cable
E3Z-T61H 2M | 45160 | 338382 | Photoelectric sensor, rectangular housing, infrared LED, through-beam, 15 m, NPN, Light-ON/Dark-ON, switch output with wire, 2 m cable
E3Z-T61K 2M | 81300 | 342544 | Photoelectric sensor, rectangular housing, oil resistant coating, infrared LED, through-beam, 15 m, NPN, Light-ON/Dark-ON, 2 m cable
E3Z-T61K-M3J 0.3M | 81300 | 342545 | Photoelectric sensor, rectangular housing, oil resistant coating, infrared LED, through-beam, 15 m, NPN, Light-ON/Dark-ON, M8 pigtail connector 4-pin, 0.3 m
E3Z-T61-L 2M | 29920 | 702901 | Photoelectric sensor, rectangular housing, infrared LED, through-beam, emitter unit, NPN, Light-ON/Dark-ON, 2 m cable
E3Z-T61-M1J 0.3M | 61800 | 338384 | Photoelectric sensor, rectangular housing, infrared LED, through-beam, 15 m, NPN, Light-ON/Dark-ON, M12 pigtail connector, 0.3 m
E3Z-T61-M1J-1 0.3M | 61800 | 339276 | Photoelectric sensor, rectangular housing, infrared LED, through-beam, 15 m, NPN, Light-ON/Dark-ON, M12 pigtail connector with protective tube, 0.3 m
E3Z-T61-M3J 0.3M | 58750 | 392625 | Photoelectric sensor, rectangular housing, infrared LED, through-beam, 15 m, NPN, Light-ON/Dark-ON, M8 pigtail connector 4-pin, 0.3 m
E3Z-T61-S0SRW-M501-T | 64000 | 323075 | Photoelectric sensor, rectangular housing, infrared LED, through-beam, 15 m, NPN, Light-ON/Dark-ON, M8 pigtail connector 3-pin, 0.1 m
E3Z-T62 2M | 57650 | 685910 | Photoelectric sensor, rectangular housing, infrared LED, through-beam, 30 m, NPN, Light-ON/Dark-ON, 2 m cable
E3Z-T66 | 53850 | 685904 | Photoelectric sensor, rectangular housing, infrared LED, through-beam, 15 m, NPN, Light-ON/Dark-ON, M8 4-pin connector
E3Z-T66A | 53850 | 685908 | Photoelectric sensor, rectangular housing, red LED, through-beam, 10 m, NPN, Light-ON/Dark-ON, M8 4-pin connector
E3Z-T66A-D | 36970 | 685934 | Photoelectric sensor, rectangular housing, red LED, through-beam, receiver unit, NPN, Light-ON/Dark-ON, M8 4-pin connector
E3Z-T66A-L | 24590 | 685933 | Photoelectric sensor, rectangular housing, red LED, through-beam, emitter unit, NPN, Light-ON/Dark-ON, M8 4-pin connector
E3Z-T66-D | 24790 | 685926 | Photoelectric sensor, rectangular housing, infrared LED, through-beam, receiver unit, NPN, Light-ON/Dark-ON, M8 4-pin connector
E3Z-T66-L | 22140 | 685925 | Photoelectric sensor, rectangular housing, infrared LED, through-beam, emitter unit, NPN, Light-ON/Dark-ON, M8 4-pin connector
E3Z-T67 | 57650 | 685912 | Photoelectric sensor, rectangular housing, infrared LED, through-beam, 30 m, NPN, Light-ON/Dark-ON, M8 4-pin connector
E3Z-T81 0.5M | 50650 | 241518 | Photoelectric sensor, rectangular housing, infrared LED, through-beam, 15 m, PNP, Light-ON/Dark-ON, 0.5 m cable
E3Z-T81 2M | 53850 | 685903 | Photoelectric sensor, rectangular housing, infrared LED, through-beam, 15 m, PNP, Light-ON/Dark-ON, 2 m cable
E3Z-T81 5M | 62500 | 241526 | Photoelectric sensor, rectangular housing, infrared LED, through-beam, 15 m, PNP, Light-ON/Dark-ON, 5 m cable
E3Z-T81A 0.5M | 56450 | 242463 | Photoelectric sensor, rectangular housing, red LED, through-beam, 10 m, PNP, Light-ON/Dark-ON, 0.5 m cable
E3Z-T81A 2M | 53850 | 685907 | Photoelectric sensor, rectangular housing, red LED, through-beam, 10 m, PNP, Light-ON/Dark-ON, 2 m cable
E3Z-T81A 6M | 77650 | 339274 | Photoelectric sensor, rectangular housing, red LED, through-beam, 10 m, PNP, Light-ON/Dark-ON, 6 m cable
E3Z-T81A-D 2M | 35220 | 685932 | Photoelectric sensor, rectangular housing, red LED, through-beam, receiver unit, PNP, Light-ON/Dark-ON, 2 m cable
E3Z-T81A-L 2M | 25850 | 685931 | Photoelectric sensor, rectangular housing, red LED, through-beam, emitter unit, PNP, Light-ON/Dark-ON, 2 m cable
E3Z-T81A-M1J 0.3M | 58850 | 339279 | Photoelectric sensor, rectangular housing, red LED, through-beam, 10 m, PNP, Light-ON/Dark-ON, M12 pigtail connector, 0.3 m
E3Z-T81A-M3J 0.3M | 54500 | 358884 | Photoelectric sensor, rectangular housing, red LED, through-beam, 10 m, PNP, Light-ON/Dark-ON, M8 pigtail connector 4-pin, 0.3 m
E3Z-T81C-G0SRD-CN | 46800 | 323111 | Photoelectric sensor, rectangular housing, red LED, through-beam, receiver unit, PNP, Dark-ON fixed, with emission stop function, M8 4-pin connector
E3Z-T81C-G0SRL-CN | 24540 | 323110 | Photoelectric sensor, rectangular housing, red LED, through-beam, emitter unit, PNP, Dark-ON fixed, with emission stop function, M8 4-pin connector
E3Z-T81-D 2M | 38850 | 685924 | Photoelectric sensor, rectangular housing, infrared LED, through-beam, receiver unit, PNP, Light-ON/Dark-ON, 2 m cable
E3Z-T81-D 5M | 31150 | 683859 | Photoelectric sensor, rectangular housing, infrared LED, through-beam, receiver unit, PNP, Light-ON/Dark-ON, 5 m cable
E3Z-T81-D-M1J-1 0.3M | 39730 | 339296 | Photoelectric sensor, rectangular housing, infrared LED, through-beam, receiver unit, PNP, Light-ON/Dark-ON, M12 pigtail connector with protective tube, 0.3 m
E3Z-T81-IL2 2M | 72000 | 671084 | Photoelectric sensor, rectangular housing, infrared LED, through-beam, 15 m, PNP, Light-ON/Dark-ON, IO-Link COM2, 2 m cable
E3Z-T81-IL2 5M | 78100 | 671085 | Photoelectric sensor, rectangular housing, infrared LED, through-beam, 15 m, PNP, Light-ON/Dark-ON, IO-Link COM2, 5 m cable
E3Z-T81-IL3 2M | 72000 | 671108 | Photoelectric sensor, rectangular housing, infrared LED, through-beam, 15 m, PNP, Light-ON/Dark-ON, IO-Link COM3, 2 m cable
E3Z-T81-IL3 5M | 78100 | 671101 | Photoelectric sensor, rectangular housing, infrared LED, through-beam, 15 m, PNP, Light-ON/Dark-ON, IO-Link COM3, 5 m cable
E3Z-T81K 2M | 81300 | 342546 | Photoelectric sensor, rectangular housing, oil resistant coating, infrared LED, through-beam, 15 m, PNP, Light-ON/Dark-ON, 2 m cable
E3Z-T81K-M1J 0.3M | 96850 | 353939 | Photoelectric sensor, rectangular housing, oil resistant coating, infrared LED, through-beam, 15 m, PNP, Light-ON/Dark-ON, M12 pigtail connector, 0.3 m
E3Z-T81K-M3J 0.3M | 95350 | 353940 | Photoelectric sensor, rectangular housing, oil resistant coating, infrared LED, through-beam, 15 m, PNP, Light-ON/Dark-ON, M8 pigtail connector 4-pin, 0.3 m
E3Z-T81-L 2M | 29920 | 685923 | Photoelectric sensor, rectangular housing, infrared LED, through-beam, emitter unit, PNP, Light-ON/Dark-ON, 2 m cable
E3Z-T81-L 5M | 31150 | 683860 | Photoelectric sensor, rectangular housing, infrared LED, through-beam, emitter unit PNP, Light-ON/Dark-ON, 5 m cable
E3Z-T81-L-M1J-1 0.3M | 23760 | 339295 | Photoelectric sensor, rectangular housing, infrared LED, through-beam, emitter unit, PNP, Light-ON/Dark-ON, M12 pigtail connector with protective tube, 0.3 m
E3Z-T81-M1J 0.3M | 61800 | 338385 | Photoelectric sensor, rectangular housing, infrared LED, through-beam, 15 m, PNP, Light-ON/Dark-ON, M12 pigtail connector, 0.3 m
E3Z-T81-M1J-1 0.3M | 61800 | 338391 | Photoelectric sensor, rectangular housing, infrared LED, through-beam, 15 m, PNP, Light-ON/Dark-ON, M12 pigtail connector with protective tube, 0.3 m
E3Z-T81-M1TJ-IL2 0.3M | 72000 | 671086 | Photoelectric sensor, rectangular housing, infrared LED, through-beam, 15 m, PNP, Light-ON/Dark-ON, IO-Link COM2, M12 pigtail Smartclick connector, 0.3 m
E3Z-T81-M1TJ-IL3 0.3M | 72000 | 671103 | Photoelectric sensor, rectangular housing, infrared LED, through-beam, 15 m, PNP, Light-ON/Dark-ON, IO-Link COM3, M12 pigtail Smartclick connector, 0.3 m
E3Z-T81-M3J 0.3M | 61800 | 339270 | Photoelectric sensor, rectangular housing, infrared LED, through-beam, 15 m, PNP, Light-ON/Dark-ON, M8 pigtail connector 4-pin, 0.3 m
E3Z-T82 2M | 62500 | 685911 | Photoelectric sensor, rectangular housing, infrared LED, through-beam, 30 m, PNP, Light-ON/Dark-ON, 2 m cable
E3Z-T86 | 53850 | 685905 | Photoelectric sensor, rectangular housing, infrared LED, through-beam, 15 m, PNP, Light-ON/Dark-ON, M8 4-pin connector
E3Z-T86A | 53850 | 685909 | Photoelectric sensor, rectangular housing, red LED, through-beam, 10 m, PNP, Light-ON/Dark-ON, M8 4-pin connector
E3Z-T86A-D | 38850 | 685900 | Photoelectric sensor, rectangular housing, red LED, through-beam, receiver unit, PNP, Light-ON/Dark-ON, M8 4-pin connector
E3Z-T86A-L | 25350 | 685901 | Photoelectric sensor, rectangular housing, red LED, through-beam, emitter unit, PNP, Light-ON/Dark-ON, M8 4-pin connector
E3Z-T86-D | 26040 | 685928 | Photoelectric sensor, rectangular housing, infrared LED, through-beam, receiver unit, PNP, Light-ON/Dark-ON, M8 4-pin connector
E3Z-T86-IL2 | 72000 | 671088 | Photoelectric sensor, rectangular housing, infrared LED, through-beam, 15 m, PNP, Light-ON/Dark-ON, IO-Link COM2, M8 4-pin connector
E3Z-T86-IL3 | 72000 | 671113 | Photoelectric sensor, rectangular housing, infrared LED, through-beam, 15 m, PNP, Light-ON/Dark-ON, IO-Link COM3, M8 4-pin connector
E3Z-T86-L | 23230 | 685927 | Photoelectric sensor, rectangular housing, infrared LED, through-beam, emitter unit, PNP, Light-ON/Dark-ON, M8 4-pin connector
E3Z-T87 | 57650 | 685913 | Photoelectric sensor, rectangular housing, infrared LED, through-beam, 30 m, PNP, Light-ON/Dark-ON, M8 4-pin connector
E3Z-T87-D | 37820 | 688122 | Photoelectric sensor, rectangular housing, infrared LED, through-beam, receiver unit, PNP, Light-ON/Dark-ON, M8 4-pin connector
E3Z-T87-L | 37820 | 688123 | Photoelectric sensor, rectangular housing, infrared LED, through-beam, 30 m, emitter unit, Light-ON/Dark-ON, M8 4-pin connector
E3ZS-T81A | 103400 | 323229 | Photoelectric sensor, rectangular housing, through-beam, red LED, PLc, Safety Category 2, 10 m, DC, 3-wire, PNP, 2 m cable
E420-53 | 3953 | 356187
E481-40 | 3980 | 371133
E4C-DS100 | 765300 | 224794 | Ultrasonic sensor, M18, 110 to 910 mm, diffuse
E4C-DS30 | 405100 | 224790 | Ultrasonic sensor, M18, 50 to 300 mm, diffuse
E4C-DS30L | 413600 | 224791 | Ultrasonic sensor, M18, 50 to 300 mm, diffuse, side view
E4C-DS80 | 448900 | 224792 | Ultrasonic sensor, M18, 85 to 735 mm, diffuse
E4C-DS80L | 466500 | 224793 | Ultrasonic sensor, M18, 85 to 735 mm, diffuse, side view
E4C-UDA11 | 136200 | 224796 | Amplifier for Ultrasonic E4C head, twin output, NPN, 2m cable
E4C-UDA11AN | 176500 | 224795 | Amplifier for Ultrasonic E4C head, analog 1-5VDC & transistor output, NPN, 2m cable
E4C-UDA41 | 136200 | 224808 | Amplifier for Ultrasonic E4C head, transistor output, PNP, 2 m cable
E4C-UDA41AN | 176500 | 224809 | Amplifier for Ultrasonic E4C head, analog 1-5VDC & transistor output, PNP, 2m cable
E4E2-TS50C1 2M | 226300 | 329619 | Ultrasonic sensor, through-beam, 500 mm, NPN-NO, 2 m cable
E4E2-TS50C2 2M | 226300 | 329620 | Ultrasonic sensor, through-beam, 500 mm, NPN-NC, 2 m cable
E4PA-LS200-M1-N | 551900 | 185058 | Ultrasonic sensor, 120-2000mm measuring range, analog output (voltage and current)
E4PA-LS400-M1-N | 627900 | 185059 | Ultrasonic sensor, 24 to 4000 mm measuring range, analog output (voltage and current)
E4PA-LS50-M1-N | 526400 | 185057 | Ultrasonic sensor, 50-500mm measuring range, analog output (voltage and current)
E4PA-LS600-M1-N | 685500 | 185060 | Ultrasonic sensor, 400-6000mm measuring range, analog output (voltage and current)
E4PA-P1 | 27680 | 323658 | Replacement setting plug
E508-60 | 5505 | 356194 | 51 mm diam, M5 x 9, PMMA/ABS (Step rim 2,8 x 0,8 mm), crystal/white
E52-CA15AY D=1 1M | 32800 | 368836 | Temp. sensor,Smooth tube, Thermocouple K, 0-650 deg.,dia. 1, 150mm, ASTM316L, pre-wired, 1m
E52-CA15AY D=1 2M | 39860 | 368837 | Temp. sensor,Smooth tube, Thermocouple K, 0-650 deg.,dia. 1, 150mm, ASTM316L, pre-wired, 2m
E52-CA15AY D=1 NETU 1M | 34670 | 368838 | Temp. sensor,Smooth tube, Thermocouple K, 0-650 deg.,dia. 1, 150mm, ASTM316L, pre-wired, Heat resistive cable, 1m
E52-CA15AY D=1.6 1M | 33090 | 368839 | Temp. sensor,Smooth tube, Thermocouple K, 0-650 deg.,dia. 1.6, 150mm, ASTM316L, pre-wired, 1m
E52-CA15AY D=1.6 2M | 40030 | 368840 | Temp. sensor,Smooth tube, Thermocouple K, 0-650 deg.,dia. 1.6, 150mm, ASTM316L, pre-wired, 2m
E52-CA15AY D=1.6 4M | 46100 | 368841 | Temp. sensor,Smooth tube, Thermocouple K, 0-650 deg.,dia. 1.6, 150mm, ASTM316L, pre-wired, 4m
E52-CA15AY D=1.6 NETU 1M | 34010 | 368842 | Temp. sensor,Smooth tube, Thermocouple K, 0-650 deg.,dia. 1.6, 150mm, ASTM316L, pre-wired, Heat resistive cable, 1m
E52-CA15AY D=3.2 2M | 39860 | 368847 | Temp. sensor,Smooth tube, Thermocouple K, 0-750 deg.,dia. 3.2, 150mm, ASTM316L, pre-wired, 2m
E52-CA1DY M6 1M | 14160 | 368861 | Temp. sensor, M6 type, Thermocouple K, 0-400 deg., SUS304, pre-wired, 1m
E52-CA1DY M6 2M | 19150 | 368862 | Temp. sensor, M6 type, Thermocouple K, 0-400 deg.,SUS304, pre-wired, 2m
E52-CA1DY M6 4M | 28160 | 368863 | Temp. sensor, M6 type, Thermocouple K, 0-400 deg., SUS304, pre-wired, 4m
E52-CA1DY M8 2M | 19660 | 368852 | Temp. sensor, M8 type, Thermocouple K, 0-400 deg.,SUS304, pre-wired, 2m
E52-CA1DY-40 M6 2M | 28020 | 683741 | Temp. sensor, M6 type, Thermocouple K, 0-300 deg., SUS304, pre-wired, 2 m
E52-CA1GTY 1M | 19010 | 368853 | Temp. sensor, Crimp terminal type, Thermocouple K, 0-300 deg.,dia. 8, pre-wired, 1m
E52-CA1GTY 2M | 26180 | 368854 | Temp. sensor, Crimp terminal type, Thermocouple K, 0-300 deg.,dia. 8, pre-wired, 2m
E52-CA1GTY-14 1M | 32050 | 368855 | Temp. sensor, Crimp terminal type, Thermocouple K, 0-200 deg.,dia. 8, pre-wired, 1m
E52-CA20AY D=1.6 1M | 37400 | 368843 | Temp. sensor,Smooth tube, Thermocouple K, 0-650 deg.,dia. 1.6, 200mm, ASTM316L, pre-wired, 1m
E52-CA20AY D=1.6 4M | 44930 | 368844 | Temp. sensor,Smooth tube, Thermocouple K, 0-650 deg.,dia. 1.6, 200mm, ASTM316L, pre-wired, 4m
E52-CA20AY D=1.6 NETU 1M | 38040 | 368845 | Temp. sensor,Smooth tube, Thermocouple K, 0-650 deg.,dia. 1.6, 200mm, ASTM316L, pre-wired, Heat resistive cable,1m
E52-CA20AY D=3.2 1M | 35080 | 368848 | Temp. sensor,Smooth tube, Thermocouple K, 0-750 deg.,dia. 3.2, 200mm, ASTM316L, pre-wired, 1m
E52-CA20AY D=3.2 2M | 42660 | 368849 | Temp. sensor,Smooth tube, Thermocouple K, 0-750 deg.,dia. 3.2, 200mm, ASTM316L, pre-wired, 2m
E52-CA20AY D=4.8 1M | 35680 | 368850 | Temp. sensor,Smooth tube, Thermocouple K, 0-800 deg.,dia. 4.8, 200mm, ASTM316L, pre-wired, 1m
E52-CA20AY D=4.8 2M | 47210 | 368851 | Temp. sensor,Smooth tube, Thermocouple K, 0-800 deg.,dia. 4.8, 200mm, ASTM316L, pre-wired, 2m
E52-CA20AY D=4.8 4M | 43350 | 368865 | Temp. sensor,Smooth tube, Thermocouple K, 0-800 deg.,dia. 4.8, 200mm, ASTM316L, pre-wired, 4m
E52-CA20AY D=4.8 NETU 1M | 38790 | 368866 | Temp. sensor,Smooth tube, Thermocouple K, 0-800 deg.,dia. 4.8, 200mm, ASTM316L, pre-wired, Heat resistive cable, 1m
E52-CA20AY D=4.8 NETU 2M | 44560 | 368867 | Temp. sensor,Smooth tube, Thermocouple K, 0-800 deg.,dia. 4.8, 200mm, ASTM316L, pre-wired, Heat resistive cable, 2m
E52-CA20AY D=4.8 NETU 4M | 54700 | 368868
E52-CA20AY D=6.4 1M | 43510 | 368870
E52-CA20AY D=8 1M | 49030 | 368871 | Temp. sensor,Smooth tube, Thermocouple K, 0-900 deg.,dia. 8, 200mm, ASTM316L, pre-wired, 1m
E52-CA20AY D=8 2M | 52550 | 368872 | Temp. sensor,Smooth tube, Thermocouple K, 0-900 deg.,dia. 8, 200mm, ASTM316L, pre-wired, 2m
E52-CA35AY D=1.6 2M | 42810 | 368846 | Temp. sensor,Smooth tube, Thermocouple K, 0-650 deg.,dia. 1.6, 350mm, ASTM316L, pre-wired, 2m
E52-CA35AY D=3.2 NETU 1M | 37170 | 368864 | Temp. sensor,Smooth tube, Thermocouple K, 0-750 deg.,dia. 3.2, 350mm, ASTM316L, pre-wired, Heat resistive cable, 1m
E52-CA35AY D=4.8 NETU 2M | 49020 | 368869
E52-CA35C-N D=4.8 | 71000 | 391873 | Temperature sensor, special item
E52-CA50AY D=8 8M | 88950 | 372281
E52-CA6D-N 2M | 25720 | 680078 | Thermocouple K, grounded type, 0° C to 350° C, diameter 4 mm, probe length 65 mm, 2 m cable length
E52-CA6F-N 1M | 15740 | 688395 | Temp. sensor, thermocouple K with flange, 0-350 deg., SUS304, dia. 4 mm, 1 m cable length
E52-EACC-JF1-B | 4393 | 374372 | Temperature sensor accessory, compensation connector, female, J, thermoplastic
E52-EACC-JM1-B | 4857 | 374371 | Temperature sensor accessory, compensation connector, male, J, thermoplastic
E52-EACC-KF1-B | 4393 | 374374 | Temp. sensor accessory, compensation connector, female, K, thermoplastic
E52-EACC-KM1-B | 4857 | 374373 | Temp. sensor accessory, compensation connector, male, K, thermoplastic
E52-EACF1/2-6-B | 9810 | 374343 | Temp. sensor accessory, compression fitting, RC 1/2, dia 6, AISI 316
E52-EACF1/4-6-B | 9810 | 374345 | Temp. sensor accessory, compression fitting, RC 1/4, dia 6, AISI 316
E52-EACW-J1-B | 2004 | 374369 | Temp. sensor accessory, compensation cable , thermocouple, J, Silicone rubber, 1m
E52-EACW-J25-B | 25380 | 374370 | Temp. sensor accessory, compensation cable , thermocouple, J, Silicone rubber, 25m
E52-EACW-K1-B | 2545 | 374367 | Temp. sensor accessory, compensation cable , thermocouple, K, Silicone rubber, 1m
E52-EACW-K25-B | 25380 | 374368 | Temp. sensor accessory, compensation cable , thermocouple, K, Silicone rubber, 25m
E52-EATW1/2G-10-6-150-B | 13280 | 374376 | Temperature sensor accessory, thermo well, G1/2 gas, 10 (for 6), 150, AISI 316
E52-EATW1/2G-12-8-150-B | 13930 | 374377 | Temp. sensor accessory, thermo well, G1/2 gas, 12 (for 8), 150, AISI 316
E52-ELP4-50-2-A | 15010 | 374422 | Temperature sensor, Pro, smooth tube, PT100, class B, dia. 4, 50, AISI 316, pre-wired with open cable ends 2 m
E52-ELP5-100-2-A | 15060 | 374644 | Temperature sensor, Lite, smooth tube, PT100, class B, dia 5, 100 mm, 304SS, pre-wired with cable end shoes 2 m
E52-ELP5-50-2-A | 15060 | 374643 | Temperature sensor, Lite, smooth tube, PT100, class B, dia 5, 50mm, 304SS, pre-wired with cable end shoes 2m
E52-ELP6-100-2-A | 14600 | 374423 | Temperature sensor, Pro, smooth tube, PT100, class B, dia. 6, 100, SUS 304, pre-wired with open cable ends 2 m
E52-ELP6-100-2-A1 | 14600 | 381408 | Temperature sensor, Lite, smooth tube, PT100, class B, dia. 6, 100 mm, 316SS, pre-wired with cable end shoes 2 m, without shielding
E52-ELP6-50-2-A | 14540 | 374645 | Temperature sensor, Lite, smooth tube, PT100, 0 .. +400°C, class B, dia. 6, 50 mm, 304SS, pre-wired with TTS cable end shoes 2 m
E52-ELP6-50-2-A1 | 14600 | 379484 | Temperature sensor, Lite, smooth tube, PT100, -40..+200 C°,class B, dia 6, 50mm, 316SS, pre-wired with cable end shoes 2m, silicone cable without shield
E52-ELP8-100-2-A | 15010 | 374424 | Temperature sensor, Lite, smooth tube, PT100, class B, dia 4, 50mm, 304SS, pre-wired with cable end shoes 2m
E52-ELTJ4-100-2-A | 9415 | 374411 | Temperature sensor, Lite, smooth tube, Thermocouple, J, dia 4, 50mm, 304SS, pre-wired with cable end shoes 2m
E52-ELTJ4-50-2-A | 9335 | 374762 | Temperature sensor, Lite, smooth tube, Thermocouple, J, dia 4, 50mm, 304SS, pre-wired with cable end shoes 2m
E52-ELTJ5-100-2-A | 9335 | 374640 | Temperature sensor, Lite, smooth tube, Thermocouple, J, dia 5, 100mm, 304SS, pre-wired with cable end shoes 2m
E52-ELTJ5-50-2-A | 9335 | 374639 | Temperature sensor, Lite, smooth tube, Thermocouple, J, dia 5, 50mm, 304SS, pre-wired with cable end shoes 2m
E52-ELTJ6-100-2-A | 8810 | 374412 | Temperature sensor, Lite, smooth tube, Thermocouple, J, dia. 6, 100 mm, 304SS, pre-wired with cable end shoes 2 m
E52-ELTJ6-50-2-A | 8820 | 374641 | Temperature sensor, Lite, smooth tube, Thermocouple, J, dia 6, 50mm, 304SS, pre-wired with cable end shoes 2m
E52-ELTK4-100-2-A | 9995 | 374419 | Temperature sensor, Lite, smooth tube, Thermocouple, K, dia 4, 50mm, 304SS, pre-wired with cable end shoes 2m
E52-ELTK5-100-2-A | 9725 | 374642 | Temperature sensor, Lite, smooth tube, Thermocouple, K, dia 5, 100mm, 304SS, pre-wired with cable end shoes 2m
E52-ELTK6-100-2-A | 9415 | 374420 | Temperature sensor, Lite, smooth tube, Thermocouple, K, dia 6, 100 mm, 304SS, pre-wired with cable end shoes 2 m
E52-ELTK8-100-2-A | 9995 | 374421 | Temperature sensor, Lite, smooth tube, Thermocouple, K, dia 8, 100mm, 304SS, pre-wired with cable end shoes 2m
E52-EP3-250-2-B | 35970 | 374342 | Temperature sensor, Pro, smooth tube, PT100, class B, dia 3mm, 250mm, AISI 316, pre-wired with open cable ends 2m
E52-EP6-100-2-B | 17210 | 374350 | Temperature sensor, Pro, smooth tube, PT100, class B, dia 6, 100mm, AISI 316, pre-wired with open cable ends 2m
E52-EP6-100-T2-CC1.5-B | 44160 | 374362 | Temperature sensor, Pro, enclosed terminals, Clamp mounting 1.5", PT100, class B, dia 6, 100, AISI 316, enclosed screw terminals
E52-EP6-100-T2-CC2-B | 44160 | 374363 | Temperature sensor, Pro, enclosed terminals, Clamp mounting 2", PT100, class B, dia 6, 100, AISI 316, enclosed screw terminals
E52-EP6-200-T2-B | 48130 | 374358 | Temperature sensor, Pro, enclosed terminals, smooth tube, PT100mm, class B, dia. 6, 200, AISI 316, enclosed screw terminals
E52-EP6-200-T2-CG1/2G-B | 48130 | 374361 | Temperature sensor, Pro, enclosed terminals, G1/2"g mounting, PT100mm, class B, dia. 6, 200, AISI 316, enclosed screw terminals
E52-EP6-250-2-B | 35260 | 374355 | Temperature sensor, Pro, smooth tube, PT100, class B, dia 6, 250mm, AISI 316, pre-wired with open cable ends 2m
E52-EP6-35-2-BG1/4G-B | 25980 | 374352 | Temperature sensor, Pro, bajonet mounting, PT100, class B, dia 6, 35mm, AISI 316, pre-wired with open cable ends 2m
E52-EP8-100-2-B | 17600 | 374351 | Temperature sensor, Pro, smooth tube, PT100, class B, dia 8, 100mm, AISI 316, pre-wired with open cable ends 2m
E52-EPE1-B | 34780 | 374353 | Temperature sensor, Pro Plus, Environmental temp, PT100, class B, ALUMINUM, enclosed screw terminals
E52-EPE2-B | 34780 | 374354 | Temperature sensor, Pro Plus, Environmental temp, PT100, class B, PVC, enclosed screw terminals
E52-ESPT121.14.3/8.100.6-B | 19620 | 374284 | Temperature sensor, customer special
E52-ESTJB-6-01540-B | 16220 | 374285 | Temperature sensor, customer special
E52-ESTJC-4-05020-B | 8810 | 374323 | Temperature sensor, customer special
E52-ESTJC-4-10030-B | 10400 | 374289 | Temperature sensor, customer special
E52-ESTJC-6-10040-B | 13400 | 374292 | Temperature sensor, customer special
E52-ESTP1-6-100 TBCON.0-200-B | 157300 | 374300 | Temperature sensor, enclosed terminals, G1/2"g mounting, PT100, class B, dia. 6 mm, 100 mm, AISI 316, enclosed screw terminals, 4..20 mA converter output
E52-ESTP1-8-150-TBRC-B | 63550 | 374301 | Temperature sensor, customer special
E52-ESTP1-8-300-TBRC-B | 74550 | 374302 | Temperature sensor, customer special
E52-ESTPC-6-03520-B | 19210 | 374306 | Temperature sensor, customer special
E52-ESTPC-6-10050-GS-B | 37360 | 375698 | Temperature sensor, Pro, smooth tube, PT100, class B, dia. 6, 100, AISI 316, pre-wired with open cable ends 5 m
E52-ESTPCPAN-3010-50-B | 25790 | 374310 | Temperature sensor, surface measurement, Pt100, -20°, 100°C, pre-wired 5m
E52-ETJ1-100-2-A | 20210 | 374406 | Temperature sensor, Pro, smooth tube, Thermocouple, J, dia 1, 100mm, 316SS, pre-wired with cable end shoes 2m
E52-ETJ1-100-2-P-B | 31760 | 678376 | Temperature sensor, smooth tube, Thermocouple J, dia 1 mm, 100 mm, 316SS, fit new E5_D requirement
E52-ETJ1-120-2-P-A | 20880 | 677876 | Temperature sensor, smooth tube, Thermocouple, J, dia. 1, 120 mm, 316SS, fit new E5_D requirement
E52-ETJ2-100-2-A | 19790 | 374407 | Temperature sensor, Pro, smooth tube, Thermocouple, J, dia 2, 100mm, 316SS, pre-wired with cable end shoes 2m
E52-ETJ2-150-2-B | 21790 | 374340 | Temperature sensor, Pro, smooth tube, Thermocouple, J, dia 2, 150, AISI 316, pre-wired with open cable ends 2m
E52-ETJ3-100-2-A | 19790 | 374408 | Temperature sensor, Pro, smooth tube, Thermocouple, J, dia. 3, 100 mm, 316SS, pre-wired with cable end shoes 2 m
E52-ETJ4.5-100-2-A | 19210 | 374409 | Temperature sensor, Pro, smooth tube, Thermocouple, J, dia 4.5, 100mm, 316SS, pre-wired with cable end shoes 2m
E52-ETJ6-100-2-A | 18830 | 374410 | Temperature sensor, Pro, smooth tube, Thermocouple, J, dia 6, 100mm, 316SS, pre-wired with cable end shoes 2m
E52-ETJ6-15-2-BG1/4G-B | 15600 | 374346 | Temperature sensor, Pro, bajonet mounting, Thermocouple, J, dia 6, 15mm, AISI 316, pre-wired with open cable ends 2m
E52-ETJ6-200-T2-CG1/2G-B | 37760 | 374360 | Temperature sensor, Pro, enclosed terminals, G1/2"g mounting, Thermocouple, J, dia 6, 200mm, AISI 316, enclosed screw terminals
E52-ETJS1-B | 9810 | 374348 | Temperature sensor, Pro Plus, Surface temp, Thermocouple, J, dia 10, dia 4mm screw hole, Cu-Stg, pre-wired with open cable ends
E52-ETK1-100-2-A | 21420 | 374414 | Temperature sensor, Pro, smooth tube, Thermocouple, K, dia 1, 100mm, INCONEL 600, pre-wired with cable end shoes 2m
E52-ETK1-150-2-B | 23190 | 374389 | Temperature sensor, Pro, smooth tube, Thermocouple, K, dia 2, 150, INCONEL 600, pre-wired with open cable ends 2m
E52-ETK2-100-2-A | 20790 | 374415 | Temperature sensor, Pro, smooth tube, Thermocouple, K, dia. 2, 100 mm, INCONEL 600, pre-wired with cable end shoes 2 m
E52-ETK3-100-2-A | 20790 | 374416 | Temperature sensor, Pro, smooth tube, Thermocouple, K, dia 3, 100mm, INCONEL 600, pre-wired with cable end shoes 2m
E52-ETK3-200-C1-B | 30170 | 374396 | Temperature sensor, Pro, smooth tube, Thermocouple, K, dia 3, 200, INCONEL 600, open screw terminals
E52-ETK4.5-150-2-B | 22220 | 374391 | Temperature sensor, Pro, smooth tube, Thermocouple, K, dia 4.5, 150, INCONEL 600, pre-wired with open cable ends 2m
E52-ETK6-100-2-A | 19790 | 374418 | Temperature sensor, Pro, smooth tube, Thermocouple, K, dia. 6, 100 mm, INCONEL 600, pre-wired with cable end shoes 2 m
E52-ETK6-100-2-B | 19790 | 374349 | Temperature sensor, Pro, smooth tube, Thermocouple, K, dia 6, 100, INCONEL 600, pre-wired with open cable ends 2m
E52-ETK6-200-T2-B | 38730 | 374356 | Temperature sensor, Pro, enclosed terminals, smooth tube, Thermocouple, K, dia 6, 200mm, INCONEL 600, enclosed screw terminals
E52-ETK6-200-T2-CG1/2G-B | 38730 | 374359 | Temperature sensor, Pro, enclosed terminals, G1/2"g mounting, Thermocouple, K, dia 6, 200mm, INCONEL 600, enclosed screw terminals
E52-ETT3-100-2-A | 19790 | 374404 | Temperature sensor, Pro, smooth tube, Thermocouple, T, dia 3, 100mm, 316SS, pre-wired with cable end shoes 2m
E52-ETT3-150-2-B | 19210 | 374381 | Temperature sensor, Pro, smooth tube, Thermocouple, T, dia 6, 150, AISI 316, pre-wired with open cable ends 2m
E52-ETT4.5-150-2-B | 20590 | 374382 | Temperature sensor, Pro, smooth tube, Thermocouple, J, dia 1, 150, AISI 316, pre-wired with open cable ends 2m
E52-ETT6-100-2-A | 18200 | 374405 | Temperature sensor, Pro, smooth tube, Thermocouple, T, dia 6, 100mm, 316SS, pre-wired with cable end shoes 2m
E52-IC15AY D=1.6 4M | 43100 | 368873 | Temp. sensor, Smooth tube, Thermocouple J, 0-450 deg., dia. 1.6, 150mm, ASTM316L, pre-wired, 4 m
E52-IC15AY D=3.2 2M | 37050 | 368874 | Temp. sensor, Smooth tube, Thermocouple J, 0-450 deg., dia. 3.2 mm, 150 mm, ASTM316L, pre-wired, 2 m
E52-IC15AY D=3.2 NETU 1M | 35230 | 368875
E52-IC15AY D=3.2 NETU 2M | 41000 | 368876
E52-IC15AY D=3.2 NETU 4M | 51050 | 368877
E52-IC1DY M6 2M | 19600 | 368880 | Temp. sensor, M6 type, Thermocouple J, 0-350 deg.,dia. 3.2, SUS 304, 1m
E52-IC1DY M6 4M | 27350 | 368881
E52-IC1DY M8 2M | 19740 | 368882
E52-IC1DY M8 4M | 29690 | 368883
E52-IC20AY D=3.2 1M | 36970 | 368878
E52-IC20AY D=3.2 2M | 39970 | 368879
E52-IC35AY D=4.8 2M | 67050 | 679693 | Temperature sensor, J, class B, dia 4.8 mm, 350 mm, ASTM316L, pre-wired, 2 wires 2 m
E52-P10AEY 2M | 78750 | 376185 | PT100 Thermocouple probe
E52-P15AY D=3.2 2M | 154900 | 368856 | Temp. sensor,Smooth tube, Pt100, -200-450 deg.,dia. 3.2, 150mm, SUS 316, pre-wired, 2m
E52-P15AY D=3.2 NETU 8M | 168500 | 368884 | Temp. sensor,Smooth tube, Pt100, -200-450 deg.,dia. 3.2, 150mm, SUS 316, pre-wired,heat resistive cable, 8m
E52-P20AY D=3.2 2M | 151100 | 368857 | Temp. sensor,Smooth tube, Pt100, -200-450 deg.,dia. 3.2, 200mm, SUS 316, pre-wired, 2m
E52-P20AY D=3.2 4M | 160000 | 372282 | Temp. sensor,Smooth tube, Pt100, -200-450 deg.,dia. 3.2, 200mm, SUS 316, pre-wired, 4m
E52-P20C-N D=8 | 112100 | 375791 | Temp. Sensor, Enclosed terminals, Pt100 class B, -200-450deg.,dia. 3.2mm, 200mm,SUS 304
E52-P2GSY 2M | 121700 | 392568 | Temperature sensor, ProPlus, surface measurement, Pt100, class B, (28x14)mm, SUS304, -50 to 250 deg., cable shoes
E52-P35AY D=4.8 NETU 4M | 180000 | 368885 | Temp. sensor,Smooth tube, Pt100, -200-450 deg.,dia. 3.2, 350mm, SUS 316, pre-wired, 4m
E52-P35C-N D=8 | 106900 | 391932 | Temp. sensor, PRO, enclosed terminals, G3/8" mounting, Pt100, dia. 4.8, protect. tube=310mm, SUS316, enclosed screw terminals
E52-P6DY 1M | 74250 | 368858 | Temp. sensor,Smooth tube with R1/8 mounting, Pt100 class B, -50-250 deg.,dia. 4mm, 65mm,SUS 304, pre-wired, open cable ends, 1m
E52-P6DY 2M | 90750 | 368859 | Temp. sensor,Smooth tube with R1/8 mounting, Pt100 class B, -50-250 deg.,dia. 4mm, 65mm,SUS 304, pre-wired, open cable ends, 2m
E52-P75C-N D=6.4 | 231100 | 374522 | Temp. Sensor, Enclosed terminals, Pt100 class B, -20-85 deg.,dia. 6.4mm, 750mm,SUS 304
E52-THE5A 0-100 1M | 22450 | 129781 | Thermocouple probe
E52-THE5A 100-200 | 21740 | 129782 | Temp. sensor,Smooth tube, Thermistor, 100-200 deg.,dia. 4, 50mm, SUS 304, pre-wired, heat resistive temperature cable, open cable ends, 1m
E52-THE5A 50-150 1M | 21990 | 147609 | Temp. sensor,Smooth tube, Thermistor, 50-150 deg.,dia. 4, 50mm, SUS 304, pre-wired, heat resistive temperature cable, open cable ends, 1m
E52-THE6D 0-100 | 35490 | 146568 | Temp. sensor,Smooth tube with R1/8 mounting , Thermistor, 0-100 deg.,dia. 4, 65mm, SUS 304, pre-wired, heat resistive temperature cable, open cable ends, 1m
E52-THE6D 100-200 1M | 40220 | 341748 | Temp. sensor,Smooth tube with R1/8 mounting , Thermistor, 100-200 deg.,dia. 4, 65mm, SUS 304, pre-wired, heat resistive temperature cable, open cable ends, 1m
E52-THE6D 100-200 2M | 43350 | 341749
E52-THE6D 50-150 1M | 36950 | 225269 | Temp. sensor,Smooth tube with R1/8 mounting , Thermistor, 50-150 deg.,dia. 4, 65mm, SUS 304, pre-wired, heat resistive temperature cable, open cable ends, 1m
E53-AKB | 39080 | 129693 | option unit for E5AK/EK/EN, event input, 2 points
E53-C | 37780 | 153166 | Output unit for E5AX/E5EX, linear 4-20 mA, 600 Ohm, 8-bit
E53-C3 | 36460 | 129680 | Output unit for E5A/E J/K, linear 4-20mA, 600 Ohm, 12-bit
E53-C3D | 43860 | 151978 | Output unit for E5A/E J/K, linear 0-20mA, 600 Ohm, 12-bit
E53-C3DN | 34930 | 246557 | Output unit for E5A/EN-H, 0-20 mA linear output
E53-C3N | 34930 | 246554 | Output unit for E5A/EN-H, 4-20 mA linear output
E53-CN01N2 | 29430 | 243821 | E5CN-H option board- RS-232C communications, **only compatible with new E5CN-H models**
E53-CN03N2 | 29430 | 243809 | E5CN-H option board- RS-485 communications, **only compatible with new E5CN-H models**
E53-CNBFN2 | 68650 | 243819 | E5CN-H plug-in option card, event input & transfer output
E53-CNBN2 | 14000 | 243808 | E5CN-H option board- Event inputs, **only compatible with new E5CN-H models**
E53-CNH01N2 | 36390 | 243822 | E5CN-H option board- RS-232C communications and heater burnout/SSR failure detection, **only compatible with new E5CN-H models**
E53-CNH03N2 | 36390 | 243807 | E5CN-H option board- RS-485 communications and heater burnout/SSR failure detection, **only compatible with new E5CN-H models**
E53-CNHBN2 | 22430 | 243806 | E5CN-H option board- heater burnout/SSR failure detection and event inputs, **only compatible with new E5CN-H models**
E53-CNHH03N2 | 39000 | 243810 | E5CN-H option board- RS-485 communications and 3~ heater burnout/ SSR failure detection, **only compatible with new E5CN-H models**
E53-CNQ01N2 | 34930 | 243817 | E5CN-H option board- RS-232C communications and Control output option (voltage pulse), **only compatible with new E5CN-H models**
E53-CNQ03N2 | 34930 | 243812 | E5CN-H option board- RS-485 communications and Control output option (voltage pulse), **only compatible with new E5CN-H models**
E53-CNQBN2 | 22430 | 243816 | E5CN-H option board- event inputs and control output option (voltage pulse), **only compatible with new E5CN-H models**
E53-CNQFN2 | 68650 | 243818 | E5CN-H plug-in option card, SSR driver (12 VDC) output & transfer output
E53-CNQHHN2 | 25090 | 243815 | E5CN-H option board- 3~ heater burnout/SSR failure detection, and control output option (voltage pulse), **only compatible with new E5CN-H models**
E53-CNQHN2 | 23880 | 243811 | E5CN-H option board- heater burnout/SSR failure detection, and control output option (voltage pulse), **only compatible with new E5CN-H models**
E53-COV10 | 2944 | 129701 | Terminal cover
E53-COV16 | 3614 | 243804 | Terminal cover for E5AN and E5EN
E53-COV17 | 2121 | 243805 | Terminal cover
E53-COV18 | 6795 | 247853 | Terminal cover for E5EZ-PRR
E53-COV19 | 2848 | 353953 | E5CB Terminal cover
E53-COV23 | 3017 | 370473 | Spare terminal cover for E5_C controller
E53-COV24 | 3017 | 370474 | Terminal cover
E53-COV26 | 5995 | 687811 | Connector cover for E5DC-B socket with push-in plus terminal
E53-EN01 | 55050 | 182423 | Communication unit for E5AK/EK/AN/EN, RS-232C
E53-EN02 | 55050 | 182902 | Communication unit for E5AK/EK, RS-422
E53-EN03 | 55050 | 182424 | Communication unit for E5AK/EK/AN/EN, RS-485
E53-Q | 12300 | 105481 | Output unit for E5A/E J/K/X, 40mA 12VDC, NPN
E53-Q3 | 10150 | 129679 | Output unit for E5AK/E5EK/E5AN-H/E5EN-H, SSR drive (12 VDC, 20 mA) output, NPN
E53-Q4 | 10150 | 142183 | Output unit for E5A/E J/K, 20mA, 24VDC, PNP
E53-QN | 11100 | 246553 | Output unit for E5A/EN-H, 12 VDC voltage output
E53-R | 4919 | 129678 | Output unit for E5A/E J/K/X, SPST-NO, 5A relay
E53-RN | 4574 | 246558 | Output unit for E5A/EN-H, relay output
E53-V34 | 45910 | 148624 | Output unit for E5A/E J/K, linear 0-10VDC, 12-bit
E53-V34N | 34930 | 246556 | Output unit for E5A/EN-H, 0-10 V linear output
E53-V35 | 46730 | 129683 | Output unit for E5A/E J/K, linear 0-5VDC, 12-bit
E53-V35N | 34930 | 246555 | Output unit for E5A/EN-H, 0-5 V linear output
E54-CT1 | 12310 | 103241 | Current transformer for heater burnout detection (5.8mm dia)
E54-CT2 | 16950 | 157597 | Current transformer for heater burnout detection (5.8mm dia)
E54-CT3 | 21670 | 129612 | Current transformer for heater burnout detection (12mm dia)
E58-CIFQ1 | 100200 | 176286 | E5CN accessory, quick link programming cable for the E5_N and CelciuX (EJ1) range, allows direct connection without requirement for communications card. USB connection to PC/Laptop and special connector for controller, Includes USB driver
E58-CIFQ2 | 84250 | 353471 | E5CB & E5CC and E5EC* accessory, quick link programming cable, allows direct USB connection without requirement for communications card or power supply. Also the diplay will be powered (CX-Thermo v4.4 is needed). *For E5EC front connection.
E58-CIFQ2-E | 29120 | 356821 | Quick link front adapter for E5EC
E5AC-CC4A5M-000 | 181200 | 374737 | Temp. controller, PRO,1/4 DIN (96x96mm),2x0/4-20mA curr. OUT,4 AUX,100-240 VAC
E5AC-CC4A5M-004 | 208200 | 374739 | Temp. controller, PRO; 1/4 DIN (96x96 mm); t/c & Pt100 & analog;4 alarms;1st out current (lin);2nd out current (lin);Event IP ( 2);RS-485;USB
E5AC-CC4A5M-005 | 195600 | 374741 | Temp. controller, PRO,1/4 DIN (96x96mm),2x0/4-20mA curr. OUT,4 AUX,EVT. I/P 4,100-240 VAC
E5AC-CC4A5M-013 | 247700 | 374743 | Temp. controller, PRO,1/4 DIN (96x96mm),2x0/4-20mA curr. OUT,4 AUX,EVT. I/P 6,Rem. SP I/P,Transf. OUT,100-240 VAC
E5AC-CC4A5M-014 | 260500 | 374745 | Temp. controller, PRO,1/4 DIN (96x96mm),2x0/4-20mA curr. OUT,4 AUX,EVT. I/P 4,RS-485,Transf. OUT,100-240 VAC
E5AC-CC4D5M-000 | 181200 | 374738 | Temp. controller, PRO,1/4 DIN (96x96mm),2x0/4-20mA curr. OUT,4 AUX,24VAC/DC
E5AC-CC4D5M-004 | 208200 | 374740 | Temp. controller, PRO; 1/4 DIN (96x96 mm); t/c & Pt100 & analog;4 alarms;1st out current (lin);2nd out current (lin);Event IP ( 2);RS-485;USB
E5AC-CC4D5M-005 | 195600 | 374742 | Temp. controller, PRO,1/4 DIN (96x96mm),2x0/4-20mA curr. OUT,4 AUX,EVT. I/P 4,24VAC/DC
E5AC-CC4D5M-013 | 247700 | 374744 | Temp. controller, PRO,1/4 DIN (96x96mm),2x0/4-20mA curr. OUT,4 AUX,EVT. I/P 6,Rem. SP I/P,Transf. OUT,24VAC/DC
E5AC-CC4D5M-014 | 260500 | 374746 | Temp. controller, PRO,1/4 DIN (96x96mm),2x0/4-20mA curr. OUT,4 AUX,EVT. I/P 4,RS-485,Transf. OUT,24VAC/DC
E5AC-CQ4A5M-000 | 145100 | 374753 | Temp. controller, PRO,1/4 DIN (96x96mm),1x0/4-20mA curr. OUT,1 x 12 VDC pulse OUT,4 AUX,100-240 VAC
E5AC-CQ4A5M-009 | 204400 | 374755 | Temp. controller, PRO,1/4 DIN (96x96mm),1x0/4-20mA curr. OUT,1 x 12 VDC pulse OUT,4 AUX,EVT. I/P 2;RS-485,SSR fail.det./3-PH.,100-240 VAC
E5AC-CQ4A5M-010 | 172100 | 374757 | Temp. controller, PRO,1/4 DIN (96x96mm),1x0/4-20mA curr. OUT,1 x 12 VDC pulse OUT,4 AUX,EVT. I/P 4,Ht. Burnout SSR fail.,100-240 VAC
E5AC-CQ4A5M-011 | 240900 | 374759 | Temp. controller, PRO,1/4 DIN (96x96mm),1x0/4-20mA curr. OUT,1 x 12 VDC pulse OUT,4 AUX,EVT. I/P 6,Rem. SP I/P,Ht. Burnout SSR fail.,Transf. OUT,100-240 VAC
E5AC-CQ4ASM-012 | 241400 | 680993 | Temp. controller, PRO, 1/4 DIN (96x96 mm), 1x0/4-20 mA curr. OUT, 1 x 12 VDC pulse OUT, 4 AUX, EVT. I/P 6,Ht. Burnout SSR fail., RS 485, Transf. out, 100-240 VAC
E5AC-CQ4D5M-000 | 145100 | 374754 | Temp. controller, PRO,1/4 DIN (96x96mm),1x0/4-20mA curr. OUT,1 x 12 VDC pulse OUT,4 AUX,24VAC/DC
E5AC-CQ4D5M-009 | 204400 | 374756 | Temp. controller, PRO,1/4 DIN (96x96mm),1x0/4-20mA curr. OUT,1 x 12 VDC pulse OUT,4 AUX,EVT. I/P 2;RS-485,SSR fail.det./3-PH.,24VAC/DC
E5AC-CQ4D5M-010 | 172100 | 374758 | Temp. controller, PRO,1/4 DIN (96x96mm),1x0/4-20mA curr. OUT,1 x 12 VDC pulse OUT,4 AUX,EVT. I/P 4,Ht. Burnout SSR fail.,24VAC/DC
E5AC-CQ4D5M-011 | 240900 | 374760 | Temp. controller, PRO,1/4 DIN (96x96mm),1x0/4-20mA curr. OUT,1 x 12 VDC pulse OUT,4 AUX,EVT. I/P 6,Rem. SP I/P,Ht. Burnout SSR fail.,Transf. OUT,24VAC/DC
E5AC-CX4A5M-000 | 155900 | 374727 | Temp. controller, PRO; 1/4 DIN (96x96 mm); t/c & Pt100 & analog;4 alarms; 1st out current (lin)
E5AC-CX4A5M-004 | 182900 | 374729 | Temp. controller; 1/4 DIN (96x96 mm); t/c & Pt100 & analog;4 alarms; 1st out current (lin);Event IP ( 2);RS-485;USB
E5AC-CX4A5M-005 | 172100 | 374731 | Temp. controller, PRO; 1/4 DIN (96x96 mm); t/c & Pt100 & analog;4 alarms; 1st out current (lin);Event IP ( 4)
E5AC-CX4A5M-013 | 224500 | 374733 | Temp. controller, PRO,1/4 DIN (96x96mm),1x0/4-20mA curr. OUT,4 AUX,EVT. I/P 6,Rem. SP I/P,Transf. OUT,100-240 VAC
E5AC-CX4A5M-014 | 236800 | 374735 | Temp. controller, PRO,1/4 DIN (96x96mm),1x0/4-20mA curr. OUT,4 AUX,EVT. I/P 4,RS-485,Transf. OUT,100-240 VAC
E5AC-CX4D5M-000 | 155900 | 374728 | Temp. controller, PRO; 1/4 DIN (96x96 mm); t/c & Pt100 & analog;4 alarms; 1st out current (lin)
E5AC-CX4D5M-004 | 182900 | 374730 | Temp. controller, PRO,1/4 DIN (96x96mm),1x0/4-20mA curr. OUT,4 AUX,EVT. I/P 2,RS-485,24VAC/DC
E5AC-CX4D5M-005 | 172100 | 374732 | Temp. controller, PRO,1/4 DIN (96x96mm),1x0/4-20mA curr. OUT,4 AUX,EVT. I/P 4,24VAC/DC
E5AC-CX4D5M-013 | 224500 | 374734 | Temp. controller, PRO,1/4 DIN (96x96mm),1x0/4-20mA curr. OUT,4 AUX,EVT. I/P 6,Rem. SP I/P,Transf. OUT,24VAC/DC
E5AC-CX4D5M-014 | 236800 | 374736 | Temp. controller, PRO,1/4 DIN (96x96mm),1x0/4-20mA curr. OUT,4 AUX,EVT. I/P 4,RS-485,Transf. OUT,24VAC/DC
E5AC-PR4A5M-000 | 181200 | 374747 | Temp. controller, PRO; 1/4 DIN (96x96 mm); t/c & Pt100 & analog;4 alarms;1st out relay; 2n out relay;PRR
E5AC-PR4A5M-004 | 208200 | 374748 | Temp. controller, PRO; 1/4 DIN (96x96 mm); t/c & Pt100 & analog;4 alarms;1st out relay; 2n out relay;PRR;Event IP ( 2);RS-485;USB
E5AC-PR4A5M-014 | 260500 | 374749 | Temp. controller, PRO,1/4 DIN (96x96mm),1 x Valve OUT + Pot.,4 AUX,EVT. I/P 4,RS-485,Transf. OUT,100-240 VAC
E5AC-PR4D5M-000 | 181200 | 374750 | Temp. controller, PRO,1/4 DIN (96x96mm),1 x Valve OUT + Pot.,4 AUX,24VAC/DC
E5AC-PR4D5M-004 | 208200 | 374751 | Temp. controller, PRO,1/4 DIN (96x96mm),1 x Valve OUT + Pot.,4 AUX,EVT. I/P 2,RS-485,24VAC/DC
E5AC-PR4D5M-014 | 260500 | 374752 | Temp. controller, PRO,1/4 DIN (96x96mm),1 x Valve OUT + Pot.,4 AUX,EVT. I/P 4,RS-485,Transf. OUT,24VAC/DC
E5AC-QQ4A5M-000 | 125000 | 374711 | Temp. controller, PRO; 1/4 DIN (96x96 mm); t/c & Pt100 & analog;4 alarms;1st out 12 VDC; 2nd out 12 VDC
E5AC-QQ4A5M-009 | 172100 | 374713 | Temp. controller, PRO,1/4 DIN (96x96mm),2 x 12 VDC pulse OUT,4 AUX,EVT. I/P 2;RS-485,SSR fail.det./3-PH.,100-240 VAC
E5AC-QQ4A5M-010 | 150300 | 374715 | Temp. controller, PRO,1/4 DIN (96x96mm),2 x 12 VDC pulse OUT,4 AUX,EVT. I/P 4,Ht. Burnout SSR fail.,100-240 VAC
E5AC-QQ4A5M-011 | 203000 | 374717 | Temp. controller, PRO,1/4 DIN (96x96mm),2 x 12 VDC pulse OUT,4 AUX,EVT. I/P 6,Rem. SP I/P,Ht. Burnout SSR fail.,Transf. OUT,100-240 VAC
E5AC-QQ4D5M-000 | 125000 | 374712 | Temp. controller, PRO; 1/4 DIN (96x96 mm); t/c & Pt100 & analog;4 alarms;1st out 12 VDC; 2nd out 12 VDC
E5AC-QQ4D5M-009 | 172100 | 374714 | Temp. controller, PRO,1/4 DIN (96x96mm),2 x 12 VDC pulse OUT,4 AUX,EVT. I/P 2;RS-485,SSR fail.det./3-PH.,24VAC/DC
E5AC-QQ4D5M-010 | 150300 | 374716 | Temp. controller, PRO,1/4 DIN (96x96mm),2 x 12 VDC pulse OUT,4 AUX,EVT. I/P 4,Ht. Burnout SSR fail.,24VAC/DC
E5AC-QQ4D5M-011 | 203000 | 374718 | Temp. controller, PRO,1/4 DIN (96x96mm),2 x 12 VDC pulse OUT,4 AUX,EVT. I/P 6,Rem. SP I/P,Ht. Burnout SSR fail.,Transf. OUT,24VAC/DC
E5AC-QR4A5M-000 | 125000 | 374719 | Temp. controller, PRO,1/4 DIN (96x96mm),1 x 12 VDC pulse/1 x Rel. OUT,4 AUX,100-240 VAC
E5AC-QR4A5M-009 | 172100 | 374721 | Temp. controller, PRO,1/4 DIN (96x96mm),1 x 12 VDC pulse/1 x Rel. OUT,4 AUX,EVT. I/P 2;RS-485,SSR fail.det./3-PH.,100-240 VAC
E5AC-QR4A5M-010 | 150300 | 374723 | Temp. controller, PRO,1/4 DIN (96x96mm),1 x 12 VDC pulse/1 x Rel. OUT,4 AUX,EVT. I/P 4,Ht. Burnout SSR fail.,100-240 VAC
E5AC-QR4A5M-011 | 203000 | 374725 | Temp. controller, PRO,1/4 DIN (96x96mm),1 x 12 VDC pulse/1 x Rel. OUT,4 AUX,EVT. I/P 6,Rem. SP I/P,Ht. Burnout SSR fail.,Transf. OUT,100-240 VAC
E5AC-QR4D5M-000 | 125000 | 374720 | Temp. controller, PRO,1/4 DIN (96x96mm),1 x 12 VDC pulse/1 x Rel. OUT,4 AUX,24VAC/DC
E5AC-QR4D5M-009 | 172100 | 374722 | Temp. controller, PRO,1/4 DIN (96x96mm),1 x 12 VDC pulse/1 x Rel. OUT,4 AUX,EVT. I/P 2;RS-485,SSR fail.det./3-PH.,24VAC/DC
E5AC-QR4D5M-010 | 150300 | 374724 | Temp. controller, PRO,1/4 DIN (96x96mm),1 x 12 VDC pulse/1 x Rel. OUT,4 AUX,EVT. I/P 4,Ht. Burnout SSR fail.,24VAC/DC
E5AC-QR4D5M-011 | 203000 | 374726 | Temp. controller, PRO,1/4 DIN (96x96mm),1 x 12 VDC pulse/1 x Rel. OUT,4 AUX,EVT. I/P 6,Rem. SP I/P,Ht. Burnout SSR fail.,Transf. OUT,24VAC/DC
E5AC-QX4A5M-000 | 115900 | 374695 | Temp. controller, PRO; 1/4 DIN (96x96 mm); t/c & Pt100 & analog;4 alarms;1st out 12 VDC
E5AC-QX4A5M-009 | 163200 | 374697 | Temp. controller, PRO; 1/4 DIN (96x96 mm); t/c & Pt100 & analog;4 alarms;1st out 12 VDC;Event IP ( 2);3-phase heater alarm;RS-485;USB
E5AC-QX4A5M-010 | 141300 | 374699 | Temp. controller, PRO; 1/4 DIN (96x96 mm); t/c & Pt100 & analog;4 alarms;1st out 12 VDC;Event IP ( 4);HBA;SSR failure
E5AC-QX4A5M-011 | 193800 | 374701 | Temp. controller, PRO,1/4 DIN (96x96mm),1 x 12 VDC pulse OUT,4 AUX,EVT. I/P 6,Rem. SP I/P,Ht. Burnout SSR fail.,Transf. OUT,100-240 VAC
E5AC-QX4D5M-000 | 115900 | 374696 | Temp. controller, PRO; 1/4 DIN (96x96 mm); t/c & Pt100 & analog;4 alarms;1st out 12 VDC
E5AC-QX4D5M-009 | 163200 | 374698 | Temp. controller, PRO,1/4 DIN (96x96mm),1 x 12 VDC pulse OUT,4 AUX,EVT. I/P 2;RS-485,SSR fail.det./3-PH.,24VAC/DC
E5AC-QX4D5M-010 | 141300 | 374700 | Temp. controller, PRO,1/4 DIN (96x96mm),1 x 12 VDC pulse OUT,4 AUX,EVT. I/P 4,Ht. Burnout SSR fail.,24VAC/DC
E5AC-QX4D5M-011 | 193800 | 374702 | Temp. controller, PRO,1/4 DIN (96x96mm),1 x 12 VDC pulse OUT,4 AUX,EVT. I/P 6,Rem. SP I/P,Ht. Burnout SSR fail.,Transf. OUT,24VAC/DC
E5AC-RR4A5M-000 | 125000 | 374703 | Temperature controller, PRO; 1/4 DIN (96 x 96 mm); t/c & Pt100 & analog;4 alarms;1st out relay; 2nd out relay
E5AC-RR4A5M-009 | 172100 | 374705 | Temp. controller, PRO,1/4 DIN (96x96mm),2 x Rel. OUT,4 AUX,EVT. I/P 2;RS-485,SSR fail.det./3-PH.,100-240 VAC
E5AC-RR4A5M-010 | 150300 | 374707 | Temp. controller, PRO,1/4 DIN (96x96mm),2 x Rel. OUT,4 AUX,EVT. I/P 4,Ht. Burnout SSR fail.,100-240 VAC
E5AC-RR4A5M-011 | 203000 | 374709 | Temp. controller, PRO,1/4 DIN (96x96mm),2 x Rel. OUT,4 AUX,EVT. I/P 6,Rem. SP I/P,Ht. Burnout SSR fail.,Transf. OUT,100-240 VAC
E5AC-RR4D5M-000 | 125000 | 374704 | Temp. controller, PRO,1/4 DIN (96x96mm),2 x Rel. OUT,4 AUX,24VAC/DC
E5AC-RR4D5M-009 | 172100 | 374706 | Temp. controller, PRO,1/4 DIN (96x96mm),2 x Rel. OUT,4 AUX,EVT. I/P 2;RS-485,SSR fail.det./3-PH.,24VAC/DC
E5AC-RR4D5M-010 | 150300 | 374708 | Temp. controller, PRO,1/4 DIN (96x96mm),2 x Rel. OUT,4 AUX,EVT. I/P 4,Ht. Burnout SSR fail.,24VAC/DC
E5AC-RR4D5M-011 | 203000 | 374710 | Temp. controller, PRO,1/4 DIN (96x96mm),2 x Rel. OUT,4 AUX,EVT. I/P 6,Rem. SP I/P,Ht. Burnout SSR fail.,Transf. OUT,24VAC/DC
E5AC-RX4A5M-000 | 115900 | 374687 | Temp. controller, PRO; 1/4 DIN (96x96 mm); t/c & Pt100 & analog;4 alarms;1st out relay
E5AC-RX4A5M-009 | 163200 | 374689 | Temp. controller, PRO,1/4 DIN (96x96mm),1 x Rel. OUT,4 AUX,EVT. I/P 2;RS-485,SSR fail.det./3-PH.,100-240 VAC
E5AC-RX4A5M-010 | 141300 | 374691 | Temp. controller, PRO; 1/4 DIN (96x96 mm); t/c & Pt100 & analog;4 alarms;1st out relay;Event IP ( 4);HBA;SSR failure
E5AC-RX4A5M-011 | 193800 | 374693 | Temp. controller, PRO,1/4 DIN (96x96mm),1 x Rel. OUT,4 AUX,EVT. I/P 6,Rem. SP I/P,Ht. Burnout SSR fail.,Transf. OUT,100-240 VAC
E5AC-RX4D5M-000 | 115900 | 374688 | Temp. controller, PRO; 1/4 DIN (96x96 mm); t/c & Pt100 & analog;4 alarms;1st out relay
E5AC-RX4D5M-009 | 163200 | 374690 | Temp. controller, PRO,1/4 DIN (96x96mm),1 x Rel. OUT,4 AUX,EVT. I/P 2;RS-485,SSR fail.det./3-PH.,24VAC/DC
E5AC-RX4D5M-010 | 141300 | 374692 | Temp. controller, PRO,1/4 DIN (96x96mm),1 x Rel. OUT,4 AUX,EVT. I/P 4,Ht. Burnout SSR fail.,24VAC/DC
E5AC-RX4D5M-011 | 193800 | 374694 | Temp. controller, PRO,1/4 DIN (96x96mm),1 x Rel. OUT,4 AUX,EVT. I/P 6,Rem. SP I/P,Ht. Burnout SSR fail.,Transf. OUT,24VAC/DC
E5AC-TCC4A5M-000 | 177700 | 385226 | Temp. controller, PRO, 1/4 DIN (96x96mm),PRO, gr.,4 AUX,2x0/4-20mA curr. OUT,100-240 VAC
E5AC-TCC4A5M-004 | 204100 | 385228 | Temp. controller, PRO, 1/4 DIN (96x96mm),PRO, gr.,4 AUX,2x0/4-20mA curr. OUT,2x EVT. I/P,RS-485,100-240 VAC
E5AC-TCC4A5M-005 | 190900 | 385172 | Temp. controller, PRO, 1/4 DIN (96x96mm),PRO, gr.,4 AUX,2x0/4-20mA curr. OUT,4x EVT. I/P,100-240 VAC
E5AC-TCC4A5M-021 | 208900 | 385230 | Temp. controller, PRO, 1/4 DIN (96x96mm),PRO, gr.,4 AUX,2x0/4-20mA curr. OUT,6x EVT. I/P,Transf. OUT,100-240 VAC
E5AC-TCC4A5M-022 | 221800 | 385232 | Temp. controller, PRO, 1/4 DIN (96x96mm),PRO, gr.,4 AUX,2x0/4-20mA curr. OUT,4x EVT. I/P,Transf. OUT,RS-485,100-240 VAC
E5AC-TCC4D5M-000 | 177700 | 385227 | Temp. controller, PRO, 1/4 DIN (96x96mm),PRO, gr.,4 AUX,2x0/4-20mA curr. OUT,24V AC/DC
E5AC-TCC4D5M-004 | 204100 | 385229 | Temp. controller, PRO, 1/4 DIN (96x96mm),PRO, gr.,4 AUX,2x0/4-20mA curr. OUT,2x EVT. I/P,RS-485,24V AC/DC
E5AC-TCC4D5M-005 | 190900 | 385173 | Temp. controller, PRO, 1/4 DIN (96x96mm),PRO, gr.,4 AUX,2x0/4-20mA curr. OUT,4x EVT. I/P,24V AC/DC
E5AC-TCC4D5M-021 | 208900 | 385231 | Temp. controller, PRO, 1/4 DIN (96x96mm),PRO, gr.,4 AUX,2x0/4-20mA curr. OUT,6x EVT. I/P,Transf. OUT,24V AC/DC
E5AC-TCC4D5M-022 | 221800 | 385233 | Temp. controller, PRO, 1/4 DIN (96x96mm),PRO, gr.,4 AUX,2x0/4-20mA curr. OUT,4x EVT. I/P,Transf. OUT,RS-485,24V AC/DC
E5AC-TCQ4A5M-000 | 168700 | 385234 | Temp. controller, PRO, 1/4 DIN (96x96mm),PRO, gr.,4 AUX,1x0/4-20mA curr./1 x 12 VDC pulse OUT,100-240 VAC
E5AC-TCQ4A5M-008 | 202100 | 385236 | Temp. controller, PRO, 1/4 DIN (96x96mm),PRO, gr.,4 AUX,1x0/4-20mA curr./1 x 12 VDC pulse OUT,2x EVT. I/P,Ht. Burnout SSR fail.,RS-485,100-240 VAC
E5AC-TCQ4A5M-010 | 188900 | 385238 | Temp. controller, PRO, 1/4 DIN (96x96mm),PRO, gr.,4 AUX,1x0/4-20mA curr./1 x 12 VDC pulse OUT,4x EVT. I/P,Ht. Burnout SSR fail.,100-240 VAC
E5AC-TCQ4A5M-019 | 206500 | 385240 | Temp. controller, PRO, 1/4 DIN (96x96mm),PRO, gr.,4 AUX,1x0/4-20mA curr./1 x 12 VDC pulse OUT,6x EVT. I/P,Transf. OUT,Ht. Burnout SSR fail.,100-240 VAC
E5AC-TCQ4D5M-000 | 168700 | 385235 | Temp. controller, PRO, 1/4 DIN (96x96mm),PRO, gr.,4 AUX,1x0/4-20mA curr./1 x 12 VDC pulse OUT,24V AC/DC
E5AC-TCQ4D5M-008 | 202100 | 385237 | Temp. controller, PRO, 1/4 DIN (96x96mm),PRO, gr.,4 AUX,1x0/4-20mA curr./1 x 12 VDC pulse OUT,2x EVT. I/P,Ht. Burnout SSR fail.,RS-485,24V AC/DC
E5AC-TCQ4D5M-010 | 188900 | 385239 | Temp. controller, PRO, 1/4 DIN (96x96mm),PRO, gr.,4 AUX,1x0/4-20mA curr./1 x 12 VDC pulse OUT,4x EVT. I/P,Ht. Burnout SSR fail.,24V AC/DC
E5AC-TCQ4D5M-019 | 206500 | 385241 | Temp. controller, PRO, 1/4 DIN (96x96mm),PRO, gr.,4 AUX,1x0/4-20mA curr./1 x 12 VDC pulse OUT,6x EVT. I/P,Transf. OUT,Ht. Burnout SSR fail.,24V AC/DC
E5AC-TCX4A5M-000 | 164100 | 385218 | Temp. controller, PRO, 1/4 DIN (96x96mm),PRO, gr.,4 AUX,1x0/4-20mA curr. OUT,100-240 VAC
E5AC-TCX4A5M-004 | 190900 | 385220 | Temp. controller, PRO, 1/4 DIN (96x96 mm), PRO, gr., 4 AUX, 1 x 0/4 to 20 mA curr. OUT, 2x EVT. I/P, RS-485, 100 to 40 VAC
E5AC-TCX4A5M-005 | 177700 | 385170 | Temp. controller, PRO, 1/4 DIN (96x96mm),PRO, gr.,4 AUX,1x0/4-20mA curr. OUT,4x EVT. I/P,100-240 VAC
E5AC-TCX4A5M-021 | 195600 | 385222 | Temp. controller, PRO, 1/4 DIN (96x96 mm), PRO, gr., 4 AUX, 1 x 0/4 to 20 mA curr. OUT, 6x EVT. I/P, Transf. OUT, 100 to 240 VAC
E5AC-TCX4A5M-022 | 208900 | 385224 | Temp. controller, PRO, 1/4 DIN (96x96 mm), PRO, gr., 4 AUX, 1 x 0/4-20 mA curr. OUT, 4x EVT. I/P, Transf. OUT, RS-485, 100 to 240 VAC
E5AC-TCX4D5M-000 | 164100 | 385219 | Temp. controller, PRO, 1/4 DIN (96x96 mm), PRO, gr., 4 AUX, 1 x 0/4 to 20 mA curr. OUT, 24V AC/DC
E5AC-TCX4D5M-004 | 190900 | 385221 | Temp. controller, PRO, 1/4 DIN (96x96 mm), PRO, gr., 4 AUX, 1 x 0/4 to 20 mA curr. OUT, 2x EVT. I/P, RS-485, 24V AC/DC
E5AC-TCX4D5M-005 | 177700 | 385171 | Temp. controller, PRO, 1/4 DIN (96x96mm),PRO, gr.,4 AUX,1x0/4-20mA curr. OUT,4x EVT. I/P,24V AC/DC
E5AC-TCX4D5M-021 | 195600 | 385223 | Temp. controller, PRO, 1/4 DIN (96x96 mm), PRO, gr., 4 AUX, 1 x 0/4 to 20 mA curr. OUT, 6x EVT. I/P, Transf. OUT, 24V AC/DC
E5AC-TCX4D5M-022 | 208900 | 385225 | Temp. controller, PRO, 1/4 DIN (96x96mm),PRO, gr.,4 AUX,1x0/4-20mA curr. OUT,4x EVT. I/P,Transf. OUT,RS-485,24V AC/DC
E5AC-TPR4A5M-000 | 162300 | 673738 | Temp. controller, PRO, 1/4 DIN (96 x 96mm), Progr., 1 x Valve OUT + Pot, 4 AUX,100 to 240 VAC
E5AC-TPR4A5M-004 | 172900 | 675099 | Temp. controller, PRO, 1/4 DIN (96 x 96mm), Progr.,4 AUX, 2n out relay;PRR, RS485, Event IP (2), 100 to 240 VAC
E5AC-TPR4A5M-022 | 266100 | 675100 | Temp. controller, PRO, 1/4 DIN (96 x 96mm), Progr.,4 AUX, 2n out relay;PRR, RS485, Event IP (4), Transf. OUT, 100 to 240 VAC
E5AC-TPR4D5M-000 | 218100 | 673200 | Temp. controller, PRO, 1/4 DIN (96 x 96mm), Progr.,4 AUX, 2n out relay;PRR, 24 VAC/DC
E5AC-TPR4D5M-004 | 179600 | 675101 | Temp. controller, PRO, 1/4 DIN (96 x 96mm), Progr.,4 AUX, 2n out relay;PRR, RS485, Event IP (2), 24 VAC/DC
E5AC-TPR4D5M-022 | 212700 | 675102 | Temp. controller, PRO, 1/4 DIN (96 x 96mm), Progr.,4 AUX, 2n out relay;PRR, RS485, Event IP (4), Transf. OUT, 24 VAC/DC
E5AC-TQQ4A5M-000 | 160000 | 385202 | Temp. controller, PRO, 1/4 DIN (96x96mm),PRO, gr.,4 AUX,2 x 12 VDC pulse OUT,100-240 VAC
E5AC-TQQ4A5M-008 | 193100 | 385204 | Temp. controller, PRO, 1/4 DIN (96x96mm),PRO, gr.,4 AUX,2 x 12 VDC pulse OUT,2x EVT. I/P,Ht. Burnout SSR fail.,RS-485,100-240 VAC
E5AC-TQQ4A5M-010 | 179600 | 385206 | Temp. controller, PRO, 1/4 DIN (96x96mm),PRO, gr.,4 AUX,2 x 12 VDC pulse OUT,4x EVT. I/P,Ht. Burnout SSR fail.,100-240 VAC
E5AC-TQQ4A5M-019 | 197500 | 385208 | Temp. controller, PRO, 1/4 DIN (96x96mm),PRO, gr.,4 AUX,2 x 12 VDC pulse OUT,6x EVT. I/P,Transf. OUT,Ht. Burnout SSR fail.,100-240 VAC
E5AC-TQQ4D5M-000 | 160000 | 385203 | Temp. controller, PRO, 1/4 DIN (96x96mm),PRO, gr.,4 AUX,2 x 12 VDC pulse OUT,24V AC/DC
E5AC-TQQ4D5M-008 | 193100 | 385205 | Temp. controller, PRO, 1/4 DIN (96x96mm),PRO, gr.,4 AUX,2 x 12 VDC pulse OUT,2x EVT. I/P,Ht. Burnout SSR fail.,RS-485,24V AC/DC
E5AC-TQQ4D5M-010 | 179600 | 385207 | Temp. controller, PRO, 1/4 DIN (96x96mm),PRO, gr.,4 AUX,2 x 12 VDC pulse OUT,4x EVT. I/P,Ht. Burnout SSR fail.,24V AC/DC
E5AC-TQQ4D5M-019 | 197500 | 385209 | Temp. controller, PRO, 1/4 DIN (96x96mm),PRO, gr.,4 AUX,2 x 12 VDC pulse OUT,6x EVT. I/P,Transf. OUT,Ht. Burnout SSR fail.,24V AC/DC
E5AC-TQR4A5M-000 | 160000 | 385210 | Temp. controller, PRO, 1/4 DIN (96x96mm),PRO, gr.,4 AUX,1 x 12 VDC pulse/1 x Rel. OUT,100-240 VAC
E5AC-TQR4A5M-008 | 193100 | 385212 | Temp. controller, PRO, 1/4 DIN (96x96mm),PRO, gr.,4 AUX,1 x 12 VDC pulse/1 x Rel. OUT,2x EVT. I/P,Ht. Burnout SSR fail.,RS-485,100-240 VAC
E5AC-TQR4A5M-010 | 179600 | 385214 | Temp. controller, PRO, 1/4 DIN (96x96mm),PRO, gr.,4 AUX,1 x 12 VDC pulse/1 x Rel. OUT,4x EVT. I/P,Ht. Burnout SSR fail.,100-240 VAC
E5AC-TQR4A5M-019 | 197500 | 385216 | Temp. controller, PRO, 1/4 DIN (96x96mm),PRO, gr.,4 AUX,1 x 12 VDC pulse/1 x Rel. OUT,6x EVT. I/P,Transf. OUT,Ht. Burnout SSR fail.,100-240 VAC
E5AC-TQR4D5M-000 | 160000 | 385211 | Temp. controller, PRO, 1/4 DIN (96x96mm),PRO, gr.,4 AUX,1 x 12 VDC pulse/1 x Rel. OUT,24V AC/DC
E5AC-TQR4D5M-008 | 193100 | 385213 | Temp. controller, PRO, 1/4 DIN (96x96mm),PRO, gr.,4 AUX,1 x 12 VDC pulse/1 x Rel. OUT,2x EVT. I/P,Ht. Burnout SSR fail.,RS-485,24V AC/DC
E5AC-TQR4D5M-010 | 179600 | 385215 | Temp. controller, PRO, 1/4 DIN (96x96mm),PRO, gr.,4 AUX,1 x 12 VDC pulse/1 x Rel. OUT,4x EVT. I/P,Ht. Burnout SSR fail.,24V AC/DC
E5AC-TQR4D5M-019 | 197500 | 385217 | Temp. controller, PRO, 1/4 DIN (96x96mm),PRO, gr.,4 AUX,1 x 12 VDC pulse/1 x Rel. OUT,6x EVT. I/P,Transf. OUT,Ht. Burnout SSR fail.,24V AC/DC
E5AC-TQX4A5M-000 | 155400 | 385186 | Temp. controller, PRO, 1/4 DIN (96x96 mm), PRO, gr., 4 AUX, 1 x 12 VDC pulse OUT, 100 to 240 VAC
E5AC-TQX4A5M-008 | 188900 | 385188 | Temp. controller, PRO, 1/4 DIN (96x96 mm), PRO, gr., 4 AUX, 1 x 12 VDC pulse OUT, 2x EVT. I/P, Ht. Burnout SSR fail., RS-485,100 to 240 VAC
E5AC-TQX4A5M-010 | 175600 | 385190 | Temp. controller, PRO, 1/4 DIN (96x96mm),PRO, gr.,4 AUX,1 x 12 VDC pulse OUT,4x EVT. I/P,Ht. Burnout SSR fail.,100-240 VAC
E5AC-TQX4A5M-019 | 193100 | 385192 | Temp. controller, PRO, 1/4 DIN (96x96 mm), PRO, gr., 4 AUX, 1 x 12 VDC pulse OUT, 6x EVT. I/P, Transf. OUT, Ht. Burnout SSR fail., 100 to 240 VAC
E5AC-TQX4D5M-000 | 155400 | 385187 | Temp. controller, PRO, 1/4 DIN (96x96 mm), PRO, gr., 4 AUX, 1 x 12 VDC pulse OUT, 24V AC/DC
E5AC-TQX4D5M-008 | 188900 | 385189 | Temp. controller, PRO, 1/4 DIN (96x96 mm), PRO, gr., 4 AUX, 1 x 12 VDC pulse OUT, 2x EVT. I/P, Ht. Burnout SSR fail., RS-485, 24V AC/DC
E5AC-TQX4D5M-010 | 175600 | 385191 | Temp. controller, PRO, 1/4 DIN (96x96mm),PRO, gr.,4 AUX,1 x 12 VDC pulse OUT,4x EVT. I/P,Ht. Burnout SSR fail.,24V AC/DC
E5AC-TQX4D5M-019 | 193100 | 385193 | Temp. controller, PRO, 1/4 DIN (96x96 mm), PRO, gr., 4 AUX, 1 x 12 VDC pulse OUT, 6x EVT. I/P, Transf. OUT, Ht. Burnout SSR fail., 24V AC/DC
E5AC-TRR4A5M-000 | 160000 | 385194 | Temp. controller, PRO, 1/4 DIN (96x96mm),PRO, gr.,4 AUX,2 x Relay OUT,100-240 VAC
E5AC-TRR4A5M-008 | 193100 | 385196 | Temp. controller, PRO, 1/4 DIN (96x96mm),PRO, gr.,4 AUX,2 x Relay OUT,2x EVT. I/P,Ht. Burnout SSR fail.,RS-485,100-240 VAC
E5AC-TRR4A5M-010 | 179600 | 385198 | Temp. controller, PRO, 1/4 DIN (96x96mm),PRO, gr.,4 AUX,2 x Relay OUT,4x EVT. I/P,Ht. Burnout SSR fail.,100-240 VAC
E5AC-TRR4A5M-019 | 197500 | 385200 | Temp. controller, PRO, 1/4 DIN (96x96mm),PRO, gr.,4 AUX,2 x Relay OUT,6x EVT. I/P,Transf. OUT,Ht. Burnout SSR fail.,100-240 VAC
E5AC-TRR4D5M-000 | 160000 | 385195 | Temp. controller, PRO, 1/4 DIN (96x96mm),PRO, gr.,4 AUX,2 x Relay OUT,24V AC/DC
E5AC-TRR4D5M-008 | 193100 | 385197 | Temp. controller, PRO, 1/4 DIN (96x96mm),PRO, gr.,4 AUX,2 x Relay OUT,2x EVT. I/P,Ht. Burnout SSR fail.,RS-485,24V AC/DC
E5AC-TRR4D5M-010 | 179600 | 385199 | Temp. controller, PRO, 1/4 DIN (96x96mm),PRO, gr.,4 AUX,2 x Relay OUT,4x EVT. I/P,Ht. Burnout SSR fail.,24V AC/DC
E5AC-TRR4D5M-019 | 197500 | 385201 | Temp. controller, PRO, 1/4 DIN (96x96mm),PRO, gr.,4 AUX,2 x Relay OUT,6x EVT. I/P,Transf. OUT,Ht. Burnout SSR fail.,24V AC/DC
E5AC-TRX4A5M-000 | 155400 | 385178 | Temp. controller, PRO, 1/4 DIN (96x96 mm), PRO, gr., 4 AUX, 1 x Relay OUT, 100 to 240 VAC
E5AC-TRX4A5M-008 | 188900 | 385180 | Temp. controller, PRO, 1/4 DIN (96x96 mm), PRO, gr., 4 AUX, 1 x Relay OUT, 2x EVT. I/P, Ht. Burnout SSR fail., RS-485, 100 to 240 VAC
E5AC-TRX4A5M-010 | 175600 | 385182 | Temp. controller, PRO, 1/4 DIN (96x96 mm), PRO, gr., 4 AUX, 1 x Relay OUT, 4x EVT. I/P, Ht. Burnout SSR fail., 100 to 240 VAC
E5AC-TRX4A5M-019 | 193100 | 385184 | Temp. controller, PRO, 1/4 DIN (96x96mm),PRO, gr.,4 AUX,1 x Relay OUT,6x EVT. I/P,Transf. OUT,Ht. Burnout SSR fail.,100-240 VAC
E5AC-TRX4D5M-000 | 155400 | 385179 | Temp. controller, PRO, 1/4 DIN (96x96 mm), PRO, gr., 4 AUX, 1 x Relay OUT, 24 V AC/DC
E5AC-TRX4D5M-008 | 188900 | 385181 | Temp. controller, PRO, 1/4 DIN (96x96mm),PRO, gr.,4 AUX,1 x Relay OUT,2x EVT. I/P,Ht. Burnout SSR fail.,RS-485,24V AC/DC
E5AC-TRX4D5M-010 | 175600 | 385183 | Temp. controller, PRO, 1/4 DIN (96x96 mm), PRO, gr., 4 AUX, 1 x Relay OUT, 4x EVT. I/P, Ht. Burnout SSR fail., 24V AC/DC
E5AC-TRX4D5M-019 | 193100 | 385185 | Temp. controller, PRO, 1/4 DIN (96x96mm),PRO, gr.,4 AUX,1 x Relay OUT,6x EVT. I/P,Transf. OUT,Ht. Burnout SSR fail.,24V AC/DC
E5AN-HAA2HBM-500 100-240 VAC | 231300 | 246790 | Temp. controller, PROplus, 1/4 DIN, (96 x 96)mm,2 x OUT option,2 x Aux OUT,1 x HT Burnout SSR fail.,2 Event I/Ps,option unit,Terminal cov.,100-240V AC
E5AN-HAA2HBMD-500 24VAC/DC | 231300 | 246764 | Temp. controller, PROplus, 1/4 DIN, (96 x 96)mm,2 x OUT option,2 x Aux OUT,1 x HT Burnout SSR fail.,2 Event I/Ps,option unit,Terminal cov.,24V AC/DC
E5AN-HAA2HBMD-W-500 24VAC/DC | 257500 | 251388 | Adv. Temp. Contr.,1/4 DIN, (96 x 96)mm,2 x OUT option,2 x Aux OUT,1 x HT Burnout SSR fail.,2 Event I/Ps,Option Unit,Silver Case,Terminal cov.,24V AC/DC
E5AN-HAA2HBM-W-500 100-240 VAC | 257500 | 251386 | Adv. Temp. Contr.,1/4 DIN, (96 x 96)mm,2 x OUT option,2 x Aux OUT,1 x HT Burnout SSR fail.,2 Event I/Ps,Option Unit,Silver Case,Terminal cov.,100-240V AC
E5AN-HAA2HHBFM-500 100-240 VAC | 255100 | 246791 | Temp. controller, PROplus, 1/4 DIN, (96 x 96)mm,2 x OUT option,2 x Aux OUT,HT Burnout SSR Fail./3Phs.,Event I/P & Transf. OUT,option unit,Terminal cov.,100-240V AC
E5AN-HAA2HHBFMD-500 24VAC/DC | 255100 | 246766 | Temp. controller, PROplus, 1/4 DIN, (96 x 96)mm,2 x OUT option,2 x Aux OUT,HT Burnout SSR Fail./3Phs.,Event I/P & Transf. OUT,option unit,Terminal cov.,24V AC/DC
E5AN-HAA2HHBFM-W-500 100-240AC | 273200 | 251387 | Adv. Temp. Contr.,1/4 DIN, (96 x 96)mm,2 x OUT option,2 x Aux OUT,HT Burnout SSR Fail./3Phs.,Event I/P & Transf. OUT,Silver Case,Term. cov.,100-240V AC
E5AN-HAA3BFM-500 100-240 VAC | 255100 | 246760 | Temp. controller, PROplus, 1/4 DIN, (96 x 96)mm,2 x OUT option,3 x Aux OUT,Event I/P & Transf. OUT,option unit,Terminal cov.,100-240V AC
E5AN-HAA3BFMD-500 24VAC/DC | 255100 | 246768 | Temp. controller, PROplus, 1/4 DIN, (96 x 96)mm,2 x OUT option,3 x Aux OUT,Event I/P & Transf. OUT,option unit,Terminal cov.,24V AC/DC
E5AN-HPRR2BFMD-500 24VAC/DC | 245800 | 246771 | Temp. controller, PROplus, 1/4 DIN, (96 x 96)mm,Pos. Prop. Control,2 x Aux OUT,Event I/P & Transf. OUT,option unit,Terminal cov.,24V AC/DC
E5AN-HPRR2BM-500 100-240 VAC | 231300 | 246762 | Temp. controller, PROplus, 1/4 DIN, (96 x 96)mm,Pos. Prop. Control,2 x Aux OUT,2 Event I/Ps,option unit,Terminal cov.,100-240V AC
E5AN-HPRR2BMD-500 24VAC/DC | 231300 | 246770 | Temp. controller, PROplus, 1/4 DIN, (96 x 96)mm,Pos. Prop. Control,2 x Aux OUT,2 Event I/Ps,option unit,Terminal cov.,24V AC/DC
E5AN-HTAA2HBM-500 100-240 VAC | 229500 | 352162 | Temp. controller, PROplus, Ramp/Soak temperature controller, 1/4DIN (96 x 96mm), universal input (TC, RTD, Linear), heater alarm, event inputs, remote setpoint, 100-240 VAC
E5AN-HTAA2HBMD-500 24VAC/DC | 229500 | 352167 | Temp. controller, PROplus, Ramp/Soak temperature controller, 1/4DIN (96 x 96mm), universal input (TC, RTD, Linear), heater alarm, event inputs, remote setpoint, 24 VAC/DC
E5AN-HTAA2HHBFM-500 100-240VAC | 247500 | 352163 | Temp. controller, PROplus, Ramp/Soak Temp. controller, 1/4DIN (96 x 96mm), uni. input (TC, RTD, Linear), 3 phase heater alarm, event inputs, transfer output, remote SP, 100-240 VAC
E5AN-HTAA2HHBFMD-500 24VAC/DC | 247500 | 352168 | Temp. controller, PROplus, Ramp/Soak Temp. controller, 1/4DIN (96 x 96mm), uni. input (TC, RTD, Linear), 3 phase heater alarm, event inputs, transfer output, remote SP, 24 VAC/DC
E5AN-HTAA3BFM-500 100-240 VAC | 247500 | 352164 | Temp. controller, PROplus, Ramp/Soak Temp. controller, 1/4DIN (96 x 96mm), uni. input (TC, RTD, Linear), event inputs, transfer output, remote SP, 100-240 VAC
E5AN-HTAA3BFMD-500 24VAC/DC | 247500 | 352169 | E5_N-HT series adv. Ramp/Soak temp. contr., 1/4DIN (96 x 96mm), uni. input (TC, RTD, Linear), event inputs, transfer output, remote SP, 24 VAC/DC
E5AR-CC43DWW-FLK 24VAC/DC | 1025700 | 129536 | Temp. controller, PROplus,(96x96)mm, 1/4 DIN;4 x Current OUT,4 x AUX,RS-485,4 x Uni. I/P & 4 x EV I/P,4 LP,Compow.F,24V AC/DC
E5C2-R20G 100-240VAC 0-100 | 38190 | 378358 | Basic Temp. Controller,1/16 DIN, 48x48mm,Dial knob,On-Off Control,Thermistor,0-100deg.,100-240V AC
E5C2-R20G 100-240VAC 100-200 | 38190 | 378344 | Basic Temp. Controller,1/16 DIN, 48x48mm,Dial knob,On-Off Control,Thermistor,100-200deg.,100-240V AC
E5C2-R20G 100-240VAC 150-300 | 38190 | 378345 | Basic Temp. Controller,1/16 DIN, 48x48mm,Dial knob,On-Off Control,Thermistor,150-300deg.,100-240V AC
E5C2-R20J 100-240VAC 0-200 | 39360 | 378350 | Basic temperature controller, 1/16 DIN, 48 x 48 mm,Dial knob,On-Off Control,J-Thermocouple,0-200deg.,100 to 240V AC
E5C2-R20J 100-240VAC 0-300 | 39360 | 378351 | Basic temperature controller, 1/16 DIN, 48 x 48 mm,Dial knob,On-Off Control,J-Thermocouple,0-300deg.,100 to 240V AC
E5C2-R20J 100-240VAC 0-400 | 39360 | 378352 | Basic temperature controller, 1/16 DIN, 48 x 48 mm,Dial knob,On-Off Control,J-Thermocouple,0-400deg.,100 to 240V AC
E5C2-R20J-W 100-240VAC 32-572 | 63950 | 378357 | Temperature controller, 1/16DIN (48 x 48mm), relay output, ON/OFF control, J type thermocouple input, 100-240 VAC, 35-572 degrees F
E5C2-R20K 100-240VAC 0-1000 | 39360 | 378342 | Temp. controller, LITE, 1/16 DIN, 48x48mm,Dial knob,On-Off Control,K-Thermocouple,0-1000deg.,100-240V AC
E5C2-R20K 100-240VAC 0-1200 | 39360 | 378343 | Temp. controller, LITE, 1/16 DIN, 48x48mm,Dial knob,On-Off Control,K-Thermocouple,0-1200deg.,100-240V AC
E5C2-R20K 100-240VAC 0-200 | 39360 | 378359 | Temp. controller, LITE, 1/16 DIN, 48x48mm,Dial knob,On-Off Control,K-Thermocouple,0-200deg.,100-240V AC
E5C2-R20K 100-240VAC 0-400 | 39360 | 378360 | Temp. controller, LITE, 1/16 DIN, 48x48mm,Dial knob,On-Off Control,K-Thermocouple,0-400deg.,100-240V AC
E5C2-R20K 100-240VAC 0-600 | 39360 | 378361 | Temp. controller, LITE, 1/16 DIN, 48x48mm,Dial knob,On-Off Control,K-Thermocouple,0-600deg.,100-240V AC
E5C2-R20K 100-240VAC 0-800 | 39360 | 378341 | Temp. controller, LITE, 1/16 DIN, 48x48mm,Dial knob,On-Off Control,K-Thermocouple,0-800deg.,100-240V AC
E5C2-R20P-D 100-240VAC 0-100 | 40440 | 378363 | Temp. controller, LITE, 1/16 DIN, 48x48mm,Dial knob,On-Off Control,Pt100,0-100deg.,100-240V AC
E5C2-R20P-D 100-240VAC 0-200 | 40440 | 378364 | Temp. controller, LITE, 1/16 DIN, 48x48mm,Dial knob,On-Off Control,Pt100,0-200deg.,100-240V AC
E5C2-R20P-D 100-240VAC 0-300 | 39360 | 378355 | Temp. controller, LITE, 1/16 DIN, 48x48mm,Dial knob,On-Off Control,Pt100,0-300deg.,100-240V AC
E5C2-R20P-D 100-240VAC 0-400 | 39360 | 378356 | Temp. controller, LITE, 1/16 DIN, 48x48mm,Dial knob,On-Off Control,Pt100,0-400deg.,100-240V AC
E5C2-R20P-D 100-240VAC 0-50 | 39360 | 378354 | Temp. controller, LITE, 1/16 DIN, 48x48mm,Dial knob,On-Off Control,Pt100,0-50deg.,100-240V AC
E5C2-R20P-D 100-240VAC -50-50 | 39360 | 378353 | Temp. controller, LITE, 1/16 DIN, 48x48mm,Dial knob,On-Off Control,Pt100,-50-50deg.,100-240V AC
E5C2-R40K 100-240VAC 0-200 | 39360 | 378346 | Temp. controller, LITE, 1/16 DIN, 48x48mm,Dial knob,P-Control,K-Thermocouple,0-200deg.,100-240V AC
E5C2-R40K 100-240VAC 0-300 | 39360 | 378362 | Temp. controller, LITE, 1/16 DIN, 48x48mm,Dial knob,P-Control,K-Thermocouple,0-300deg.,100-240V AC
E5C2-R40K 100-240VAC 0-400 | 39360 | 378347 | Temp. controller, LITE, 1/16 DIN, 48x48mm,Dial knob,P-Control,K-Thermocouple,0-400deg.,100-240V AC
E5C2-R40K 100-240VAC 0-600 | 39360 | 378348 | Temp. controller, LITE, 1/16 DIN, 48x48mm,Dial knob,P-Control,K-Thermocouple,0-600deg.,100-240V AC
E5C2-R40K 100-240VAC 0-800 | 39360 | 378349 | Temp. controller, LITE, 1/16 DIN, 48x48mm,Dial knob,P-Control,K-Thermocouple,0-800deg.,100-240V AC
E5CB-Q1P 100-240 VAC | 36600 | 352128 | Temp. controller, LITE, 1/16DIN (48 x 48mm), 12 VDC pulsed output, Pt100 , ON/OFF or PID Control, Pt100 RTD input, 1 Alarm Rel., 100-240 VAC
E5CB-Q1PD 24VAC/DC | 36600 | 352130 | Temp. controller, LITE, 1/16DIN (48 x 48mm), 12 VDC pulsed output, Pt100 , ON/OFF or PID Control, Pt100 RTD input, 1 Alarm Rel., 24 VAC/DC
E5CB-Q1TC 100-240 VAC | 36600 | 352127 | Temp. controller, LITE, 1/16DIN (48 x 48mm), 12 VDC pulsed output, ON/OFF or PID Control, Thermocouple input, 1 Alarm Rel., 100-240 VAC
E5CB-Q1TCD 24VAC/DC | 36600 | 352129 | Temp. controller, LITE, 1/16DIN (48 x 48mm), 12 VDC pulsed output, ON/OFF or PID Control, Thermocouple input, 1 Alarm Rel., 24 VAC/DC
E5CB-R1P 100-240 VAC | 36600 | 352124 | Temp. controller, LITE, 1/16DIN (48 x 48mm), relay output, ON/OFF or PID Control, Pt100 RTD input, 1 Alarm Rel., 100-240 VAC
E5CB-R1PD 24VAC/DC | 36600 | 352126 | Temp. controller, LITE, 1/16DIN (48 x 48mm), relay output, ON/OFF or PID Control, Pt100 RTD input, 1 Alarm Rel., 24 VAC/DC
E5CB-R1TC 100-240 VAC | 36600 | 352123 | Temp. controller, LITE, 1/16DIN (48 x 48mm), relay output, ON/OFF or PID Control, Thermocouple input, 1 Alarm Rel., 100-240 VAC
E5CB-R1TCD 24VAC/DC | 36600 | 352125 | Temp. controller, LITE, 1/16DIN (48 x 48mm), relay output, ON/OFF or PID Control, Thermocouple input, 1 Alarm Rel., 24 VAC/DC
E5CC-CQ3A5M-000 | 118200 | 689389 | Temperature controller, 1/16 DIN (48x48 mm), 0/4-20 mA current output, 12 VDC pulse output, 3 AUX, 100-240 VAC
E5CC-CQ3A5M-001 | 134100 | 689391 | Temperature controller, 1/16 DIN (48x48 mm), 0/4-20 mA current output, 12 VDC pulse output, 3 AUX, 2 Event input, Heater burnout and SSR failure alarm, 100-240 VAC
E5CC-CQ3D5M-007 | 153900 | 689399 | Temperature controller, 1/16 DIN (48x48 mm), 0/4-20 mA current output, 12 VDC pulse output, 3 AUX, 2 Event input, Remote Setpoint, 24V AC/DC
E5CC-CX0AUM-000 | 80350 | 386706 | Temp. controller, PRO,1/16 DIN (48x48mm),Plugin-type,No AUX Rel.,1x0/4-20mA curr. OUT,100-240 VAC
E5CC-CX0DUM-000 | 80350 | 386707 | Temp. controller, PRO,1/16 DIN (48x48mm),Plugin-type,No AUX Rel.,1x0/4-20mA curr. OUT,24V AC/DC
E5CC-CX1AUM-000 | 84350 | 386708 | Temp. controller, PRO,1/16 DIN (48x48mm),Plugin-type,1 x Rel. OUT,1x0/4-20mA curr. OUT,100-240 VAC
E5CC-CX1DUM-000 | 84350 | 386709 | Temp. controller, PRO,1/16 DIN (48x48mm),Plugin-type,1 x Rel. OUT,1x0/4-20mA curr. OUT,24V AC/DC
E5CC-CX2ABM-000 | 148700 | 679853 | Temp. controller, PRO, 1/16 DIN (48x48 mm), 1x0/4-20 mA curr. OUT, 2 AUX,100-240 VAC
E5CC-CX2ABM-004 | 190100 | 679852 | Temp. controller, PRO, 1/16 DIN (48x48 mm), 1x0/4-20 mA curr. OUT, 2 AUX,EVT. I/P 2,RS-485,100-240 VAC
E5CC-CX2AUM-000 | 87150 | 386710 | Temp. controller, PRO, 1/16 DIN (48 x 48 mm), Plugin-type, 2 AUX, 1 x 0/4 to 20 mA curr. OUT, 100 to 240 VAC
E5CC-CX2DBM-000 | 148700 | 679851 | Temp. controller, PRO, 1/16 DIN (48x48 mm),1x0/4-20 mA curr. OUT,2 AUX,24 VAC/DC
E5CC-CX2DBM-004 | 190100 | 679859 | Temp. controller, PRO, 1/16 DIN (48x48 mm), 1x0/4-20 mA curr. OUT, 2 AUX,EVT. I/P 2, RS-485, 24 VAC/DC
E5CC-CX2DUM-000 | 87150 | 386711 | Temp. controller, PRO, 1/16 DIN (48 x 48 mm), Plugin-type, 2 AUX, 1 x 0/4 to 20 mA curr. OUT, 24V AC/DC
E5CC-CX3A5M-000 | 114500 | 689379 | Temperature controller, 1/16 DIN (48x48 mm), 0/4-20 mA current output, 3 AUX, 100-240 VAC
E5CC-CX3A5M-004 | 142200 | 689387 | Temperature controller, 1/16 DIN (48x48 mm), 0/4-20 mA current output, 3 AUX, 2 Event input, RS-485, 100-240 VAC
E5CC-CX3A5M-005 | 130100 | 689381 | Temperature controller, 1/16 DIN (48x48 mm), 0/4-20 mA current output, 3 AUX, 4 Event input, 100-240 VAC
E5CC-CX3A5M-006 | 149500 | 356299 | Temp. controller, PRO, 1/16 DIN (48 x 48 mm),1 x 0/4 to 20 mA curr. OUT,3 AUX,EVT. I/P 2,Transf. OUT,100 to 240 VAC
E5CC-CX3A5M-006 | 149500 | 689383 | Temperature controller, 1/16 DIN (48x48 mm), 0/4-20 mA current output, 3 AUX, 2 Event input, Transfer output, 100-240 VAC
E5CC-CX3A5M-007 | 149500 | 689385 | Temperature controller, 1/16 DIN (48x48 mm), 0/4-20 mA current output, 3 AUX, 2 Event input, Remote Setpoint, 100-240 VAC
E5CC-CX3D5M-000 | 114500 | 689380 | Temperature controller, 1/16 DIN (48x48 mm), 0/4-20 mA current output, 3 AUX, 24 VAC/DC
E5CC-CX3D5M-004 | 142200 | 689388 | Temperature controller, 1/16 DIN (48x48 mm), 0/4-20 mA current output, 3 AUX, 2 Event input, RS-485, 24 VAC/DC
E5CC-CX3D5M-005 | 130100 | 689382 | Temperature controller, 1/16 DIN (48x48 mm), 0/4-20 mA current output, 3 AUX, 4 Event input, 24 VAC/DC
E5CC-CX3D5M-006 | 149500 | 689384 | Temperature controller, 1/16 DIN (48x48 mm), 0/4-20 mA current output, 3 AUX, 2 Event input, Transfer output, 24 VAC/DC
E5CC-CX3D5M-007 | 149500 | 689386 | Temperature controller, 1/16 DIN (48x48 mm), 0/4-20 mA current output, 3 AUX, 2 Event input, Remote Setpoint, 24 VAC/DC
E5CC-QQ3A5M-000 | 85750 | 356283 | Temp. controller, PRO, 1/16 DIN (48x48mm),2 x 12 VDC pulse OUT,3 AUX,100-240 VAC
E5CC-QQ3A5M-000 | 85750 | 689367 | Temperature controller, 1/16 DIN (48x48 mm), 2 x 12 VDC pulse output, 3 AUX, 100-240 VAC
E5CC-QQ3A5M-001 | 106500 | 689369 | Temperature controller, 1/16 DIN (48x48 mm), 2 x 12 VDC pulse output, 3 AUX, 2 Event input, Heater burnout and SSR failure alarm, 100-240 VAC
E5CC-QQ3A5M-003 | 124100 | 689371 | Temperature controller, 1/16 DIN (48x48 mm), 2 x 12 VDC pulse output, 3 AUX, RS-485, SSR failure detection/3-phase, 100-240 VAC
E5CC-QQ3A5M-005 | 101400 | 689373 | Temperature controller, 1/16 DIN (48x48 mm), 2 x 12 VDC pulse output, 3 AUX, 4 Event input, 100-240 VAC
E5CC-QQ3A5M-006 | 120700 | 689375 | Temperature controller, 1/16 DIN (48x48 mm), 2 x 12 VDC pulse output, 3 AUX, 2 Event input, Transfer output, 100-240 VAC
E5CC-QQ3A5M-007 | 120700 | 689377 | Temperature controller, 1/16 DIN (48x48 mm), 2 x 12 VDC pulse output, 3 AUX, 2 Event input, Remote Setpoint, 100-240 VAC
E5CC-QQ3D5M-000 | 85750 | 689368 | Temperature controller, 1/16 DIN (48x48 mm), 2 x 12 VDC pulse output, 3 AUX, 24 VAC/DC
E5CC-QQ3D5M-001 | 106500 | 689370 | Temperature controller, 1/16 DIN (48x48 mm), 2 x 12 VDC pulse output, 3 AUX, 2 Event input, Heater burnout and SSR failure alarm, 24 VAC/DC
E5CC-QQ3D5M-003 | 124100 | 689372 | Temperature controller, 1/16 DIN (48x48 mm), 2 x 12 VDC pulse output, 3 AUX, RS-485, SSR failure detection/3-phase, 24 VAC/DC
E5CC-QQ3D5M-005 | 101400 | 689374 | Temperature controller, 1/16 DIN (48x48 mm), 2 x 12 VDC pulse output, 3 AUX, 4 Event input, 24 VAC/DC
E5CC-QQ3D5M-006 | 120700 | 689376 | Temperature controller, 1/16 DIN (48x48 mm), 2 x 12 VDC pulse output, 3 AUX, 2 Event input, Transfer output, 24 VAC/DC
E5CC-QQ3D5M-007 | 120700 | 689378 | Temperature controller, 1/16 DIN (48x48 mm), 2 x 12 VDC pulse output, 3 AUX, 2 Event input, Remote Setpoint, 24 VAC/DC
E5CC-QX0AUM-000 | 66850 | 386701 | Temp. controller, PRO,1/16 DIN (48x48mm),Plugin-type,No AUX Rel.,1 x 12 VDC pulse OUT,100-240 VAC
E5CC-QX0DUM-000 | 66850 | 386702 | Temp. controller, PRO,1/16 DIN (48x48mm),Plugin-type,No AUX Rel.,1 x 12 VDC pulse OUT,24V AC/DC
E5CC-QX1AUM-000 | 71000 | 386714 | Temp. controller, PRO,1/16 DIN (48x48mm),Plugin-type,1 x Rel. OUT,1 x 12 VDC pulse OUT,100-240 VAC
E5CC-QX1DUM-000 | 71000 | 386703 | Temp. controller, PRO,1/16 DIN (48x48mm),Plugin-type,1 x Rel. OUT,1 x 12 VDC pulse OUT,24V AC/DC
E5CC-QX2ABM-000 | 78650 | 669546 | Temperature controller, 1/16DIN (48 x 48mm), 12 VDC pulse output, 2 x auxiliary relay outputs, universal input type, 100-240 VAC
E5CC-QX2ABM-001 | 99600 | 669542 | Temperature controller, 1/16DIN (48 x 48mm), 12 VDC pulse output, 2 x auxiliary relay outputs, universal input type, 1 x Heater burnout detection, 2 x Event input, 100-240 VAC
E5CC-QX2ABM-002 | 113800 | 669540 | Temperature controller, 1/16DIN (48 x 48mm), 12 VDC pulse output, 2 x auxiliary relay outputs, universal input type, 1 x Heater burnout detection, RS485 communications, 100-240 VAC
E5CC-QX2ABM-004 | 106400 | 669575 | Temperature controller, 1/16DIN (48 x 48mm), 12 VDC pulse output, 2 x auxiliary relay outputs, universal input type, 2 x Event input, RS485 communications, 100-240 VAC
E5CC-QX2ABM-006 | 113800 | 669581 | Temperature controller, 1/16DIN (48 x 48mm), 12 VDC pulse output, 2 x auxiliary relay outputs, universal input type, 2 x Event input, Transfer output, 100-240 VAC
E5CC-QX2ASM-000 | 71000 | 689400 | Temperature controller, 1/16 DIN (48x48 mm), 12 VDC pulse output, 2 AUX, No cover, 100-240 VAC
E5CC-QX2AUM-000 | 73550 | 386704 | Temp. controller, PRO, 1/16 DIN (48 x 48 mm), Plugin-type, 2 AUX, 1 x 12 VDC pulse OUT, 100 to 240 VAC
E5CC-QX2DBM-000 | 78650 | 669543 | Temperature controller, 1/16DIN (48 x 48mm), 12 VDC pulse output, 2 x auxiliary relay outputs, universal input type, 24 V AC/DC
E5CC-QX2DBM-001 | 99600 | 669562 | Temperature controller, 1/16DIN (48 x 48mm), 12 VDC pulse output, 2 x auxiliary relay outputs, universal input type, 1 x Heater burnout detection, 2 x Event input, 24 V AC/DC
E5CC-QX2DBM-002 | 113800 | 669556 | Temperature controller, 1/16DIN (48 x 48mm), 12 VDC pulse output, 2 x auxiliary relay outputs, universal input type, 1 x Heater burnout detection, RS485 communications, 24 V AC/DC
E5CC-QX2DBM-004 | 106400 | 669550 | Temperature controller, 1/16DIN (48 x 48mm), 12 VDC pulse output, 2 x auxiliary relay outputs, universal input type, 2 x Event input, RS485 communications, 24 V AC/DC
E5CC-QX2DBM-006 | 113800 | 669578 | Temperature controller, 1/16DIN (48 x 48mm), 12 VDC pulse output, 2 x auxiliary relay outputs, universal input type, 2 x Event input, Transfer output, 24 V AC/DC
E5CC-QX2DSM-000 | 42410 | 689401 | Temperature controller, 1/16 DIN (48x48 mm), 12 VDC pulse output, 2 AUX, No cover, 24 VAC/DC
E5CC-QX2DSM-006 | 63600 | 689402 | Temperature controller, 1/16 DIN (48x48 mm), 12 VDC pulse output, 2 AUX, 2 Event input, Transfer output, 24V AC/DC
E5CC-QX2DUM-000 | 73550 | 386705 | Temp. controller, PRO,1/16 DIN (48x48mm),Plugin-type,2 AUX,1 x 12 VDC pulse OUT,24V AC/DC
E5CC-QX3A5M-000 | 75850 | 689366 | Temperature controller, 1/16 DIN (48x48 mm), 12 VDC pulse output, 3 AUX, 100-240 VAC
E5CC-QX3A5M-001 | 96900 | 689417 | Temperature controller, 1/16 DIN (48x48 mm), 12 VDC pulse output, 3 AUX, 2 Event input, Heater burnout and SSR failure alarm, 100-240 VAC
E5CC-QX3A5M-003 | 114500 | 689419 | Temperature controller, 1/16 DIN (48x48 mm), 12 VDC pulse output, 3 AUX, RS-485, SSR failure detection/3-phase, 100-240 VAC
E5CC-QX3A5M-005 | 91600 | 689421 | Temperature controller, 1/16 DIN (48x48 mm), 12 VDC pulse output, 3 AUX, 4 Event input, 100-240 VAC
E5CC-QX3A5M-006 | 111100 | 689423 | Temperature controller, 1/16 DIN (48x48 mm), 12 VDC pulse output, 3 AUX, 2 Event input, Transfer output, 100-240 VAC
E5CC-QX3A5M-007 | 111100 | 689425 | Temperature controller, 1/16 DIN (48x48 mm), 12 VDC pulse output, 3 AUX, 2 Event input, Remote Setpoint, 100-240 VAC
E5CC-QX3ASM-004 | 98550 | 689428 | Temperature controller, 1/16 DIN (48x48 mm), 12 VDC pulse output, 3 AUX, 2 Event input, RS485, No cover, 100-240 VAC
E5CC-QX3D5M-000 | 75850 | 689416 | Temperature controller, 1/16 DIN (48x48 mm), 12 VDC pulse output, 3 AUX, 24 VAC/DC
E5CC-QX3D5M-001 | 96900 | 689418 | Temperature controller, 1/16 DIN (48x48 mm), 12 VDC pulse output, 3 AUX, 2 Event input, Heater burnout and SSR failure alarm, 24 VAC/DC
E5CC-QX3D5M-003 | 114500 | 356276 | Temp. controller, PRO, 1/16 DIN (48x48mm),1 x 12 VDC pulse OUT,3 AUX,RS-485,SSR fail.det./3-PH.,24VAC/DC
E5CC-QX3D5M-003 | 114500 | 689420 | Temperature controller, 1/16 DIN (48x48 mm), 12 VDC pulse output, 3 AUX, RS-485, SSR failure detection/3-phase, 24 VAC/DC
E5CC-QX3D5M-005 | 91600 | 356278 | Temp. controller, PRO, 1/16 DIN (48x48mm),1 x 12 VDC pulse OUT,3 AUX,EVT. I/P 4,24VAC/DC
E5CC-QX3D5M-005 | 91600 | 689422 | Temperature controller, 1/16 DIN (48x48 mm), 12 VDC pulse output, 3 AUX, 4 Event input, 24 VAC/DC
E5CC-QX3D5M-006 | 111100 | 689424 | Temperature controller, 1/16 DIN (48x48 mm), 12 VDC pulse output, 3 AUX, 2 Event input, Transfer output, 24 VAC/DC
E5CC-QX3D5M-007 | 111100 | 689426 | Temperature controller, 1/16 DIN (48x48 mm), 12 VDC pulse output, 3 AUX, 2 Event input, Remote Setpoint, 24 VAC/DC
E5CC-QX3DSM-004 | 98550 | 689429 | Temperature controller, 1/16 DIN (48x48 mm), 12 VDC pulse output, 3 AUX, 2 Event input, RS-485, No cover, 24 VAC/DC
E5CC-RW0AUM-000 | 66850 | 386712 | Temp. controller, PRO,1/16 DIN (48x48mm),Plugin-type,No AUX Rel.,SPDT Rel.,100-240 VAC
E5CC-RW0DUM-000 | 66850 | 386697 | Temp. controller, PRO,1/16 DIN (48x48mm),Plugin-type,No AUX Rel.,SPDT Rel.,24V AC/DC
E5CC-RW1AUM-000 | 71000 | 386713 | Temp. controller, PRO,1/16 DIN (48x48mm),Plugin-type,1 x Rel. OUT,SPDT Rel.,100-240 VAC
E5CC-RW1DUM-000 | 71000 | 386698 | Temp. controller, PRO,1/16 DIN (48x48mm),Plugin-type,1 x Rel. OUT,SPDT Rel.,24V AC/DC
E5CC-RW2AUM-000 | 73550 | 386699 | Ent. Universal 2 Alarmes Saída Relé 100-240Vac 48x48
E5CC-RW2DUM-000 | 73550 | 386700 | Temp. controller, PRO, 1/16 DIN (48 x 48 mm), Plugin-type, 2 AUX, SPDT Rel., 24V AC/DC
E5CC-RX2ABM-000 | 78650 | 669534 | Temperature controller, 1/16DIN (48 x 48mm), 1 x relay output, 2 x auxiliary relay outputs, universal input type, 100-240 VAC
E5CC-RX2ABM-001 | 99600 | 669566 | Temperature controller, 1/16DIN (48 x 48mm), 1 x relay output, 2 x auxiliary relay outputs, universal input type, 1 x Heater burnout detection, 2 x Event input, 100-240 VAC
E5CC-RX2ABM-002 | 113800 | 669539 | Temperature controller, 1/16DIN (48 x 48mm), 1 x relay output, 2 x auxiliary relay outputs, universal input type, 1 x Heater burnout detection, RS485 communications, 100-240 VAC
E5CC-RX2ABM-004 | 113800 | 669565 | Temperature controller, 1/16DIN (48 x 48mm), 1 x relay output, 2 x auxiliary relay outputs, universal input type, 2 x Event input, RS485 communications, 100-240 VAC
E5CC-RX2ABM-006 | 113800 | 669535 | Temperature controller, 1/16DIN (48 x 48mm), 1 x relay output, 2 x auxiliary relay outputs, universal input type, 2 x Event input, Transfer output, 100-240 VAC
E5CC-RX2ASM-000 | 64050 | 689427 | Temperature controller, 1/16 DIN (48x48 mm), 1 Relay output, 2 AUX, No cover, 100-240VAC
E5CC-RX2DBM-000 | 78650 | 669552 | Temperature controller, 1/16DIN (48 x 48mm), 1 x relay output, 2 x auxiliary relay outputs, universal input type, 24 V AC/DC
E5CC-RX2DBM-001 | 99600 | 669559 | Temperature controller, 1/16DIN (48 x 48mm), 1 x relay output, 2 x auxiliary relay outputs, universal input type, 1 x Heater burnout detection, 2 x Event input, 24 V AC/DC
E5CC-RX2DBM-002 | 113800 | 669577 | Temperature controller, 1/16DIN (48 x 48mm), 1 x relay output, 2 x auxiliary relay outputs, universal input type, 1 x Heater burnout detection, RS485 communications, 24 V AC/DC
E5CC-RX2DBM-004 | 113800 | 669555 | Temperature controller, 1/16DIN (48 x 48mm), 1 x relay output, 2 x auxiliary relay outputs, universal input type, 2 x Event input, RS485 communications, 24 V AC/DC
E5CC-RX2DBM-006 | 113800 | 669564 | Temperature controller, 1/16DIN (48 x 48mm), 1 x relay output, 2 x auxiliary relay outputs, universal input type, 2 x Event input, Transfer output, 24 V AC/DC
E5CC-RX3A5M-000 | 75850 | 689404 | Temperature controller, 1/16 DIN (48x48 mm), 1 Relay output, 3 AUX, 100-240 VAC
E5CC-RX3A5M-001 | 96900 | 689406 | Temperature controller, 1/16 DIN (48x48 mm), 1 Relay output, 3 AUX, 2 Event input, Heater burnout and SSR failure alarm, 100-240 VAC
E5CC-RX3A5M-003 | 114500 | 689408 | Temperature controller, 1/16 DIN (48x48 mm), 1 Relay output, 3 AUX, RS-485, SSR failure detection/3-phase, 100-240 VAC
E5CC-RX3A5M-005 | 91600 | 689410 | Temperature controller, 1/16 DIN (48x48 mm), 1 Relay output, 3 AUX, 4 Event input, 100-240 VAC
E5CC-RX3A5M-006 | 111100 | 689412 | Temperature controller, 1/16 DIN (48x48 mm), 1 Relay output, 3 AUX, 2 Event input, Transfer output, 100-240 VAC
E5CC-RX3A5M-007 | 111100 | 689414 | Temperature controller, 1/16 DIN (48x48 mm), 1 Relay output, 3 AUX, 2 Event input, Remote Setpoint, 100-240 VAC
E5CC-RX3D5M-000 | 75850 | 689405 | Temperature controller, 1/16 DIN (48x48 mm), 1 Relay output, 3 AUX, 24 VAC/DC
E5CC-RX3D5M-001 | 96900 | 356262 | Temp. controller, PRO, 1/16 DIN (48x48mm),1 x Rel. OUT,3 AUX,EVT. I/P 2,Ht. Burnout SSR fail.,24VAC/DC
E5CC-RX3D5M-001 | 96900 | 689407 | Temperature controller, 1/16 DIN (48x48 mm), 1 Relay output, 3 AUX, 2 Event input, Heater burnout and SSR failure alarm, 24 VAC/DC
E5CC-RX3D5M-003 | 114500 | 689409 | Temperature controller, 1/16 DIN (48x48 mm), 1 Relay output, 3 AUX, RS-485, SSR failure detection/3-phase, 24 VAC/DC
E5CC-RX3D5M-005 | 91600 | 689411 | Temperature controller, 1/16 DIN (48x48 mm), 1 Relay output, 3 AUX, 4 Event input, 24 VAC/DC
E5CC-RX3D5M-006 | 111100 | 689413 | Temperature controller, 1/16 DIN (48x48 mm), 1 Relay output, 3 AUX, 2 Event input, Transfer output, 24 VAC/DC
E5CC-RX3D5M-007 | 111100 | 689415 | Temperature controller, 1/16 DIN (48x48 mm), 1 Relay output, 3 AUX, 2 Event input, Remote Setpoint, 24 VAC/DC
E5CC-TCQ3A5M-000 | 124400 | 385280 | Temp. controller, PRO,1/16 DIN (48x48mm),Progr.,3 AUX,1x0/4-20mA curr./1 x 12 VDC pulse OUT,100-240 VAC
E5CC-TCQ3A5M-001 | 140000 | 385282 | Temp. controller, PRO,1/16 DIN (48x48mm),Progr.,3 AUX,1x0/4-20mA curr./1 x 12 VDC pulse OUT,2x EVT. I/P,Ht. Burnout SSR fail.,100-240 VAC
E5CC-TCQ3A5M-003 | 150700 | 385284 | Temp. controller, PRO,1/16 DIN (48x48mm),Progr.,3 AUX,1x0/4-20mA curr./1 x 12 VDC pulse OUT,SSR fail.det./3-PH.,RS-485,100-240 VAC
E5CC-TCQ3A5M-005 | 138000 | 385286 | Temp. controller, PRO,1/16 DIN (48x48mm),Progr.,3 AUX,1x0/4-20mA curr./1 x 12 VDC pulse OUT,4x EVT. I/P,100-240 VAC
E5CC-TCQ3A5M-006 | 146700 | 385288 | Temp. controller, PRO,1/16 DIN (48x48mm),Progr.,3 AUX,1x0/4-20mA curr./1 x 12 VDC pulse OUT,2x EVT. I/P,Transf. OUT,100-240 VAC
E5CC-TCQ3D5M-000 | 124400 | 385281 | Temp. controller, PRO,1/16 DIN (48x48mm),Progr.,3 AUX,1x0/4-20mA curr./1 x 12 VDC pulse OUT,24V AC/DC
E5CC-TCQ3D5M-001 | 140000 | 385283 | Temp. controller, PRO,1/16 DIN (48x48mm),Progr.,3 AUX,1x0/4-20mA curr./1 x 12 VDC pulse OUT,2x EVT. I/P,Ht. Burnout SSR fail.,24V AC/DC
E5CC-TCQ3D5M-003 | 150700 | 385285 | Temp. controller, PRO,1/16 DIN (48x48mm),Progr.,3 AUX,1x0/4-20mA curr./1 x 12 VDC pulse OUT,SSR fail.det./3-PH.,RS-485,24V AC/DC
E5CC-TCQ3D5M-005 | 138000 | 385287 | Temp. controller, PRO,1/16 DIN (48x48mm),Progr.,3 AUX,1x0/4-20mA curr./1 x 12 VDC pulse OUT,4x EVT. I/P,24V AC/DC
E5CC-TCQ3D5M-006 | 146700 | 385289 | Temp. controller, PRO,1/16 DIN (48x48mm),Progr.,3 AUX,1x0/4-20mA curr./1 x 12 VDC pulse OUT,2x EVT. I/P,Transf. OUT,24V AC/DC
E5CC-TCX3A5M-000 | 119900 | 385272 | Temp. controller, PRO, 1/16 DIN (48 x 48 mm), Progr., 3 AUX, 1 x 0/4 to 20 mA curr. OUT, 100 to 240 VAC
E5CC-TCX3A5M-004 | 146700 | 385278 | Temp. controller, PRO, 1/16 DIN (48 x 48 mm), Progr., 3 AUX, 1 x 0/4 to 20 mA curr. OUT, 2x EVT. I/P, RS-485, 100 to 240 VAC
E5CC-TCX3A5M-005 | 133300 | 385274 | Temp. controller, PRO,1/16 DIN (48x48mm),Progr.,3 AUX,1x0/4-20mA curr. OUT,4x EVT. I/P,100-240 VAC
E5CC-TCX3A5M-006 | 142000 | 385276 | Temp. controller, PRO, 1/16 DIN (48 x 48 mm), Progr., 3 AUX, 1 x 0/4 to 20 mA curr. OUT, 2x EVT. I/P, Transf. OUT, 100 to 240 VAC
E5CC-TCX3D5M-000 | 119900 | 385273 | Temp. controller, PRO,1/16 DIN (48x48mm),Progr.,3 AUX,1x0/4-20mA curr. OUT,24V AC/DC
E5CC-TCX3D5M-004 | 146700 | 385279 | Temp. controller, PRO, 1/16 DIN (48 x 48 mm), Progr., 3 AUX, 1 x 0/4 to 20 mA curr. OUT, 2x EVT. I/P, RS-485, 24V AC/DC
E5CC-TCX3D5M-005 | 133300 | 385275 | Temp. controller, PRO,1/16 DIN (48x48mm),Progr.,3 AUX,1x0/4-20mA curr. OUT,4x EVT. I/P,24V AC/DC
E5CC-TCX3D5M-006 | 142000 | 385277 | Temp. controller, PRO, 1/16 DIN (48 x 48 mm), Progr., 3 AUX, 1 x 0/4 to 20 mA curr. OUT, 2x EVT. I/P, Transf. OUT, 24V AC/DC
E5CC-TQQ3A5M-000 | 115800 | 385262 | Temp. controller, PRO,1/16 DIN (48x48mm),Progr.,3 AUX,2 x 12 VDC pulse OUT,100-240 VAC
E5CC-TQQ3A5M-001 | 131200 | 385264 | Temp. controller, PRO,1/16 DIN (48x48mm),Progr.,3 AUX,2 x 12 VDC pulse OUT,2x EVT. I/P,Ht. Burnout SSR fail.,100-240 VAC
E5CC-TQQ3A5M-003 | 142000 | 385266 | Temp. controller, PRO,1/16 DIN (48x48mm),Progr.,3 AUX,2 x 12 VDC pulse OUT,SSR fail.det./3-PH.,RS-485,100-240 VAC
E5CC-TQQ3A5M-005 | 128800 | 385268 | Temp. controller, PRO,1/16 DIN (48x48mm),Progr.,3 AUX,2 x 12 VDC pulse OUT,4x EVT. I/P,100-240 VAC
E5CC-TQQ3A5M-006 | 138000 | 385270 | Temp. controller, PRO,1/16 DIN (48x48mm),Progr.,3 AUX,2 x 12 VDC pulse OUT,2x EVT. I/P,Transf. OUT,100-240 VAC
E5CC-TQQ3D5M-000 | 115800 | 385263 | Temp. controller, PRO,1/16 DIN (48x48mm),Progr.,3 AUX,2 x 12 VDC pulse OUT,24V AC/DC
E5CC-TQQ3D5M-001 | 131200 | 385265 | Temp. controller, PRO,1/16 DIN (48x48mm),Progr.,3 AUX,2 x 12 VDC pulse OUT,2x EVT. I/P,Ht. Burnout SSR fail.,24V AC/DC
E5CC-TQQ3D5M-003 | 142000 | 385267 | Temp. controller, PRO,1/16 DIN (48x48mm),Progr.,3 AUX,2 x 12 VDC pulse OUT,SSR fail.det./3-PH.,RS-485,24V AC/DC
E5CC-TQQ3D5M-005 | 128800 | 385269 | Temp. controller, PRO,1/16 DIN (48x48mm),Progr.,3 AUX,2 x 12 VDC pulse OUT,4x EVT. I/P,24V AC/DC
E5CC-TQQ3D5M-006 | 138000 | 385271 | Temp. controller, PRO,1/16 DIN (48x48mm),Progr.,3 AUX,2 x 12 VDC pulse OUT,2x EVT. I/P,Transf. OUT,24V AC/DC
E5CC-TQX3A5M-000 | 111200 | 385252 | Temp. controller, PRO, 1/16 DIN (48 x 48 mm), Progr., 3 AUX, 1 x 12 VDC pulse OUT, 100 to 240 VAC
E5CC-TQX3A5M-001 | 126400 | 385254 | Temp. controller, PRO, 1/16 DIN (48 x 48 mm), Progr., 3 AUX, 1 x 12 VDC pulse OUT, 2x EVT. I/P, Ht. Burnout SSR fail., 100 to 240 VAC
E5CC-TQX3A5M-003 | 138000 | 385256 | Temp. controller, PRO, 1/16 DIN (48 x 48 mm), Progr., 3 AUX, 1 x 12 VDC pulse OUT, SSR fail.det./3-PH., RS-485, 100 to 240 VAC
E5CC-TQX3A5M-005 | 124400 | 385258 | Temp. controller, PRO,1/16 DIN (48x48mm),Progr.,3 AUX,1 x 12 VDC pulse OUT,4x EVT. I/P,100-240 VAC
E5CC-TQX3A5M-006 | 133300 | 385260 | Temp. controller, PRO, 1/16 DIN (48 x 48 mm), Progr., 3 AUX, 1 x 12 VDC pulse OUT, 2x EVT. I/P, Transf. OUT, 100 to 240 VAC
E5CC-TQX3D5M-000 | 111200 | 385253 | Temp. controller, PRO, 1/16 DIN (48 x 48 mm), Progr., 3 AUX, 1 x 12 VDC pulse OUT, 24V AC/DC
E5CC-TQX3D5M-001 | 126400 | 385255 | Temp. controller, PRO, 1/16 DIN (48 x 48 mm), Progr., 3 AUX, 1 x 12 VDC pulse OUT, 2x EVT. I/P, Ht. Burnout SSR fail., 24V AC/DC
E5CC-TQX3D5M-003 | 138000 | 385257 | Temp. controller, PRO, 1/16 DIN (48 x 48 mm), Progr., 3 AUX, 1 x 12 VDC pulse OUT, SSR fail.det./3-PH., RS-485, 24V AC/DC
E5CC-TQX3D5M-005 | 124400 | 385259 | Temp. controller, PRO,1/16 DIN (48x48mm),Progr.,3 AUX,1 x 12 VDC pulse OUT,4x EVT. I/P,24V AC/DC
E5CC-TQX3D5M-006 | 133300 | 385261 | Temp. controller, PRO, 1/16 DIN (48 x 48 mm), Progr., 3 AUX, 1 x 12 VDC pulse OUT, 2x EVT. I/P, Transf. OUT, 24V AC/DC
E5CC-TRX3A5M-000 | 111200 | 385242 | Temp. controller, PRO, 1/16 DIN (48 x 48 mm), Progr., 3 AUX, 1 x Relay OUT, 100 to 240 VAC
E5CC-TRX3A5M-001 | 126400 | 385244 | Temp. controller, PRO,1/16 DIN (48x48mm),Progr.,3 AUX,1 x Relay OUT,2x EVT. I/P,Ht. Burnout SSR fail.,100-240 VAC
E5CC-TRX3A5M-003 | 138000 | 385246 | Temp. controller, PRO, 1/16 DIN (48 x 48 mm), Progr., 3 AUX, 1 x Relay OUT, SSR fail.det./3-PH., RS-485, 100 to 240 VAC
E5CC-TRX3A5M-005 | 124400 | 385248 | Temp. controller, PRO,1/16 DIN (48x48mm),Progr.,3 AUX,1 x Relay OUT,4x EVT. I/P,100-240 VAC
E5CC-TRX3A5M-006 | 133300 | 385250 | Temp. controller, PRO, 1/16 DIN (48 x 48 mm), Progr., 3 AUX, 1 x Relay OUT, 2x EVT. I/P, Transf. OUT, 100 to 240 VAC
E5CC-TRX3D5M-000 | 111200 | 385243 | Temp. controller, PRO, 1/16 DIN (48 x 48 mm), Progr., 3 AUX, 1 x Relay OUT, 24V AC/DC
E5CC-TRX3D5M-001 | 126400 | 385245 | Temp. controller, PRO, 1/16 DIN (48 x 48 mm), Progr., 3 AUX, 1 x Relay OUT, 2x EVT. I/P, Ht. Burnout SSR fail., 24V AC/DC
E5CC-TRX3D5M-003 | 138000 | 385247 | Temp. controller, PRO, 1/16 DIN (48 x 48 mm), Progr., 3 AUX, 1 x Relay OUT, SSR fail.det./3-PH., RS-485, 24V AC/DC
E5CC-TRX3D5M-005 | 124400 | 385249 | Temp. controller, PRO,1/16 DIN (48x48mm),Progr.,3 AUX,1 x Relay OUT,4x EVT. I/P,24V AC/DC
E5CC-TRX3D5M-006 | 133300 | 385251 | Temp. controller, PRO, 1/16 DIN (48 x 48 mm), Progr., 3 AUX, 1 x Relay OUT, 2x EVT. I/P, Transf. OUT, 24V AC/DC
E5CD-CX2A6M-006 | 127300 | 680994 | Temperature controller, PRO, 1/16 DIN (48 x 48 mm), 1x0/4-20 mA curr, 2 AUX,EVT. I/P 2, Transfer output, 100 to 240 VAC
E5CD-CX2ABM-000 | 115700 | 680128 | Temp. controller, PRO, 1/16 DIN (48 x 48 mm), 1x0/4-20mA curr, 2 AUX, 100 to 240 VAC
E5CD-CX2ABM-004 | 151700 | 680125 | Temperature controller, PRO, 1/16 DIN (48 x 48 mm), 1x0/4-20mA curr, 2 AUX, RS-485,EVT. I/P 2, 100 to 240 VAC
E5CD-CX2DBM-000 | 127300 | 680127 | Temp. controller, PRO, 1/16 DIN (48 x 48 mm), 1x0/4-20mA curr, 2 AUX, 24 VAC/DC
E5CD-CX2DBM-004 | 151700 | 680126 | Temperature controller, PRO, 1/16 DIN (48 x 48 mm), 1x0/4-20mA curr, 2 AUX, RS-485,EVT. I/P 2, 24 VAC/DC
E5CD-QX2A6M-000 | 85200 | 676834 | Temp. controller, PRO, 1/16 DIN (48 x 48 mm), 1 x 12 VDC pulse OUT, 2 AUX, 100 to 240 VAC
E5CD-QX2A6M-001 | 108600 | 676835 | Temp. controller, PRO, 1/16 DIN (48 x 48 mm), 1 x 12 VDC pulse OUT, 2 AUX, EVT. I/P 2, Ht. Burnout SSR fail., 100 to 240 VAC
E5CD-QX2A6M-002 | 128100 | 676836 | Temp. controller, PRO, 1/16 DIN (48 x 48 mm), 1 x 12 VDC pulse OUT, 2 AUX,RS-485, Ht. Burnout SSR fail., 100 to 240 VAC
E5CD-QX2ABM-000 | 133700 | 680100 | Temperature controller, PRO, 1/16 DIN (48 x 48 mm), 1 x 12 VDC pulse OUT, 2 AUX, 100 to 240 VAC
E5CD-QX2ABM-001 | 147600 | 680103 | Temperature controller, PRO, 1/16 DIN (48 x 48 mm), 1 x 12 VDC pulse OUT, 2 AUX, EVT. I/P 2, Ht. Burnout SSR fail., 100 to 240 VAC
E5CD-QX2ABM-002 | 167200 | 680110 | Temperature controller, PRO, 1/16 DIN (48 x 48 mm), 1 x 12 VDC pulse OUT, 2 AUX, RS-485, Ht. Burnout SSR fail., 100 to 240 VAC
E5CD-QX2D6M-000 | 85200 | 676837 | Temp. controller, PRO, 1/16 DIN (48 x 48 mm), 1 x 12 VDC pulse OUT, 2 AUX,24 VAC/DC
E5CD-QX2D6M-001 | 108600 | 676838 | Temperature controller, PRO, 1/16 DIN (48 x 48 mm), 1 x 12 VDC pulse OUT, 2 AUX, EVT. I/P 2, Ht. Burnout SSR fail., 24 VAC/DC
E5CD-QX2D6M-002 | 128100 | 676839 | Temp. controller, PRO, 1/16 DIN (48 x 48 mm), 1 x 12 VDC pulse OUT, 2 AUX,RS-485, Ht. Burnout SSR fail., 24 VAC/DC
E5CD-QX2DBM-000 | 118800 | 680099 | Temperature controller, PRO, 1/16 DIN (48 x 48 mm), 1 x 12 VDC pulse OUT, 2 AUX,24 VAC/DC
E5CD-QX2DBM-001 | 147600 | 680104 | Temperature controller, PRO, 1/16 DIN (48 x 48 mm), 1 x 12 VDC pulse OUT, 2 AUX, EVT. I/P 2, Ht. Burnout SSR fail., 24 VAC/DC
E5CD-QX2DBM-002 | 167200 | 680109 | Temperature controller, PRO, 1/16 DIN (48 x 48 mm), 1 x 12 VDC pulse OUT, 2 AUX,RS-485, Ht. Burnout SSR fail., 24 VAC/DC
E5CD-RX2A6M-000 | 85200 | 676828 | Temp. controller, PRO, 1/16 DIN (48 x 48 mm), 1 x Rel. OUT, 2 AUX, 100 to 240 VAC
E5CD-RX2A6M-001 | 108600 | 676829 | Temp. controller, PRO, 1/16 DIN (48 x 48 mm), 1 x Rel. OUT, 2 AUX, EVT. I/P 2, Ht. Burnout SSR fail., 100 to 240 VAC
E5CD-RX2A6M-002 | 128100 | 676830 | Temp. controller, PRO, 1/16 DIN (48 x 48 mm), 1 x Rel. OUT, 2 AUX,RS-485, Ht. Burnout SSR fail., 100 to 240 VAC
E5CD-RX2ABM-000 | 133700 | 680101 | Temperature controller, PRO, 1/16 DIN (48 x 48 mm), 1 x Rel. OUT, 2 AUX, 100 to 240 VAC
E5CD-RX2ABM-001 | 147600 | 680106 | Temp. controller, PRO, 1/16 DIN (48 x 48 mm), 1 x Rel. OUT, 2 AUX, EVT. I/P 2, Ht. Burnout SSR fail., 100 to 240 VAC
E5CD-RX2ABM-002 | 167200 | 680111 | Temp. controller, PRO, 1/16 DIN (48 x 48 mm), 1 x Rel. OUT, 2 AUX,RS-485, Ht. Burnout SSR fail., 100 to 240 VAC
E5CD-RX2D6M-000 | 85200 | 676831 | Temp. controller, PRO, 1/16 DIN (48 x 48 mm), 1 x Rel. OUT, 2 AUX, 24 VAC/DC
E5CD-RX2D6M-001 | 108600 | 676832 | Temp. controller, PRO, 1/16 DIN (48 x 48 mm), 1 x Rel. OUT, 2 AUX, EVT. I/P 2, Ht. Burnout SSR fail., 24 VAC/DC
E5CD-RX2D6M-002 | 128100 | 676833 | Temp. controller, PRO, 1/16 DIN (48 x 48 mm), 1 x Rel. OUT, 2 AUX,RS-485, Ht. Burnout SSR fail., 24 VAC/DC
E5CD-RX2DBM-000 | 133700 | 680102 | Temperature controller, PRO, 1/16 DIN (48 x 48 mm), 1 x Rel. OUT, 2 AUX, 24 VAC/DC
E5CD-RX2DBM-001 | 147600 | 680105 | Temp. controller, PRO, 1/16 DIN (48 x 48 mm), 1 x Rel. OUT, 2 AUX, EVT. I/P 2, Ht. Burnout SSR fail., 24 VAC/DC
E5CD-RX2DBM-002 | 167200 | 680108 | Temp. controller, PRO, 1/16 DIN (48 x 48 mm), 1 x Rel. OUT, 2 AUX,RS-485, Ht. Burnout SSR fail., 24 VAC/DC
E5CN-HC2M-500 100-240 VAC | 195600 | 246794 | Temp. controller, PROplus,1/16 DIN, (48 x 48)mm,1 x Current OUT,2 x Aux OUT,option unit,100-240V AC
E5CN-HC2MD-500 24VAC/DC | 195600 | 246774 | Temp. controller, PROplus,1/16 DIN, (48 x 48)mm,1 x Current OUT,2 x Aux OUT,option unit,24V AC/DC
E5CN-HC2MD-W-500 24VAC/DC | 241700 | 251394 | Advanced Temp. Contr.,1/16 DIN, (48 x 48)mm,1 x Current OUT,2 x Aux OUT,Option Unit,Silver case,24V AC/DC
E5CN-HC2M-W-500 100-240 VAC | 241700 | 251391 | Advanced Temp. Contr.,1/16 DIN, (48 x 48)mm,1 x Current OUT,2 x Aux OUT,Option Unit,Silver case,100-240V AC
E5CN-HQ2M-500 100-240 VAC | 158000 | 246793 | Temp. controller, PROplus,1/16 DIN, (48 x 48)mm,1 x Pulsed voltage OUT,2 x Aux OUT,option unit,100-240V AC
E5CN-HQ2MD-500 24VAC/DC | 158000 | 246773 | Temp. controller, PROplus,1/16 DIN, (48 x 48)mm,1 x Pulsed voltage OUT,2 x Aux OUT,option unit,24V AC/DC
E5CN-HQ2MD-W-500 24VAC/DC | 197400 | 251393 | Advanced Temp. Contr.,1/16 DIN, (48 x 48)mm,1 x Pulsed voltage OUT,2 x Aux OUT,Option Unit,Silver case,24V AC/DC
E5CN-HQ2M-W-500 100-240 VAC | 197400 | 251390 | Advanced Temp. Contr.,1/16 DIN, (48 x 48)mm,1 x Pulsed voltage OUT,2 x Aux OUT,Option Unit,Silver case,100-240V AC
E5CN-HR2M-500 100-240 VAC | 158000 | 246792 | Temp. controller, PROplus,1/16 DIN, (48 x 48)mm,1 x Relay Out,2 x Aux OUT,option unit,100-240V AC
E5CN-HR2MD-500 24VAC/DC | 158000 | 246795 | Temp. controller, PROplus,1/16 DIN, (48 x 48)mm,1 x Relay Out,2 x Aux OUT,option unit,24V AC/DC
E5CN-HR2MD-W-500 24VAC/DC | 197400 | 251392 | Advanced Temp. Contr.,1/16 DIN, (48 x 48)mm,1 x Relay Out,2 x Aux OUT,Option Unit,Silver case,24V AC/DC
E5CN-HR2M-W-500 100-240 VAC | 197400 | 251389 | Advanced Temp. Contr.,1/16 DIN, (48 x 48)mm,1 x Relay Out,2 x Aux OUT,Option Unit,Silver case,100-240V AC
E5CN-HTC2M-500 100-240 VAC | 208900 | 352174 | Temp. controller, PROplus, Ramp/Soak temperature controller, 1/16DIN (48x48mm), universal input (TC, RTD, Linear), linear current output, 100-240 VAC
E5CN-HTC2MD-500 24VAC/DC | 208900 | 352178 | Temp. controller, PROplus, Ramp/Soak temperature controller, 1/16DIN (48x48mm), universal input (TC, RTD, Linear), linear current output, 24 VAC/DV
E5CN-HTQ2M-500 100-240 VAC | 181800 | 352173 | Temp. controller, PROplus, Ramp/Soak temperature controller, 1/16DIN (48x48mm), universal input (TC, RTD, Linear), SSR driver (12 VDC) output, 100-240 VAC
E5CN-HTQ2MD-500 24VAC/DC | 181800 | 352177 | Temp. controller, PROplus, Ramp/Soak temperature controller, 1/16DIN (48x48mm), universal input (TC, RTD, Linear), SSR driver (12 VDC) output, 24 VAC/DC
E5CN-HTR2M-500 100-240 VAC | 181800 | 352172 | Temp. controller, PROplus, Ramp/Soak temperature controller, 1/16DIN (48 x 48 mm), universal input (TC, RTD, Linear), relay output, 100 to 240 VAC
E5CN-HTR2MD-500 24VAC/DC | 181800 | 352176 | Temp. controller, PROplus, Ramp/Soak temperature controller, 1/16DIN (48x48mm), universal input (TC, RTD, Linear), relay output, 24 VAC/DC
E5CN-HTV2M-500 100-240 VAC | 208900 | 352175 | Temp. controller, PROplus, Ramp/Soak temperature controller, 1/16DIN (48x48mm), universal input (TC, RTD, Linear), linear voltage output, 100-240 VAC
E5CN-HTV2MD-500 24VAC/DC | 208900 | 352179 | Temp. controller, PROplus, Ramp/Soak temperature controller, 1/16DIN (48x48mm), universal input (TC, RTD, Linear), linear voltage output, 24 VAC/DC
E5CN-HV2M-500 100-240 VAC | 195600 | 246772 | Temp. controller, PROplus,1/16 DIN, (48 x 48)mm,1 x Linear Voltg. OUT,2 x Aux OUT,option unit,100-240V AC
E5CN-HV2MD-500 24VAC/DC | 195600 | 246775 | Temp. controller, PROplus,1/16 DIN, (48 x 48)mm,1 x Linear Voltg. OUT,2 x Aux OUT,option unit,24V AC/DC
E5CS-RKJDU-W 24VAC/DC | 58650 | 372883 | Temperature controller, 1/16DIN (48 x 48mm), relay output, K-J input, Plug-in,Light-Gray color, 24VAC/DC
E5CS-RKJU-W 100-240 VAC | 58650 | 372882 | Temperature controller, 1/16DIN (48 x 48 mm), relay output, K-J input, Plug-in,Light-Gray color, 100 to 240 VAC
E5CS-RPU-W 100-240 VAC | 58650 | 373051 | Temperature controller, 1/16DIN (48 x 48mm), relay output, Pt100 input, Plug-in, 100-240 VAC
E5CSV-Q1T-500 100-240 VAC | 57850 | 229456 | Temp. controller, LITE, DIN48x48, 12 VDC pulsed output, Thermocouple and RTD(PT100) input, 1 x Alarm OUT, 100-240V AC
E5CSV-Q1TD-500 24VAC/DC | 57700 | 229458 | Temp. controller, LITE, DIN48x48, 12 VDC pulsed output, Thermocouple and RTD(PT100) input, 24VAC/VDC supply, 1 x Alarm OUT, 24 VAC/DC
E5CSV-R1G 100-240 VAC | 72450 | 355704
E5CSV-R1P-W 100-240 VAC | 84950 | 230833 | Temperature controller, 1/16DIN (48 x 48mm), relay output, Pt100 input, Light-Gray color, 100-240 VAC
E5CSV-R1T-500 100-240 VAC | 57700 | 229455 | Temp. controller, LITE, DIN48x48, SPST relay output, Thermocouple and RTD(PT100) input, 100/240 VAC supply, 1 x Alarm OUT, 100-240V AC
E5CSV-R1TD-500 24VAC/DC | 57700 | 229457 | Temp. controller, LITE, DIN48x48, SPST relay output, Thermocouple and RTD(PT100) input, supply, 1 x Alarm OUT, 24VAC/VDC
E5DC-CX0ABM-015 | 95600 | 687796 | Temp. controller, PRO, DIN Rail 22.5 mm, Uni. I/P, 1x0/4-20 mA curr. OUT, No AUX, RS-485, No cov., 100-240 VAC, Push-in plus terminal
E5DC-CX0ASM-015 | 87500 | 377939 | Temp. controller, PRO, DIN Rail 22,5mm, Uni. I/P,1x0/4-20mA curr. OUT,No AUX,RS-485,No cov.,100-240 VAC
E5DC-CX0DBM-015 | 95600 | 687795 | Temp. controller, PRO, DIN Rail 22.5 mm, Uni. I/P, 1x0/4-20 mA curr. OUT, No AUX,RS-485, No cov., 24 VAC/DC, Push-in plus terminal
E5DC-CX0DSM-015 | 87500 | 377940 | Temp. controller, PRO, DIN Rail 22,5mm, Uni. I/P,1x0/4-20mA curr. OUT,No AUX,RS-485,No cov.,24VAC/DC
E5DC-CX2ABM-000 | 81150 | 687798 | Temp. controller, PRO, DIN Rail 22.5mm, Uni. I/P, 1x0/4-20 mA curr. OUT, 2 AUX, No cov.,100-240 VAC, Push-in plus terminal
E5DC-CX2ABM-015 | 100200 | 687794 | Temp. controller, PRO, DIN Rail 22.5mm, Uni. I/P, 1x0/4-20 mA curr. OUT, 2 AUX, RS-485, No cov., 100-240 VAC, Push-in plus terminal
E5DC-CX2ASM-000 | 82200 | 377937 | Temp. controller, PRO, DIN Rail 22,5mm, Uni. I/P,1x0/4-20mA curr. OUT,2 AUX,No cov.,100-240 VAC
E5DC-CX2ASM-015 | 95400 | 377941 | Temp. controller, PRO, DIN Rail 22,5mm, Uni. I/P,1x0/4-20mA curr. OUT,2 AUX,RS-485,No cov.,100-240 VAC
E5DC-CX2ASM-016 | 85950 | 377943 | Temp. controller, PRO, DIN Rail 22,5mm, Uni. I/P,1x0/4-20mA curr. OUT,2 AUX,EVT. I/P 1,No cov.,100-240 VAC
E5DC-CX2DBM-000 | 81150 | 687797 | Temp. controller, PRO, DIN Rail 22.5 mm, Uni. I/P, 1x0/4-20 mA curr. OUT, 2 AUX, No cov., 24 VAC/DC, Push-in plus terminal
E5DC-CX2DBM-015 | 100200 | 687793 | Temp. controller, PRO, DIN Rail 22.5 mm, Uni. I/P, 1x0/4-20 mA curr. OUT, 2 AUX, RS-485, No cov., 24VAC/DC, Push-in plus terminal
E5DC-CX2DSM-000 | 82200 | 377938 | Temp. controller, PRO, DIN Rail 22,5mm, Uni. I/P,1x0/4-20mA curr. OUT,2 AUX,No cov.,24VAC/DC
E5DC-CX2DSM-015 | 95400 | 377942 | Temp. controller, PRO, DIN Rail 22,5mm, Uni. I/P,1x0/4-20mA curr. OUT,2 AUX,RS-485,No cov.,24VAC/DC
E5DC-CX2DSM-016 | 85950 | 377944 | Temp. controller, PRO, DIN Rail 22,5mm, Uni. I/P,1x0/4-20mA curr. OUT,2 AUX,EVT. I/P 1,No cov.,24VAC/DC
E5DC-QX0ABM-015 | 62000 | 687800 | Temp. controller, PRO, DIN Rail 22.5 mm, Uni. I/P, 1 x 12 VDC pulse OUT, No AUX, RS-485, No cov., 100-240 VAC, Push-in plus terminal
E5DC-QX0ASM-015 | 58250 | 377933 | Temp. controller, PRO, DIN Rail 22,5mm, Uni. I/P,1 x 12 VDC pulse OUT,No AUX,RS-485,No cov.,100-240 VAC
E5DC-QX0DBM-015 | 62000 | 687799 | Temp. controller, PRO, DIN Rail 22.5 mm, Uni. I/P, 1 x 12 VDC pulse OUT, No AUX, RS-485, No cov., 24 VAC/DC, Push-in plus terminal
E5DC-QX0DSM-015 | 58250 | 377934 | Temp. controller, PRO, DIN Rail 22,5mm, Uni. I/P,1 x 12 VDC pulse OUT,No AUX,RS-485,No cov.,24VAC/DC
E5DC-QX2ABM-000 | 58000 | 687804 | Temp. controller, PRO, DIN Rail 22.5 mm, Uni. I/P,1 x 12 VDC pulse OUT, 2 AUX, No cov., 100-240 VAC, Push-in plus terminal
E5DC-QX2ABM-002 | 79000 | 687802 | Temp. controller, PRO, DIN Rail 22.5 mm, Uni. I/P, 1 x 12 VDC pulse OUT, 2 AUX, RS-485, Ht. Burnout SSR fail., No cov., 100-240 VAC, Push-in plus terminal
E5DC-QX2ASM-000 | 53450 | 377929 | Temp. controller, PRO, DIN Rail 22,5mm, Uni. I/P,1 x 12 VDC pulse OUT,2 AUX,No cov.,100-240 VAC
E5DC-QX2ASM-002 | 74100 | 377931 | Temp. controller, PRO, DIN Rail 22,5mm, Uni. I/P,1 x 12 VDC pulse OUT,2 AUX,RS-485,Ht. Burnout SSR fail.,No cov.,100-240 VAC
E5DC-QX2ASM-017 | 65100 | 377935 | Temp. controller, PRO, DIN Rail 22,5mm, Uni. I/P,1 x 12 VDC pulse OUT,2 AUX,EVT. I/P 1,Ht. Burnout SSR fail.,No cov.,100-240 VAC
E5DC-QX2DBM-000 | 58000 | 687803 | Temp. controller, PRO, DIN Rail 22.5 mm, Uni. I/P,1 x 12 VDC pulse OUT, 2 AUX, No cov., 24 VAC/DC, Push-in plus terminal
E5DC-QX2DBM-002 | 79000 | 687801 | Temp. controller, PRO, DIN Rail 22.5 mm, Uni. I/P, 1 x 12 VDC pulse OUT, 2 AUX, RS-485, Ht. Burnout SSR fail., No cov., 24 VAC/DC, Push-in plus terminal
E5DC-QX2DSM-000 | 53450 | 377930 | Temp. controller, PRO, DIN Rail 22,5mm, Uni. I/P,1 x 12 VDC pulse OUT,2 AUX,No cov.,24VAC/DC
E5DC-QX2DSM-002 | 74100 | 377932 | Temp. controller, PRO, DIN Rail 22,5mm, Uni. I/P,1 x 12 VDC pulse OUT,2 AUX,RS-485,Ht. Burnout SSR fail.,No cov.,24VAC/DC
E5DC-QX2DSM-017 | 65100 | 377936 | Temp. controller, PRO, DIN Rail 22,5mm, Uni. I/P,1 x 12 VDC pulse OUT,2 AUX,EVT. I/P 1,Ht. Burnout SSR fail.,No cov.,24VAC/DC
E5DC-RX0ABM-015 | 62000 | 687806 | Temp. controller, PRO, DIN Rail 22.5 mm, Uni. I/P, 1 x Rel. OUT, No AUX, RS-485, No cov., 100-240 VAC, Push-in plus terminal
E5DC-RX0ASM-015 | 58250 | 377925 | Temp. controller, PRO, DIN Rail 22,5mm, Uni. I/P,1 x Rel. OUT,No AUX,RS-485,No cov.,100-240 VAC
E5DC-RX0DBM-015 | 62000 | 687805 | Temp. controller, PRO, DIN Rail 22.5 mm, Uni. I/P, 1 x Rel. OUT, No AUX, RS-485, No cov., 24 VAC/DC, Push-in plus terminal
E5DC-RX0DSM-015 | 58250 | 377926 | Temp. controller, PRO, DIN Rail 22,5mm, Uni. I/P,1 x Rel. OUT,No AUX,RS-485,No cov.,24VAC/DC
E5DC-RX2ABM-000 | 58000 | 687810 | Temp. controller, PRO, DIN Rail 22.5 mm, Uni. I/P, 1 x Rel. OUT, 2 AUX, No cov., 100-240 VAC, Push-in plus terminal
E5DC-RX2ABM-002 | 79000 | 687808 | Temp. controller, PRO, DIN Rail 22.5 mm, Uni. I/P, 1 x Rel. OUT, 2 AUX, RS-485, Ht. Burnout SSR fail., No cov., 100-240 VAC, Push-in plus terminal
E5DC-RX2ASM-000 | 53450 | 377921 | Temp. controller, PRO, DIN Rail 22,5mm, Uni. I/P,1 x Rel. OUT,2 AUX,No cov.,100-240 VAC
E5DC-RX2ASM-002 | 74100 | 377923 | Temp. controller, PRO, DIN Rail 22,5mm, Uni. I/P,1 x Rel. OUT,2 AUX,RS-485,Ht. Burnout SSR fail.,No cov.,100-240 VAC
E5DC-RX2ASM-017 | 65100 | 377927 | Temp. controller, PRO, DIN Rail 22,5mm, Uni. I/P,1 x Rel. OUT,2 AUX,EVT. I/P 1,Ht. Burnout SSR fail.,No cov.,100-240 VAC
E5DC-RX2DBM-000 | 58000 | 687809 | Temp. controller, PRO, DIN Rail 22.5 mm, Uni. I/P, 1 x Rel. OUT, 2 AUX, No cov., 24 VAC/DC, Push-in plus terminal
E5DC-RX2DBM-002 | 79000 | 687807 | Temp. controller, PRO, DIN Rail 22.5 mm, Uni. I/P, 1 x Rel. OUT, 2 AUX, RS-485, Ht. Burnout SSR fail., No cov., 24 VAC/DC, Push-in plus terminal
E5DC-RX2DSM-000 | 53450 | 377922 | Temp. controller, PRO, DIN Rail 22,5mm, Uni. I/P,1 x Rel. OUT,2 AUX,No cov.,24VAC/DC
E5DC-RX2DSM-002 | 74100 | 377924 | Temp. controller, PRO, DIN Rail 22,5mm, Uni. I/P,1 x Rel. OUT,2 AUX,RS-485,Ht. Burnout SSR fail.,No cov.,24VAC/DC
E5DC-RX2DSM-017 | 65100 | 377928 | 1 channel, heating / cooling, universal input, 1 relay output, 2 aux outputs, 1 ev.input, HBA, 24Vac / dc.
E5DC-SCT1B | 29010 | 687792 | Socket for E5DC-B with push-in plus terminal
E5DC-SCT1S | 11460 | 414645 | Socket for E5DC
E5EC-CC4A5M-000 | 170600 | 356355 | Temp. controller, PRO, 1/8 DIN (96x48mm),2x0/4-20mA curr. OUT,4 AUX,100-240 VAC
E5EC-CC4A5M-004 | 198400 | 356357 | Temp. controller, PRO, 1/8 DIN (96x48mm),2x0/4-20mA curr. OUT,4 AUX,EVT. I/P 2,RS-485,100-240 VAC
E5EC-CC4A5M-005 | 186000 | 356359 | Temp. controller, PRO, 1/8 DIN (96x48mm),2x0/4-20mA curr. OUT,4 AUX,EVT. I/P 4,100-240 VAC
E5EC-CC4A5M-013 | 240300 | 356361 | Temp. controller, PRO, 1/8 DIN (96x48mm),2x0/4-20mA curr. OUT,4 AUX,EVT. I/P 6,Rem. SP I/PTransf. OUT,100-240 VAC
E5EC-CC4A5M-014 | 252300 | 356363 | Temp. controller, PRO, 1/8 DIN (96x48mm),2x0/4-20mA curr. OUT,4 AUX,EVT. I/P 4,RS-485,Transf. OUT,100-240 VAC
E5EC-CC4D5M-000 | 170600 | 356356 | Temp. controller, PRO, 1/8 DIN (96x48mm),2x0/4-20mA curr. OUT,4 AUX,24VAC/DC
E5EC-CC4D5M-004 | 198400 | 356358 | Temp. controller, PRO, 1/8 DIN (96x48mm),2x0/4-20mA curr. OUT,4 AUX,EVT. I/P 2,RS-485,24VAC/DC
E5EC-CC4D5M-005 | 186000 | 356360 | Temp. controller, PRO, 1/8 DIN (96x48mm),2x0/4-20mA curr. OUT,4 AUX,EVT. I/P 4,24VAC/DC
E5EC-CC4D5M-013 | 240300 | 356362 | Temp. controller, PRO, 1/8 DIN (96x48mm),2x0/4-20mA curr. OUT,4 AUX,EVT. I/P 6,Rem. SP I/PTransf. OUT,24VAC/DC
E5EC-CC4D5M-014 | 252300 | 356364 | Temp. controller, PRO, 1/8 DIN (96x48mm),2x0/4-20mA curr. OUT,4 AUX,EVT. I/P 4,RS-485,Transf. OUT,24VAC/DC
E5EC-CQ4A5M-011 | 165600 | 680587 | Temp. controller, PRO, 1/8 DIN (96x48mm), 1x0/4-20 mA curr. OUT/1 x 12 VDC pulse OUT, 4 AUX, EVT. I/P 6, SSR fail.det./1-PH, Transf. OUT, 100...240 VAC
E5EC-CQ4D5M-011 | 165600 | 680588 | Temp. controller, PRO, 1/8 DIN (96x48 mm), 1x0/4-20 mA curr. OUT/1 x 12 VDC pulse OUT, 4 AUX, EVT. I/P 6, SSR fail.det./1-PH, Transf. OUT, 24 VAC/DC
E5EC-CX4A5M-000 | 146100 | 356345 | Temp. controller, PRO, 1/8 DIN (96x48mm),1x0/4-20mA curr. OUT,4 AUX,100-240 VAC
E5EC-CX4A5M-004 | 173700 | 356347 | Temp. controller, PRO, 1/8 DIN (96x48mm),1x0/4-20mA curr. OUT,4 AUX,EVT. I/P 2,RS-485,100-240 VAC
E5EC-CX4A5M-005 | 161600 | 356349 | Temp. controller, PRO, 1/8 DIN (96x48mm),1x0/4-20mA curr. OUT,4 AUX,EVT. I/P 4,100-240 VAC
E5EC-CX4A5M-013 | 216000 | 356351 | Temp. controller, PRO, 1/8 DIN (96x48mm),1x0/4-20mA curr. OUT,4 AUX,EVT. I/P 6,Rem. SP I/PTransf. OUT,100-240 VAC
E5EC-CX4A5M-014 | 228200 | 356353 | Temp. controller, PRO, 1/8 DIN (96x48mm),1x0/4-20mA curr. OUT,4 AUX,EVT. I/P 4,RS-485,Transf. OUT,100-240 VAC
E5EC-CX4ABM-000 | 185500 | 679860 | Temp. controller, PRO, 1/8 DIN (96x48 mm), 1x0/4-20 mA curr. OUT, 4 AUX, 100-240 VAC
E5EC-CX4ABM-004 | 146100 | 679857 | Temp. controller, PRO, 1/8 DIN (96x48 mm), 1x0/4-20 mA curr. OUT, 4 AUX,EVT. I/P 2,RS-485,100-240 VAC
E5EC-CX4ABM-014 | 208500 | 679858 | Temp. controller, PRO, 1/8 DIN (96x48 mm), 1x0/4-20 mA curr. OUT, 4 AUX,EVT. I/P 4,RS-485, Transf. OUT, 100-240 VAC
E5EC-CX4D5M-000 | 146100 | 356346 | Temp. controller, PRO, 1/8 DIN (96x48mm),1x0/4-20mA curr. OUT,4 AUX,24VAC/DC
E5EC-CX4D5M-004 | 173700 | 356348 | Temp. controller, PRO, 1/8 DIN (96x48mm),1x0/4-20mA curr. OUT,4 AUX,EVT. I/P 2,RS-485,24VAC/DC
E5EC-CX4D5M-005 | 161600 | 356350 | Temperature controller, PRO, 1/8 DIN (96 x 48 mm), 1x0/4-20mA curr. OUT,4 AUX,EVT. I/P 4,24 VAC/DC
E5EC-CX4D5M-013 | 216000 | 356352 | Temp. controller, PRO, 1/8 DIN (96x48mm),1x0/4-20mA curr. OUT,4 AUX,EVT. I/P 6,Rem. SP I/PTransf. OUT,24VAC/DC
E5EC-CX4D5M-014 | 228200 | 356354 | Temp. controller, PRO, 1/8 DIN (96x48mm),1x0/4-20mA curr. OUT,4 AUX,EVT. I/P 4,RS-485,Transf. OUT,24VAC/DC
E5EC-CX4DBM-000 | 185500 | 679856 | Temp. controller, PRO, 1/8 DIN (96x48 mm), 1x0/4-20 mA curr. OUT, 4 AUX, 24 VAC/DC
E5EC-CX4DBM-004 | 226600 | 679854 | Temp. controller, PRO, 1/8 DIN (96x48 mm), 1x0/4-20 mA curr. OUT, 4 AUX,EVT. I/P 2,RS-485, 24 VAC/DC
E5EC-CX4DBM-014 | 208500 | 679855 | Temp. controller, PRO, 1/8 DIN (96x48 mm), 1x0/4-20 mA curr. OUT, 4 AUX,EVT. I/P 4, RS-485,Transf. OUT, 24 VAC/DC
E5EC-PR4A5M-000 | 166900 | 374773 | Temp. controller, PRO, 1/8 DIN (96x48mm),1 x Valve OUT + Pot.,4 AUX,100-240 VAC
E5EC-PR4A5M-004 | 193800 | 374774 | Temp. controller, PRO, 1/8 DIN (96x48mm),1 x Valve OUT + Pot.,4 AUX,EVT. I/P 2,RS-485,100-240 VAC
E5EC-PR4A5M-014 | 247700 | 374775 | Temp. controller, PRO, 1/8 DIN (96x48mm),1 x Valve OUT + Pot.,4 AUX,EVT. I/P 4,RS-485,Transf. OUT,100-240 VAC
E5EC-PR4D5M-000 | 166900 | 374776 | Temp. controller, PRO, 1/8 DIN (96x48mm),1 x Valve OUT + Pot.,4 AUX,24VAC/DC
E5EC-PR4D5M-004 | 193800 | 374777 | Temp. controller, PRO, 1/8 DIN (96x48mm),1 x Valve OUT + Pot.,4 AUX,EVT. I/P 2,RS-485,24VAC/DC
E5EC-PR4D5M-014 | 247700 | 374778 | Temp. controller, PRO, 1/8 DIN (96x48mm),1 x Valve OUT + Pot.,4 AUX,EVT. I/P 4,RS-485,Transf. OUT,24VAC/DC
E5EC-QQ4A5M-000 | 113500 | 356329 | Temp. controller, PRO, 1/8 DIN (96x48mm),2 x 12 VDC pulse OUT,4 AUX,100-240 VAC
E5EC-QQ4A5M-009 | 162600 | 356331 | Temp. controller, PRO, 1/8 DIN (96x48mm),2 x 12 VDC pulse OUT,4 AUX,EVT. I/P 2;RS-485,SSR fail.det./3-PH.,100-240 VAC
E5EC-QQ4A5M-010 | 139800 | 356333 | Temp. controller, PRO, 1/8 DIN (96x48mm),2 x 12 VDC pulse OUT,4 AUX,EVT. I/P 4,Ht. Burnout SSR fail.,100-240 VAC
E5EC-QQ4A5M-011 | 193900 | 356335 | Temp. controller, PRO, 1/8 DIN (96x48mm),2 x 12 VDC pulse OUT,4 AUX,EVT. I/P 6,Rem. SP I/P,Ht. Burnout SSR fail.,Transf. OUT,100-240 VAC
E5EC-QQ4D5M-000 | 113500 | 356330 | Temp. controller, PRO, 1/8 DIN (96x48mm),2 x 12 VDC pulse OUT,4 AUX,24VAC/DC
E5EC-QQ4D5M-009 | 162600 | 356332 | Temp. controller, PRO, 1/8 DIN (96x48mm),2 x 12 VDC pulse OUT,4 AUX,EVT. I/P 2;RS-485,SSR fail.det./3-PH.,24VAC/DC
E5EC-QQ4D5M-010 | 139800 | 356334 | Temp. controller, PRO, 1/8 DIN (96x48mm),2 x 12 VDC pulse OUT,4 AUX,EVT. I/P 4,Ht. Burnout SSR fail.,24VAC/DC
E5EC-QQ4D5M-011 | 193900 | 356336 | Temp. controller, PRO, 1/8 DIN (96x48mm),2 x 12 VDC pulse OUT,4 AUX,EVT. I/P 6,Rem. SP I/P,Ht. Burnout SSR fail.,Transf. OUT,24VAC/DC
E5EC-QR4A5M-000 | 113500 | 356337 | Temperature controller, PRO, 1/8 DIN (96 x 48 mm), 1 x 12 VDC pulse/1 x Rel. OUT,4 AUX,100 to 240 VAC
E5EC-QR4A5M-009 | 162600 | 356339 | Temp. controller, PRO, 1/8 DIN (96x48mm),1 x 12 VDC pulse/1 x Rel. OUT,4 AUX,EVT. I/P 2;RS-485,SSR fail.det./3-PH.,100-240 VAC
E5EC-QR4A5M-010 | 139800 | 356341 | Temp. controller, PRO, 1/8 DIN (96x48mm),1 x 12 VDC pulse/1 x Rel. OUT,4 AUX,EVT. I/P 4,Ht. Burnout SSR fail.,100-240 VAC
E5EC-QR4A5M-011 | 193900 | 356343 | Temp. controller, PRO, 1/8 DIN (96x48mm),1 x 12 VDC pulse/1 x Rel. OUT,4 AUX,EVT. I/P 6,Rem. SP I/P,Ht. Burnout SSR fail.,Transf. OUT,100-240 VAC
E5EC-QR4D5M-000 | 113500 | 356338 | Temp. controller, PRO, 1/8 DIN (96x48mm),1 x 12 VDC pulse/1 x Rel. OUT,4 AUX,24VAC/DC
E5EC-QR4D5M-009 | 162600 | 356340 | Temp. controller, PRO, 1/8 DIN (96x48mm),1 x 12 VDC pulse/1 x Rel. OUT,4 AUX,EVT. I/P 2;RS-485,SSR fail.det./3-PH.,24VAC/DC
E5EC-QR4D5M-010 | 139800 | 356342 | Temp. controller, PRO, 1/8 DIN (96x48mm),1 x 12 VDC pulse/1 x Rel. OUT,4 AUX,EVT. I/P 4,Ht. Burnout SSR fail.,24VAC/DC
E5EC-QR4D5M-011 | 193900 | 356344 | Temp. controller, PRO, 1/8 DIN (96x48mm),1 x 12 VDC pulse/1 x Rel. OUT,4 AUX,EVT. I/P 6,Rem. SP I/P,Ht. Burnout SSR fail.,Transf. OUT,24VAC/DC
E5EC-QX2ABM-000 | 105000 | 669547 | Temperature controller, 1/8DIN (48 x 96mm), 12 VDC pulse output, 2 x auxiliary relay outputs, universal input type, 100-240 VAC
E5EC-QX2ABM-008 | 153100 | 669554 | Temperature controller, 1/8DIN (48 x 96mm), 12 VDC pulse output, 2 x auxiliary relay outputs, universal input type, 1 x Heater burnout detection, 2 x Event input, RS485 communications, 100-240 VAC
E5EC-QX2ABM-010 | 131100 | 669576 | Temperature controller, 1/8DIN (48 x 96mm), 12 VDC pulse output, 2 x auxiliary relay outputs, universal input type, 1 x Heater burnout detection, 4 x Event input, 100-240 VAC
E5EC-QX2ABM-011 | 184700 | 669549 | Temperature controller, 1/8DIN (48 x 96mm), 12 VDC pulse output, 2 x auxiliary relay outputs, universal input type, 1 x Heater burnout detection, 6 x Event input, Transfer output, Remote SP input, 100-240 VAC
E5EC-QX2DBM-000 | 105000 | 669569 | Temperature controller, 1/8DIN (48 x 96mm), 12 VDC pulse output, 2 x auxiliary relay outputs, universal input type, 24 V AC/DC
E5EC-QX2DBM-008 | 153100 | 669545 | Temperature controller, 1/8DIN (48 x 96mm), 12 VDC pulse output, 2 x auxiliary relay outputs, universal input type, 1 x Heater burnout detection, 2 x Event input, RS485 communications, 24 V AC/DC
E5EC-QX2DBM-010 | 131100 | 669579 | Temperature controller, 1/8DIN (48 x 96mm), 12 VDC pulse output, 2 x auxiliary relay outputs, universal input type, 1 x Heater burnout detection, 4 x Event input, 24 V AC/DC
E5EC-QX2DBM-011 | 184700 | 669585 | Temperature controller, 1/8DIN (48 x 96mm), 12 VDC pulse output, 2 x auxiliary relay outputs, universal input type, 1 x Heater burnout detection, 6 x Event input, Transfer output, Remote SP input, 24 V AC/DC
E5EC-QX4A5M-000 | 103900 | 356313 | Temp. controller, PRO, 1/8 DIN (96x48mm),1 x 12 VDC pulse OUT,4 AUX,100-240 VAC
E5EC-QX4A5M-009 | 153000 | 356315 | Temp. controller, PRO, 1/8 DIN (96x48mm),1 x 12 VDC pulse OUT,4 AUX,EVT. I/P 2;RS-485,SSR fail.det./3-PH.,100-240 VAC
E5EC-QX4A5M-010 | 130100 | 356317 | Temp. controller, PRO, 1/8 DIN (96x48mm),1 x 12 VDC pulse OUT,4 AUX,EVT. I/P 4,Ht. Burnout SSR fail.,100-240 VAC
E5EC-QX4A5M-011 | 184400 | 356319 | Temp. controller, PRO, 1/8 DIN (96x48mm),1 x 12 VDC pulse OUT,4 AUX,EVT. I/P 6,Rem. SP I/P,Ht. Burnout SSR fail.,Transf. OUT,100-240 VAC
E5EC-QX4ABM-000 | 106400 | 669557 | Temperature controller, 1/8DIN (48 x 96mm), 12 VDC pulse output, 4 x auxiliary relay outputs, universal input type, 100-240 VAC
E5EC-QX4ABM-008 | 155300 | 669582 | Temperature controller, 1/8DIN (48 x 96mm), 12 VDC pulse output, 4 x auxiliary relay outputs, universal input type, 1 x Heater burnout detection, 2 x Event input, RS485 communications, 100-240 VAC
E5EC-QX4ABM-010 | 132700 | 669544 | Temperature controller, 1/8DIN (48 x 96mm), 12 VDC pulse output, 4 x auxiliary relay outputs, universal input type, 1 x Heater burnout detection, 4 x Event input, 100-240 VAC
E5EC-QX4ABM-011 | 187000 | 669553 | Temperature controller, 1/8DIN (48 x 96mm), 12 VDC pulse output, 4 x auxiliary relay outputs, universal input type, 1 x Heater burnout detection, 6 x Event input, Transfer output, Remote SP input, 100-240 VAC
E5EC-QX4D5M-000 | 103900 | 356314 | Temp. controller, PRO, 1/8 DIN (96x48mm),1 x 12 VDC pulse OUT,4 AUX,24VAC/DC
E5EC-QX4D5M-009 | 153000 | 356316 | Temp. controller, PRO, 1/8 DIN (96x48mm),1 x 12 VDC pulse OUT,4 AUX,EVT. I/P 2;RS-485,SSR fail.det./3-PH.,24VAC/DC
E5EC-QX4D5M-010 | 130100 | 356318 | Temp. controller, PRO, 1/8 DIN (96x48mm),1 x 12 VDC pulse OUT,4 AUX,EVT. I/P 4,Ht. Burnout SSR fail.,24VAC/DC
E5EC-QX4D5M-011 | 184400 | 356320 | Temp. controller, PRO, 1/8 DIN (96x48mm),1 x 12 VDC pulse OUT,4 AUX,EVT. I/P 6,Rem. SP I/P,Ht. Burnout SSR fail.,Transf. OUT,24VAC/DC
E5EC-QX4DBM-000 | 106400 | 669563 | Temperature controller, 1/8DIN (48 x 96mm), 12 VDC pulse output, 4 x auxiliary relay outputs, universal input type, 24 V AC/DC
E5EC-QX4DBM-008 | 155300 | 669574 | Temperature controller, 1/8DIN (48 x 96mm), 12 VDC pulse output, 4 x auxiliary relay outputs, universal input type, 1 x Heater burnout detection, 2 x Event input, RS485 communications, 24 V AC/DC
E5EC-QX4DBM-010 | 132700 | 669580 | Temperature controller, 1/8DIN (48 x 96mm), 12 VDC pulse output, 4 x auxiliary relay outputs, universal input type, 1 x Heater burnout detection, 4 x Event input, 24 V AC/DC
E5EC-QX4DBM-011 | 187000 | 669568 | Temperature controller, 1/8DIN (48 x 96mm), 12 VDC pulse output, 4 x auxiliary relay outputs, universal input type, 1 x Heater burnout detection, 6 x Event input, Transfer output, Remote SP input, 24 V AC/DC
E5EC-RR4A5M-000 | 113500 | 356321 | Temp. controller, PRO, 1/8 DIN (96x48mm),2 x Rel. OUT,4 AUX,100-240 VAC
E5EC-RR4A5M-009 | 162600 | 356323 | Temp. controller, PRO, 1/8 DIN (96x48mm),2 x Rel. OUT,4 AUX,EVT. I/P 2;RS-485,SSR fail.det./3-PH.,100-240 VAC
E5EC-RR4A5M-010 | 139800 | 356325 | Temp. controller, PRO, 1/8 DIN (96x48mm),2 x Rel. OUT,4 AUX,EVT. I/P 4,Ht. Burnout SSR fail.,100-240 VAC
E5EC-RR4A5M-011 | 193900 | 356327 | Temp. controller, PRO, 1/8 DIN (96x48mm),2 x Rel. OUT,4 AUX,EVT. I/P 6,Rem. SP I/P,Ht. Burnout SSR fail.,Transf. OUT,100-240 VAC
E5EC-RR4D5M-000 | 113500 | 356322 | Temp. controller, PRO, 1/8 DIN (96x48mm),2 x Rel. OUT,4 AUX,24VAC/DC
E5EC-RR4D5M-009 | 162600 | 356324 | Temp. controller, PRO, 1/8 DIN (96x48mm),2 x Rel. OUT,4 AUX,EVT. I/P 2;RS-485,SSR fail.det./3-PH.,24VAC/DC
E5EC-RR4D5M-010 | 139800 | 356326 | Temp. controller, PRO, 1/8 DIN (96x48mm),2 x Rel. OUT,4 AUX,EVT. I/P 4,Ht. Burnout SSR fail.,24VAC/DC
E5EC-RR4D5M-011 | 193900 | 356328 | Temp. controller, PRO, 1/8 DIN (96x48mm),2 x Rel. OUT,4 AUX,EVT. I/P 6,Rem. SP I/P,Ht. Burnout SSR fail.,Transf. OUT,24VAC/DC
E5EC-RX2ABM-000 | 105000 | 669537 | Temperature controller, 1/8DIN (48 x 96mm), 1 x relay output, 2 x auxiliary relay outputs, universal input type, 100-240 VAC
E5EC-RX2ABM-008 | 153100 | 669571 | Temperature controller, 1/8DIN (48 x 96mm), 1 x relay output, 2 x auxiliary relay outputs, universal input type, 1 x Heater burnout detection, 2 x Event input, RS485 communications, 100-240 VAC
E5EC-RX2ABM-010 | 131100 | 669558 | Temperature controller, 1/8DIN (48 x 96mm), 1 x relay output, 2 x auxiliary relay outputs, universal input type, 1 x Heater burnout detection, 4 x Event input, 100-240 VAC
E5EC-RX2ABM-011 | 184000 | 669583 | Temperature controller, 1/8DIN (48 x 96mm), 1 x relay output, 2 x auxiliary relay outputs, universal input type, 1 x Heater burnout detection, 6 x Event input, Transfer output, Remote SP input, 100-240 VAC
E5EC-RX2DBM-000 | 105000 | 669567 | Temperature controller, 1/8DIN (48 x 96mm), 1 x relay output, 2 x auxiliary relay outputs, universal input type, 24 V AC/DC
E5EC-RX2DBM-008 | 153100 | 669572 | Temperature controller, 1/8DIN (48 x 96mm), 1 x relay output, 2 x auxiliary relay outputs, universal input type, 1 x Heater burnout detection, 2 x Event input, RS485 communications, 24 V AC/DC
E5EC-RX2DBM-010 | 131100 | 669570 | Temperature controller, 1/8DIN (48 x 96mm), 1 x relay output, 2 x auxiliary relay outputs, universal input type, 1 x Heater burnout detection, 4 x Event input, 24 V AC/DC
E5EC-RX2DBM-011 | 184000 | 669551 | Temperature controller, 1/8DIN (48 x 96mm), 1 x relay output, 2 x auxiliary relay outputs, universal input type, 1 x Heater burnout detection, 6 x Event input, Transfer output, Remote SP input, 24 V AC/DC
E5EC-RX4A5M-000 | 103900 | 356305 | Temp. controller, PRO, 1/8 DIN (96x48mm),1 x Rel. OUT,4 AUX,100-240 VAC
E5EC-RX4A5M-009 | 153000 | 356307 | Temp. controller, PRO, 1/8 DIN (96x48mm),1 x Rel. OUT,4 AUX,EVT. I/P 2;RS-485,SSR fail.det./3-PH.,100-240 VAC
E5EC-RX4A5M-010 | 130100 | 356309 | Temp. controller, PRO, 1/8 DIN (96x48mm),1 x Rel. OUT,4 AUX,EVT. I/P 4,Ht. Burnout SSR fail.,100-240 VAC
E5EC-RX4A5M-011 | 184400 | 356311 | Temp. controller, PRO, 1/8 DIN (96x48mm),1 x Rel. OUT,4 AUX,EVT. I/P 6,Rem. SP I/P,Ht. Burnout SSR fail.,Transf. OUT,100-240 VAC
E5EC-RX4ABM-000 | 106400 | 669584 | Temperature controller, 1/8DIN (48 x 96mm), 1 x relay output, 4 x auxiliary relay outputs, universal input type, 100-240 VAC
E5EC-RX4ABM-008 | 155300 | 669560 | Temperature controller, 1/8DIN (48 x 96mm), 1 x relay output, 4 x auxiliary relay outputs, universal input type, 1 x Heater burnout detection, 2 x Event input, RS485 communications, 100-240 VAC
E5EC-RX4ABM-010 | 132700 | 669538 | Temperature controller, 1/8DIN (48 x 96mm), 1 x relay output, 4 x auxiliary relay outputs, universal input type, 1 x Heater burnout detection, 4 x Event input, 100-240 VAC
E5EC-RX4ABM-011 | 187000 | 669548 | Temperature controller, 1/8DIN (48 x 96mm), 1 x relay output, 4 x auxiliary relay outputs, universal input type, 1 x Heater burnout detection, 6 x Event input, Transfer output, Remote SP input, 100-240 VAC
E5EC-RX4D5M-000 | 103900 | 356306 | Temp. controller, PRO, 1/8 DIN (96x48mm),1 x Rel. OUT,4 AUX,24VAC/DC
E5EC-RX4D5M-009 | 153000 | 356308 | Temp. controller, PRO, 1/8 DIN (96x48mm),1 x Rel. OUT,4 AUX,EVT. I/P 2;RS-485,SSR fail.det./3-PH.,24VAC/DC
E5EC-RX4D5M-010 | 130100 | 356310 | Temp. controller, PRO, 1/8 DIN (96x48mm),1 x Rel. OUT,4 AUX,EVT. I/P 4,Ht. Burnout SSR fail.,24VAC/DC
E5EC-RX4D5M-011 | 184400 | 356312 | Temp. controller, PRO, 1/8 DIN (96x48mm),1 x Rel. OUT,4 AUX,EVT. I/P 6,Rem. SP I/P,Ht. Burnout SSR fail.,Transf. OUT,24VAC/DC
E5EC-RX4DBM-000 | 106400 | 669536 | Temperature controller, 1/8DIN (48 x 96mm), 1 x relay output, 4 x auxiliary relay outputs, universal input type, 24 V AC/DC
E5EC-RX4DBM-008 | 155300 | 669573 | Temperature controller, 1/8DIN (48 x 96mm), 1 x relay output, 4 x auxiliary relay outputs, universal input type, 1 x Heater burnout detection, 2 x Event input, RS485 communications, 24 V AC/DC
E5EC-RX4DBM-010 | 132700 | 669561 | Temperature controller, 1/8DIN (48 x 96mm), 1 x relay output, 4 x auxiliary relay outputs, universal input type, 1 x Heater burnout detection, 4 x Event input, 24 V AC/DC
E5EC-RX4DBM-011 | 187000 | 669541 | Temperature controller, 1/8DIN (48 x 96mm), 1 x relay output, 4 x auxiliary relay outputs, universal input type, 1 x Heater burnout detection, 6 x Event input, Transfer output, Remote SP input, 24 V AC/DC
E5EC-TCC4A5M-000 | 155400 | 385338 | Temp. controller, PRO, 1/8 DIN (96x48mm),Progr.,4 AUX,2x0/4-20mA curr. OUT,100-240 VAC
E5EC-TCC4A5M-004 | 182300 | 385340 | Temp. controller, PRO, 1/8 DIN (96x48mm),Progr.,4 AUX,2x0/4-20mA curr. OUT,2x EVT. I/P,RS-485,100-240 VAC
E5EC-TCC4A5M-005 | 168700 | 385176 | Temp. controller, PRO, 1/8 DIN (96x48mm),Progr.,4 AUX,2x0/4-20mA curr. OUT,4x EVT. I/P,100-240 VAC
E5EC-TCC4A5M-021 | 186300 | 385342 | Temp. controller, PRO, 1/8 DIN (96x48mm),Progr.,4 AUX,2x0/4-20mA curr. OUT,6x EVT. I/P,Transf. OUT,100-240 VAC
E5EC-TCC4A5M-022 | 199800 | 385344 | Temp. controller, PRO, 1/8 DIN (96x48mm),Progr.,4 AUX,2x0/4-20mA curr. OUT,4x EVT. I/P,Transf. OUT,RS-485,100-240 VAC
E5EC-TCC4D5M-000 | 155400 | 385339 | Temp. controller, PRO, 1/8 DIN (96x48mm),Progr.,4 AUX,2x0/4-20mA curr. OUT,24V AC/DC
E5EC-TCC4D5M-004 | 182300 | 385341 | Temp. controller, PRO, 1/8 DIN (96x48mm),Progr.,4 AUX,2x0/4-20mA curr. OUT,2x EVT. I/P,RS-485,24V AC/DC
E5EC-TCC4D5M-005 | 168700 | 385177 | Temp. controller, PRO, 1/8 DIN (96x48mm),Progr.,4 AUX,2x0/4-20mA curr. OUT,4x EVT. I/P,24V AC/DC
E5EC-TCC4D5M-021 | 186300 | 385343 | Temp. controller, PRO, 1/8 DIN (96x48mm),Progr.,4 AUX,2x0/4-20mA curr. OUT,6x EVT. I/P,Transf. OUT,24V AC/DC
E5EC-TCC4D5M-022 | 199800 | 385345 | Temp. controller, PRO, 1/8 DIN (96x48mm),Progr.,4 AUX,2x0/4-20mA curr. OUT,4x EVT. I/P,Transf. OUT,RS-485,24V AC/DC
E5EC-TCQ4A5M-000 | 146700 | 385346 | Temp. controller, PRO, 1/8 DIN (96x48mm),Progr.,4 AUX,1x0/4-20mA curr./1 x 12 VDC pulse OUT,100-240 VAC
E5EC-TCQ4A5M-008 | 179600 | 385348 | Temp. controller, PRO, 1/8 DIN (96x48mm),Progr.,4 AUX,1x0/4-20mA curr./1 x 12 VDC pulse OUT,2x EVT. I/P,Ht. Burnout SSR fail.,RS-485,100-240 VAC
E5EC-TCQ4A5M-010 | 166900 | 385350 | Temp. controller, PRO, 1/8 DIN (96x48mm),Progr.,4 AUX,1x0/4-20mA curr./1 x 12 VDC pulse OUT,4x EVT. I/P,Ht. Burnout SSR fail.,100-240 VAC
E5EC-TCQ4A5M-019 | 184200 | 385352 | Temp. controller, PRO, 1/8 DIN (96x48mm),Progr.,4 AUX,1x0/4-20mA curr./1 x 12 VDC pulse OUT,6x EVT. I/P,Transf. OUT,Ht. Burnout SSR fail.,100-240 VAC
E5EC-TCQ4D5M-000 | 146700 | 385347 | Temp. controller, PRO, 1/8 DIN (96x48mm),Progr.,4 AUX,1x0/4-20mA curr./1 x 12 VDC pulse OUT,24V AC/DC
E5EC-TCQ4D5M-008 | 179600 | 385349 | Temp. controller, PRO, 1/8 DIN (96x48mm),Progr.,4 AUX,1x0/4-20mA curr./1 x 12 VDC pulse OUT,2x EVT. I/P,Ht. Burnout SSR fail.,RS-485,24V AC/DC
E5EC-TCQ4D5M-010 | 166900 | 385351 | Temp. controller, PRO, 1/8 DIN (96x48mm),Progr.,4 AUX,1x0/4-20mA curr./1 x 12 VDC pulse OUT,4x EVT. I/P,Ht. Burnout SSR fail.,24V AC/DC
E5EC-TCQ4D5M-019 | 184200 | 385353 | Temp. controller, PRO, 1/8 DIN (96x48mm),Progr.,4 AUX,1x0/4-20mA curr./1 x 12 VDC pulse OUT,6x EVT. I/P,Transf. OUT,Ht. Burnout SSR fail.,24V AC/DC
E5EC-TCX4A5M-000 | 142000 | 385330 | Temp. controller, PRO, 1/8 DIN (96 x 48 mm), Progr., 4 AUX, 1 x 0/4 to 20 mA curr. OUT, 100 to 240 VAC
E5EC-TCX4A5M-004 | 168700 | 385332 | Temp. controller, PRO, 1/8 DIN (96x48mm),Progr.,4 AUX,1x0/4-20mA curr. OUT,2x EVT. I/P,RS-485,100-240 VAC
E5EC-TCX4A5M-005 | 155400 | 385174 | Temp. controller, PRO, 1/8 DIN (96x48mm),Progr.,4 AUX,1x0/4-20mA curr. OUT,4x EVT. I/P,100-240 VAC
E5EC-TCX4A5M-021 | 173300 | 385334 | Temp. controller, PRO, 1/8 DIN (96x48mm),Progr.,4 AUX,1x0/4-20mA curr. OUT,6x EVT. I/P,Transf. OUT,100-240 VAC
E5EC-TCX4A5M-022 | 186300 | 385336 | Temp. controller, PRO, 1/8 DIN (96x48mm),Progr.,4 AUX,1x0/4-20mA curr. OUT,4x EVT. I/P,Transf. OUT,RS-485,100-240 VAC
E5EC-TCX4D5M-000 | 142000 | 385331 | Temp. controller, PRO, 1/8 DIN (96 x 48 mm), Progr., 4 AUX, 1 x 0/4 to 20 mA curr. OUT, 24V AC/DC
E5EC-TCX4D5M-004 | 168700 | 385333 | Temp. controller, PRO, 1/8 DIN (96x48mm),Progr.,4 AUX,1x0/4-20mA curr. OUT,2x EVT. I/P,RS-485,24V AC/DC
E5EC-TCX4D5M-005 | 155400 | 385175 | Temp. controller, PRO, 1/8 DIN (96x48mm),Progr.,4 AUX,1x0/4-20mA curr. OUT,4x EVT. I/P,24V AC/DC
E5EC-TCX4D5M-021 | 173300 | 385335 | Temp. controller, PRO, 1/8 DIN (96x48mm),Progr.,4 AUX,1x0/4-20mA curr. OUT,6x EVT. I/P,Transf. OUT,24V AC/DC
E5EC-TCX4D5M-022 | 186300 | 385337 | Temp. controller, PRO, 1/8 DIN (96x48mm),Progr.,4 AUX,1x0/4-20mA curr. OUT,4x EVT. I/P,Transf. OUT,RS-485,24V AC/DC
E5EC-TPR4A5M-000 | 144100 | 673739 | Temp. controller, PRO, 1/8 DIN (96 x 48 mm), Progr., 1 x Valve OUT + Pot, 4 AUX, 100 to 240 VAC
E5EC-TPR4A5M-004 | 146700 | 687717 | Temp. controller, PRO, 1/8 DIN (96 x 48 mm), Progr., 1 x Valve OUT + Pot, 4 AUX, 2x EVT. I/P, RS-485, 100 to 240 VAC
E5EC-TPR4A5M-022 | 178200 | 687716 | Temp. controller, PRO, 1/8 DIN (96 x 48 mm), Progr., 1 x Valve OUT + PoT, 4 AUX, 4x EVT. I/P, Transf. OUT, RS485 communications, 100 to 240 VAC
E5EC-TPR4D5M-000 | 143200 | 687715 | Temp. controller, PRO, 1/8 DIN (96 x 48 mm), Progr., 1 x Valve OUT + Pot, 4 AUX, 24V AC/DC
E5EC-TPR4D5M-004 | 153200 | 687718 | Temp. controller, PRO, 1/8 DIN (96 x 48 mm), Progr., 1 x Valve OUT + Pot, 4 AUX, 2x EVT. I/P, RS-485, 24V AC/DC
E5EC-TPR4D5M-022 | 194900 | 676921 | Temp. controller, PRO, 1/8 DIN (96 x 48 mm), Progr., 1 x Valve OUT + PoT, 4 AUX, 4x EVT. I/P, Transf. OUT,RS485 communications, 24 VAC/DC
E5EC-TQQ4A5M-000 | 138000 | 385314 | Temp. controller, PRO, 1/8 DIN (96x48mm),Progr.,4 AUX,2 x 12 VDC pulse OUT,100-240 VAC
E5EC-TQQ4A5M-008 | 171100 | 385316 | Temp. controller, PRO, 1/8 DIN (96x48mm),Progr.,4 AUX,2 x 12 VDC pulse OUT,2x EVT. I/P,Ht. Burnout SSR fail.,RS-485,100-240 VAC
E5EC-TQQ4A5M-010 | 157400 | 385318 | Temp. controller, PRO, 1/8 DIN (96x48mm),Progr.,4 AUX,2 x 12 VDC pulse OUT,4x EVT. I/P,Ht. Burnout SSR fail.,100-240 VAC
E5EC-TQQ4A5M-019 | 175600 | 385320 | Temp. controller, PRO, 1/8 DIN (96x48mm),Progr.,4 AUX,2 x 12 VDC pulse OUT,6x EVT. I/P,Transf. OUT,Ht. Burnout SSR fail.,100-240 VAC
E5EC-TQQ4D5M-000 | 138000 | 385315 | Temp. controller, PRO, 1/8 DIN (96x48mm),Progr.,4 AUX,2 x 12 VDC pulse OUT,24V AC/DC
E5EC-TQQ4D5M-008 | 171100 | 385317 | Temp. controller, PRO, 1/8 DIN (96x48mm),Progr.,4 AUX,2 x 12 VDC pulse OUT,2x EVT. I/P,Ht. Burnout SSR fail.,RS-485,24V AC/DC
E5EC-TQQ4D5M-010 | 157400 | 385319 | Temp. controller, PRO, 1/8 DIN (96x48mm),Progr.,4 AUX,2 x 12 VDC pulse OUT,4x EVT. I/P,Ht. Burnout SSR fail.,24V AC/DC
E5EC-TQQ4D5M-019 | 175600 | 385321 | Temp. controller, PRO, 1/8 DIN (96x48mm),Progr.,4 AUX,2 x 12 VDC pulse OUT,6x EVT. I/P,Transf. OUT,Ht. Burnout SSR fail.,24V AC/DC
E5EC-TQR4A5M-000 | 138000 | 385322 | Temp. controller, PRO, 1/8 DIN (96x48mm),Progr.,4 AUX,1 x 12 VDC pulse/1 x Rel. OUT,100-240 VAC
E5EC-TQR4A5M-008 | 171100 | 385324 | Temp. controller, PRO, 1/8 DIN (96x48mm),Progr.,4 AUX,1 x 12 VDC pulse/1 x Rel. OUT,2x EVT. I/P,Ht. Burnout SSR fail.,RS-485,100-240 VAC
E5EC-TQR4A5M-010 | 157400 | 385326 | Temp. controller, PRO, 1/8 DIN (96x48mm),Progr.,4 AUX,1 x 12 VDC pulse/1 x Rel. OUT,4x EVT. I/P,Ht. Burnout SSR fail.,100-240 VAC
E5EC-TQR4A5M-019 | 175600 | 385328 | Temp. controller, PRO, 1/8 DIN (96x48mm),Progr.,4 AUX,1 x 12 VDC pulse/1 x Rel. OUT,6x EVT. I/P,Transf. OUT,Ht. Burnout SSR fail.,100-240 VAC
E5EC-TQR4D5M-000 | 138000 | 385323 | Temp. controller, PRO, 1/8 DIN (96x48mm),Progr.,4 AUX,1 x 12 VDC pulse/1 x Rel. OUT,24V AC/DC
E5EC-TQR4D5M-008 | 171100 | 385325 | Temp. controller, PRO, 1/8 DIN (96x48mm),Progr.,4 AUX,1 x 12 VDC pulse/1 x Rel. OUT,2x EVT. I/P,Ht. Burnout SSR fail.,RS-485,24V AC/DC
E5EC-TQR4D5M-010 | 157400 | 385327 | Temp. controller, PRO, 1/8 DIN (96x48mm),Progr.,4 AUX,1 x 12 VDC pulse/1 x Rel. OUT,4x EVT. I/P,Ht. Burnout SSR fail.,24V AC/DC
E5EC-TQR4D5M-019 | 175600 | 385329 | Temp. controller, PRO, 1/8 DIN (96x48mm),Progr.,4 AUX,1 x 12 VDC pulse/1 x Rel. OUT,6x EVT. I/P,Transf. OUT,Ht. Burnout SSR fail.,24V AC/DC
E5EC-TQX4A5M-000 | 133300 | 385298 | Temp. controller, PRO, 1/8 DIN (96 x 48 mm), Progr., 4 AUX, 1 x 12 VDC pulse OUT, 100 to 240 VAC
E5EC-TQX4A5M-008 | 166900 | 385300 | Temp. controller, PRO, 1/8 DIN (96x48mm),Progr.,4 AUX,1 x 12 VDC pulse OUT,2x EVT. I/P,Ht. Burnout SSR fail.,RS-485,100-240 VAC
E5EC-TQX4A5M-010 | 153200 | 385302 | Temp. controller, PRO, 1/8 DIN (96x48mm),Progr.,4 AUX,1 x 12 VDC pulse OUT,4x EVT. I/P,Ht. Burnout SSR fail.,100-240 VAC
E5EC-TQX4A5M-019 | 171100 | 385304 | Temp. controller, PRO, 1/8 DIN (96x48mm),Progr.,4 AUX,1 x 12 VDC pulse OUT,6x EVT. I/P,Transf. OUT,Ht. Burnout SSR fail.,100-240 VAC
E5EC-TQX4D5M-000 | 133300 | 385299 | Temp. controller, PRO, 1/8 DIN (96 x 48 mm), Progr., 4 AUX, 1 x 12 VDC pulse OUT, 24V AC/DC
E5EC-TQX4D5M-008 | 166900 | 385301 | Temp. controller, PRO, 1/8 DIN (96x48mm),Progr.,4 AUX,1 x 12 VDC pulse OUT,2x EVT. I/P,Ht. Burnout SSR fail.,RS-485,24V AC/DC
E5EC-TQX4D5M-010 | 153200 | 385303 | Temp. controller, PRO, 1/8 DIN (96x48mm),Progr.,4 AUX,1 x 12 VDC pulse OUT,4x EVT. I/P,Ht. Burnout SSR fail.,24V AC/DC
E5EC-TQX4D5M-019 | 171100 | 385305 | Temp. controller, PRO, 1/8 DIN (96x48mm),Progr.,4 AUX,1 x 12 VDC pulse OUT,6x EVT. I/P,Transf. OUT,Ht. Burnout SSR fail.,24V AC/DC
E5EC-TRR4A5M-000 | 138000 | 385306 | Temp. controller, PRO, 1/8 DIN (96x48mm),Progr.,4 AUX,2 x Relay OUT,100-240 VAC
E5EC-TRR4A5M-008 | 171100 | 385308 | Temp. controller, PRO, 1/8 DIN (96x48mm),Progr.,4 AUX,2 x Relay OUT,2x EVT. I/P,Ht. Burnout SSR fail.,RS-485,100-240 VAC
E5EC-TRR4A5M-010 | 157400 | 385310 | Temp. controller, PRO, 1/8 DIN (96x48mm),Progr.,4 AUX,2 x Relay OUT,4x EVT. I/P,Ht. Burnout SSR fail.,100-240 VAC
E5EC-TRR4A5M-019 | 175600 | 385312 | Temp. controller, PRO, 1/8 DIN (96x48mm),Progr.,4 AUX,2 x Relay OUT,6x EVT. I/P,Transf. OUT,Ht. Burnout SSR fail.,100-240 VAC
E5EC-TRR4D5M-000 | 138000 | 385307 | Temp. controller, PRO, 1/8 DIN (96x48mm),Progr.,4 AUX,2 x Relay OUT,24V AC/DC
E5EC-TRR4D5M-008 | 171100 | 385309 | Temp. controller, PRO, 1/8 DIN (96x48mm),Progr.,4 AUX,2 x Relay OUT,2x EVT. I/P,Ht. Burnout SSR fail.,RS-485,24V AC/DC
E5EC-TRR4D5M-010 | 157400 | 385311 | Temp. controller, PRO, 1/8 DIN (96x48mm),Progr.,4 AUX,2 x Relay OUT,4x EVT. I/P,Ht. Burnout SSR fail.,24V AC/DC
E5EC-TRR4D5M-019 | 175600 | 385313 | Temp. controller, PRO, 1/8 DIN (96x48mm),Progr.,4 AUX,2 x Relay OUT,6x EVT. I/P,Transf. OUT,Ht. Burnout SSR fail.,24V AC/DC
E5EC-TRX4A5M-000 | 133300 | 385290 | Temp. controller, PRO, 1/8 DIN (96 x 48 mm), Progr., 4 AUX, 1 x Relay OUT, 100 to 240 VAC
E5EC-TRX4A5M-008 | 166900 | 385292 | Temp. controller, PRO, 1/8 DIN (96 x 48 mm), Progr., 4 AUX, 1 x Relay OUT, 2x EVT. I/P, Ht. Burnout SSR fail., RS-485, 100 to 240 VAC
E5EC-TRX4A5M-010 | 153200 | 385294 | Temp. controller, PRO, 1/8 DIN (96x48mm),Progr.,4 AUX,1 x Relay OUT,4x EVT. I/P,Ht. Burnout SSR fail.,100-240 VAC
E5EC-TRX4A5M-019 | 171100 | 385296 | Temp. controller, PRO, 1/8 DIN (96x48mm),Progr.,4 AUX,1 x Relay OUT,6x EVT. I/P,Transf. OUT,Ht. Burnout SSR fail.,100-240 VAC
E5EC-TRX4D5M-000 | 133300 | 385291 | Temp. controller, PRO, 1/8 DIN (96 x 48 mm), Progr., 4 AUX, 1 x Relay OUT,24V AC/DC
E5EC-TRX4D5M-008 | 166900 | 385293 | Temp. controller, PRO, 1/8 DIN (96x48mm),Progr.,4 AUX,1 x Relay OUT,2x EVT. I/P,Ht. Burnout SSR fail.,RS-485,24V AC/DC
E5EC-TRX4D5M-010 | 153200 | 385295 | Temp. controller, PRO, 1/8 DIN (96x48mm),Progr.,4 AUX,1 x Relay OUT,4x EVT. I/P,Ht. Burnout SSR fail.,24V AC/DC
E5EC-TRX4D5M-019 | 171100 | 385297 | Temp. controller, PRO, 1/8 DIN (96x48mm),Progr.,4 AUX,1 x Relay OUT,6x EVT. I/P,Transf. OUT,Ht. Burnout SSR fail.,24V AC/DC
E5ED-CX4ABM-000 | 145100 | 680164 | Temp. controller, PRO, 1/8 DIN (96x48mm),1x0/4-20mA curr. OUT,4 AUX,100-240 VAC
E5ED-CX4ABM-022 | 207500 | 680167 | Temp. controller, PRO, 1/8 DIN (96x48mm),1x0/4-20mA curr. OUT,4 AUX,EVT. I/P 4,RS-485,Transf. OUT,100-240 VAC
E5ED-CX4DBM-000 | 145100 | 680169 | Temp. controller, PRO, 1/8 DIN (96x48mm),1x0/4-20mA curr. OUT,4 AUX,24 VAC/DC
E5ED-CX4DBM-022 | 207500 | 680165 | Temp. controller, PRO, 1/8 DIN (96x48mm),1x0/4-20mA curr. OUT,4 AUX,24 VAC/DC
E5ED-QX4A6M-000 | 116300 | 676846 | Temp. controller, PRO, 1/8 DIN (96 x 48 mm), 1 x 12 VDC pulse OUT, 4 AUX, 100 to 240 VAC
E5ED-QX4A6M-008 | 171500 | 676847 | Temp. controller, PRO, 1/8 DIN (96 x 48 mm), 1 x 12 VDC pulse OUT, 4 AUX, EVT. I/P 2;RS-485, Ht. Burnout SSR fail., 100 to 240 VAC
E5ED-QX4A6M-010 | 145800 | 676848 | Temp. controller, PRO, 1/8 DIN (96 x 48 mm), 1 x 12 VDC pulse OUT, 4 AUX, EVT. I/P 4, Ht. Burnout SSR fail., 100 to 240 VAC
E5ED-QX4ABM-000 | 132700 | 680129 | Temperature controller, PRO, 1/8 DIN (96 x 48 mm), 1 x 12 VDC pulse OUT, 4 AUX, 100 to 240 VAC
E5ED-QX4ABM-008 | 167200 | 680175 | Temperature controller, PRO, 1/8 DIN (96 x 48 mm), 1 x 12 VDC pulse OUT, 4 AUX, EVT. I/P 2;RS-485, Ht. Burnout SSR fail., 100 to 240 VAC
E5ED-QX4ABM-010 | 151700 | 680171 | Temp. controller, PRO, 1/8 DIN (96 x 48 mm), 1 x 12 VDC pulse OUT, 4 AUX, EVT. I/P 4, Ht. Burnout SSR fail., 100 to 240 VAC
E5ED-QX4D6M-000 | 116300 | 676849 | Temp. controller, PRO, 1/8 DIN (96 x 48 mm), 1 x 12 VDC pulse OUT, 4 AUX, 24 VAC/DC
E5ED-QX4D6M-008 | 171500 | 676850 | Temp. controller, PRO, 1/8 DIN (96 x 48 mm), 1 x 12 VDC pulse OUT, 4 AUX, EVT. I/P 2;RS-485, Ht. Burnout SSR fail., 24 VAC/DC
E5ED-QX4D6M-010 | 145800 | 676851 | Temp. controller, PRO, 1/8 DIN (96 x 48 mm), 1 x 12 VDC pulse OUT, 4 AUX, EVT. I/P 4, Ht. Burnout SSR fail., 24 VAC/DC
E5ED-QX4DBM-000 | 132700 | 680172 | Temperature controller, PRO, 1/8 DIN (96 x 48 mm), 1 x 12 VDC pulse OUT, 4 AUX, 24 VAC/DC
E5ED-QX4DBM-008 | 167200 | 680168 | Temperature controller, PRO, 1/8 DIN (96 x 48 mm), 1 x 12 VDC pulse OUT, 4 AUX, EVT. I/P 2;RS-485, Ht. Burnout SSR fail., 24 VAC/DC
E5ED-QX4DBM-010 | 151700 | 680166 | Temp. controller, PRO, 1/8 DIN (96 x 48 mm), 1 x 12 VDC pulse OUT, 4 AUX, EVT. I/P 4, Ht. Burnout SSR fail., 24 VAC/DC
E5ED-RX4A6M-000 | 116300 | 676840 | Temp. controller, PRO, 1/8 DIN (96 x 48 mm), 1 x Rel. OUT, 4 AUX, 100 to 240 VAC
E5ED-RX4A6M-008 | 171500 | 676841 | Temp. controller, PRO, 1/8 DIN (96 x 48 mm), 1 x Rel. OUT, 4 AUX, EVT. I/P 2;RS-485, Ht. Burnout SSR fail., 100 to 240 VAC
E5ED-RX4A6M-010 | 145800 | 676842 | Temp. controller, PRO, 1/8 DIN (96 x 48 mm), 1 x Rel. OUT, 4 AUX, EVT. I/P 4, Ht. Burnout SSR fail., 100 to 240 VAC
E5ED-RX4ABM-000 | 132700 | 680170 | Temp. controller, PRO, 1/8 DIN (96 x 48 mm), 1 x Rel. OUT, 4 AUX, 100 to 240 VAC
E5ED-RX4ABM-008 | 167200 | 680161 | Temp. controller, PRO, 1/8 DIN (96 x 48 mm), 1 x Rel. OUT, 4 AUX, EVT. I/P 2;RS-485, Ht. Burnout SSR fail., 100 to 240 VAC
E5ED-RX4ABM-010 | 151700 | 680173 | Temp. controller, PRO, 1/8 DIN (96 x 48 mm), 1 x Rel. OUT, 4 AUX, EVT. I/P 4, Ht. Burnout SSR fail., 100 to 240 VAC
E5ED-RX4D6M-000 | 116300 | 676843 | Temp. controller, PRO, 1/8 DIN (96 x 48 mm), 1 x Rel. OUT, 4 AUX, 24 VAC/DC
E5ED-RX4D6M-008 | 171500 | 676844 | Temp. controller, PRO, 1/8 DIN (96 x 48 mm), 1 x Rel. OUT, 4 AUX, EVT. I/P 2;RS-485, Ht. Burnout SSR fail., 24 VAC/DC
E5ED-RX4D6M-010 | 145800 | 676845 | Temp. controller, PRO, 1/8 DIN (96 x 48 mm), 1 x Rel. OUT, 4 AUX, EVT. I/P 4, Ht. Burnout SSR fail., 24 VAC/DC
E5ED-RX4DBM-000 | 132700 | 680163 | Temp. controller, PRO, 1/8 DIN (96 x 48 mm), 1 x Rel. OUT, 4 AUX, 24 VAC/DC
E5ED-RX4DBM-008 | 167200 | 680162 | Temp. controller, PRO, 1/8 DIN (96 x 48 mm), 1 x Rel. OUT, 4 AUX, EVT. I/P 2;RS-485, Ht. Burnout SSR fail., 24 VAC/DC
E5ED-RX4DBM-010 | 151700 | 680174 | Temp. controller, PRO, 1/8 DIN (96 x 48 mm), 1 x Rel. OUT, 4 AUX, EVT. I/P 4, Ht. Burnout SSR fail., 24 VAC/DC
E5EN-HAA2HBM-500 100-240 VAC | 184400 | 246796 | Temp. controller, PROplus, ,1/4 DIN, (48 x 96)mm,2 x OUT option,2 x Aux OUT,1 x HT Burnout SSR fail.,2 Event I/Ps,option unit,100-240V AC
E5EN-HAA2HBMD-500 24VAC/DC | 184400 | 246782 | Temp. controller, PROplus, ,1/4 DIN, (48 x 96)mm,2 x OUT option,2 x Aux OUT,1 x HT Burnout SSR fail.,2 Event I/Ps,option unit,24V AC/DC
E5EN-HAA2HBMD-W-500 24VAC/DC | 238800 | 251397 | Adv. Temp. Contr.,1/4 DIN, (48 x 96)mm,2 x OUT option,2 x Aux OUT,1 x HT Burnout SSR fail.,2 Event I/Ps,Option Unit,Silver Case,24V AC/DC
E5EN-HAA2HBM-W-500 100-240 VAC | 238800 | 251395 | Adv. Temp. Contr.,1/4 DIN, (48 x 96)mm,2 x OUT option,2 x Aux OUT,1 x HT Burnout SSR fail.,2 Event I/Ps,Option Unit,Silver Case,100-240V AC
E5EN-HAA2HHBFM-500 100-240 VAC | 203900 | 246777 | Temp. controller, PROplus, ,1/4 DIN, (48 x 96)mm,2 x OUT option,2 x Aux OUT,HT Burnout SSR Fail./3Phs.,Event I/P & Transf. OUT,option unit,100-240V AC
E5EN-HAA2HHBFMD-500 24VAC/DC | 203900 | 246784 | Temp. controller, PROplus, ,1/4 DIN, (48 x 96)mm,2 x OUT option,2 x Aux OUT,HT Burnout SSR Fail./3Phs.,Event I/P & Transf. OUT,option unit,24V AC/DC
E5EN-HAA2HHBFM-W-500 100-240AC | 252500 | 251396 | Adv. Temp. Contr.,1/4 DIN, (48 x 96)mm,2 x OUT option,2 x Aux OUT,HT Burnout SSR Fail./3Phs.,Event I/P & Transf. OUT,Option Unit,Silver Case,100-240V AC
E5EN-HAA3BFM-500 100-240 VAC | 203900 | 246779 | Temp. controller, PROplus, ,1/4 DIN, (48 x 96)mm,2 x OUT option,3 x Aux OUT,Event I/P & Transf. OUT,option unit,100-240V AC
E5EN-HAA3BFMD-500 24VAC/DC | 203900 | 246786 | Temp. controller, PROplus, ,1/4 DIN, (48 x 96)mm,2 x OUT option,3 x Aux OUT,Event I/P & Transf. OUT,option unit,24V AC/DC
E5EN-HPRR2BFM-500 100-240 VAC | 194400 | 246781 | Temp. controller, PROplus, ,1/4 DIN, (48 x 96)mm,Pos. Prop. Control,2 x Aux OUT,Event I/P & Transf. OUT,option unit,100-240V AC
E5EN-HPRR2BFMD-500 24VAC/DC | 194400 | 246789 | Temp. controller, PROplus, ,1/4 DIN, (48 x 96)mm,Pos. Prop. Control,2 x Aux OUT,Event I/P & Transf. OUT,option unit,24V AC/DC
E5EN-HPRR2BM-500 100-240 VAC | 184400 | 246797 | Temp. controller, PROplus, ,1/4 DIN, (48 x 96)mm,Pos. Prop. Control,2 x Aux OUT,2 Event I/Ps,option unit,100-240V AC
E5EN-HPRR2BMD-500 24VAC/DC | 184400 | 246788 | Temp. controller, PROplus, ,1/4 DIN, (48 x 96)mm,Pos. Prop. Control,2 x Aux OUT,2 Event I/Ps,option unit,24V AC/DC
E5EN-HTAA2HBM-500 100-240 VAC | 192400 | 352180 | Temp. controller, PROplus, Ramp/Soak temperature controller, 1/8DIN (48x96mm), universal input (TC, RTD, Linear), heater alarm, event inputs, remote setpoint, 100-240 VAC
E5EN-HTAA2HBMD-500 24VAC/DC | 192400 | 352185 | Temp. controller, PROplus, Ramp/Soak temperature controller, 1/8DIN (48x96mm), universal input (TC, RTD, Linear), heater alarm, event inputs, remote setpoint, 24 VAC/DC
E5EN-HTAA2HHBFM-500 100-240VAC | 210300 | 352181 | Temp. controller, PROplus, Ramp/Soak temp. controller, 1/8DIN (48x96mm), uni. input (TC, RTD, Linear), 3 PH. heater alarm, event inputs, transfer output, remote SP, 100-240 VAC
E5EN-HTAA2HHBFMD-500 24VAC/DC | 210300 | 352186 | Temp. controller, PROplus, Ramp/Soak temp. controller, 1/8DIN (48x96mm), uni. input (TC, RTD, Linear), 3 phase heater alarm, event inputs, transfer output, remote SP, 24 VAC/DC
E5EN-HTAA3BFM-500 100-240 VAC | 210300 | 352182 | Temp. controller, PROplus, Ramp/Soak temp. controller, 1/8DIN (48x96mm), uni. input (TC, RTD, Linear), event inputs, transfer output, remote SP, 100-240 VAC
E5EN-HTAA3BFMD-500 24VAC/DC | 210300 | 352187 | Temp. controller, PROplus, Ramp/Soak temp. controller, 1/8DIN (48x96mm), uni. input (TC, RTD, Linear), event inputs, transfer output, remote SP, 24 VAC/DC
E5GC-CX0A6M-000 | 76500 | 392138 | Temp. controller PRO,1/32 DIN (24x48mm),screw terminals,No AUX Rel.,1x0/4-20mA curr. OUT,100-240 VAC
E5GC-CX0ACM-000 | 76500 | 392140 | Temp. controller PRO,1/32 DIN (24x48mm), screwless terminals,No AUX Rel.,1x0/4-20mA curr. OUT,100-240 VAC
E5GC-CX0D6M-000 | 76500 | 392139 | Temp. controller PRO,1/32 DIN (24x48mm),screw terminals,No AUX Rel.,1x0/4-20mA curr. OUT,24V AC/DC
E5GC-CX0DCM-000 | 76500 | 392141 | Temp. controller PRO,1/32 DIN (24x48mm), screwless terminals,No AUX Rel.,1x0/4-20mA curr. OUT,24V AC/DC
E5GC-CX1A6M-000 | 80750 | 392099 | Temp. controller PRO,1/32 DIN (24x48mm),screw terminals,1 AUX,1x0/4-20mA curr. OUT,100-240 VAC
E5GC-CX1A6M-015 | 96650 | 392148 | Temp. controller PRO,1/32 DIN (24x48mm),screw terminals,1 AUX,1x0/4-20mA curr. OUT,RS-485,100-240 VAC
E5GC-CX1A6M-024 | 86450 | 392081 | Temp. controller PRO,1/32 DIN (24x48mm),screw terminals,1 AUX,1x0/4-20mA curr. OUT,2x EVT. I/P,100-240 VAC
E5GC-CX1ACM-000 | 87900 | 392142 | Temp. controller PRO,1/32 DIN (24x48mm), screwless terminals,1 AUX,1x0/4-20mA curr. OUT,100-240 VAC
E5GC-CX1ACM-015 | 114800 | 392150 | Temp. controller PRO,1/32 DIN (24x48mm), screwless terminals,1 AUX,1x0/4-20mA curr. OUT,RS-485,100-240 VAC
E5GC-CX1ACM-024 | 94150 | 392083 | Temp. controller PRO,1/32 DIN (24x48mm), screwless terminals,1 AUX,1x0/4-20mA curr. OUT,2x EVT. I/P,100-240 VAC
E5GC-CX1D6M-000 | 80750 | 392100 | Temp. controller PRO,1/32 DIN (24x48mm),screw terminals,1 AUX,1x0/4-20mA curr. OUT,24V AC/DC
E5GC-CX1D6M-015 | 96650 | 392149 | Temp. controller PRO,1/32 DIN (24x48mm),screw terminals,1 AUX,1x0/4-20mA curr. OUT,RS-485,24V AC/DC
E5GC-CX1D6M-024 | 86450 | 392082 | Temp. controller PRO,1/32 DIN (24x48mm),screw terminals,1 AUX,1x0/4-20mA curr. OUT,2x EVT. I/P,24V AC/DC
E5GC-CX1DCM-000 | 87900 | 392143 | Temp. controller PRO,1/32 DIN (24x48mm), screwless terminals,1 AUX,1x0/4-20mA curr. OUT,24V AC/DC
E5GC-CX1DCM-015 | 114800 | 392151 | Temp. controller PRO,1/32 DIN (24 x 48 mm), screwless terminals, 1 AUX, 1 x 0/4 to 20 mA curr. OUT, RS-485, 24V AC/DC
E5GC-CX1DCM-024 | 94150 | 392084 | Temp. controller PRO,1/32 DIN (24x48mm),1 AUX,1x0/4-20mA curr. OUT,2x EVT. I/P,24V AC/DC
E5GC-CX2A6M-000 | 84250 | 392144 | Temp. controller PRO,1/32 DIN (24x48mm),screw terminals,2 AUX,1x0/4-20mA curr. OUT,100-240 VAC
E5GC-CX2A6M-015 | 100300 | 392077 | Temp. controller PRO,1/32 DIN (24x48mm),screw terminals,2 AUX,1x0/4-20mA curr. OUT,RS-485,100-240 VAC
E5GC-CX2A6M-016 | 88400 | 392152 | Temp. controller PRO, 1/32 DIN (24 x 48 mm), screw terminals, 2 AUX, 1 x 0/4 to 20 mA curr. OUT, 1 x EVT. I/P, 100 to 240 VAC
E5GC-CX2ACM-000 | 84250 | 392146 | Temp. controller PRO,1/32 DIN (24x48mm), screwless terminals,2 AUX,1x0/4-20mA curr. OUT,100-240 VAC
E5GC-CX2ACM-015 | 100300 | 392079 | Temp. controller PRO,1/32 DIN (24x48mm), screwless terminals,2 AUX,1x0/4-20mA curr. OUT,RS-485,100-240 VAC
E5GC-CX2ACM-016 | 88400 | 392154 | Temp. controller PRO, 1/32 DIN (24 x 48 mm), screwless terminals, 2 AUX,1 x 0/4 to 20 mA curr. OUT, 1 x EVT. I/P, 100 to 240 VAC
E5GC-CX2D6M-000 | 84250 | 392145 | Temp. controller PRO,1/32 DIN (24x48mm),screw terminals,2 AUX,1x0/4-20mA curr. OUT,24V AC/DC
E5GC-CX2D6M-015 | 100300 | 392078 | Temp. controller PRO,1/32 DIN (24x48mm),screw terminals,2 AUX,1x0/4-20mA curr. OUT,RS-485,24V AC/DC
E5GC-CX2D6M-016 | 88400 | 392153 | Temp. controller PRO,1/32 DIN (24x48mm),screw terminals,2 AUX,1x0/4-20mA curr. OUT,1 x EVT. I/P,24V AC/DC
E5GC-CX2DCM-000 | 84250 | 392147 | Temp. controller PRO,1/32 DIN (24x48mm), screwless terminals,2 AUX,1x0/4-20mA curr. OUT,24V AC/DC
E5GC-CX2DCM-015 | 100300 | 392080 | Temp. controller PRO,1/32 DIN (24x48mm), screwless terminals,2 AUX,1x0/4-20mA curr. OUT,RS-485,24V AC/DC
E5GC-CX2DCM-016 | 88400 | 392155 | Temp. controller PRO,1/32 DIN (24x48mm), screwless terminals,2 AUX,1x0/4-20mA curr. OUT,1 x EVT. I/P,24V AC/DC
E5GC-QX0A6M-000 | 70300 | 392091 | Temp. controller PRO,1/32 DIN (24x48mm),screw terminals,No AUX Rel.,1 x 12 VDC pulse OUT,100-240 VAC
E5GC-QX0ACM-000 | 70300 | 392123 | Temp. controller PRO,1/32 DIN (24x48mm), screwless terminals,No AUX Rel.,1 x 12 VDC pulse OUT,100-240 VAC
E5GC-QX0D6M-000 | 70300 | 392092 | Temp. controller PRO,1/32 DIN (24x48mm),screw terminals,No AUX Rel.,1 x 12 VDC pulse OUT,24V AC/DC
E5GC-QX0DCM-000 | 70300 | 392124 | Temp. controller PRO,1/32 DIN (24x48mm), screwless terminals,No AUX Rel.,1 x 12 VDC pulse OUT,24V AC/DC
E5GC-QX1A6M-000 | 67200 | 392093 | Temp. controller PRO,1/32 DIN (24x48mm),screw terminals,1 AUX,1 x 12 VDC pulse OUT,100-240 VAC
E5GC-QX1A6M-015 | 90550 | 392096 | Temp. controller PRO,1/32 DIN (24x48mm),screw terminals,1 AUX,1 x 12 VDC pulse OUT,RS-485,100-240 VAC
E5GC-QX1A6M-024 | 80750 | 392073 | Temp. controller PRO,1/32 DIN (24x48mm),screw terminals,1 AUX,1 x 12 VDC pulse OUT,2x EVT. I/P,100-240 VAC
E5GC-QX1ACM-000 | 68200 | 392095 | Temp. controller PRO,1/32 DIN (24x48mm), screwless terminals,1 AUX,1 x 12 VDC pulse OUT,100-240 VAC
E5GC-QX1ACM-015 | 98300 | 392129 | Temp. controller PRO,1/32 DIN (24x48mm), screwless terminals,1 AUX,1 x 12 VDC pulse OUT,RS-485,100-240 VAC
E5GC-QX1ACM-024 | 77050 | 392075 | Temp. controller PRO,1/32 DIN (24x48mm), screwless terminals,1 AUX,1 x 12 VDC pulse OUT,2x EVT. I/P,100-240 VAC
E5GC-QX1D6M-000 | 105100 | 392094 | Temperature controller PRO,1/32 DIN (24 x 48 mm), screw terminals, 1 AUX, 1 x 12 VDC pulse OUT, 24 VAC/DC
E5GC-QX1D6M-015 | 90550 | 392097 | Temp. controller PRO,1/32 DIN (24x48mm),screw terminals,1 AUX,1 x 12 VDC pulse OUT,RS-485,24V AC/DC
E5GC-QX1D6M-024 | 80750 | 392074 | Temp. controller PRO,1/32 DIN (24x48mm),screw terminals,1 AUX,1 x 12 VDC pulse OUT,2x EVT. I/P,24V AC/DC
E5GC-QX1DCM-000 | 68200 | 392103 | Temp. controller PRO,1/32 DIN (24x48mm), screwless terminals,1 AUX,1 x 12 VDC pulse OUT,24V AC/DC
E5GC-QX1DCM-015 | 98300 | 392130 | Temp. controller PRO,1/32 DIN (24x48mm), screwless terminals,1 AUX,1 x 12 VDC pulse OUT,RS-485,24V AC/DC
E5GC-QX1DCM-024 | 77050 | 392076 | Temp. controller PRO,1/32 DIN (24x48mm), screwless terminals,1 AUX,1 x 12 VDC pulse OUT,2x EVT. I/P,24V AC/DC
E5GC-QX2A6M-000 | 78600 | 392125 | Temp. controller PRO,1/32 DIN (24x48mm),screw terminals,2 AUX,1 x 12 VDC pulse OUT,100-240 VAC
E5GC-QX2A6M-015 | 94700 | 392069 | Temp. controller PRO,1/32 DIN (24x48mm),screw terminals,2 AUX,1 x 12 VDC pulse OUT,RS-485,100-240 VAC
E5GC-QX2A6M-016 | 82250 | 392131 | Temp. controller PRO,1/32 DIN (24x48mm),screw terminals,2 AUX,1 x 12 VDC pulse OUT,1 x EVT. I/P,100-240 VAC
E5GC-QX2A6M-023 | 84250 | 392098 | Temp. controller PRO,1/32 DIN (24x48mm),screw terminals,2 AUX,1 x 12 VDC pulse OUT,Ht. Burnout SSR fail.,100-240 VAC
E5GC-QX2ACM-000 | 81700 | 392127 | Temp. controller PRO,1/32 DIN (24x48mm), screwless terminals,2 AUX,1 x 12 VDC pulse OUT,100-240 VAC
E5GC-QX2ACM-015 | 108500 | 392071 | Temp. controller PRO,1/32 DIN (24x48mm), screwless terminals,2 AUX,1 x 12 VDC pulse OUT,RS-485,100-240 VAC
E5GC-QX2ACM-016 | 89950 | 392133 | Temp. controller PRO,1/32 DIN (24x48mm), screwless terminals,2 AUX,1 x 12 VDC pulse OUT,1 x EVT. I/P,100-240 VAC
E5GC-QX2ACM-023 | 89950 | 392136 | Temp. controller PRO,1/32 DIN (24x48mm), screwless terminals,2 AUX,1 x 12 VDC pulse OUT,Ht. Burnout SSR fail.,100-240 VAC
E5GC-QX2D6M-000 | 78600 | 392126 | Temp. controller PRO,1/32 DIN (24x48mm),screw terminals,2 AUX,1 x 12 VDC pulse OUT,24V AC/DC
E5GC-QX2D6M-015 | 94700 | 392070 | Temp. controller PRO,1/32 DIN (24x48mm),screw terminals,2 AUX,1 x 12 VDC pulse OUT,RS-485,24V AC/DC
E5GC-QX2D6M-016 | 82250 | 392132 | Temp. controller PRO,1/32 DIN (24x48mm),screw terminals,2 AUX,1 x 12 VDC pulse OUT,1 x EVT. I/P,24V AC/DC
E5GC-QX2D6M-023 | 84250 | 392135 | Temp. controller PRO,1/32 DIN (24x48mm),screw terminals,2 AUX,1 x 12 VDC pulse OUT,Ht. Burnout SSR fail.,24V AC/DC
E5GC-QX2DCM-000 | 81700 | 392128 | Temp. controller PRO,1/32 DIN (24x48mm), screwless terminals,2 AUX,1 x 12 VDC pulse OUT,24V AC/DC
E5GC-QX2DCM-015 | 108500 | 392072 | Temp. controller PRO,1/32 DIN (24x48mm), screwless terminals,2 AUX,1 x 12 VDC pulse OUT,RS-485,24V AC/DC
E5GC-QX2DCM-016 | 89950 | 392134 | Temp. controller PRO,1/32 DIN (24x48mm), screwless terminals,2 AUX,1 x 12 VDC pulse OUT,1 x EVT. I/P,24V AC/DC
E5GC-QX2DCM-023 | 89950 | 392137 | Temp. controller PRO,1/32 DIN (24x48mm), screwless terminals,2 AUX,1 x 12 VDC pulse OUT,Ht. Burnout SSR fail.,24V AC/DC
E5GC-RX0A6M-000 | 70300 | 392101 | Temp. controller PRO,1/32 DIN (24x48mm),screw terminals,No AUX Rel.,1 x relay OUT,100-240 VAC
E5GC-RX0ACM-000 | 70300 | 392107 | Temp. controller PRO,1/32 DIN (24x48mm), screwless terminals,No AUX Rel.,1 x relay OUT,100-240 VAC
E5GC-RX0D6M-000 | 70300 | 392085 | Temp. controller PRO,1/32 DIN (24x48mm),screw terminals,No AUX Rel.,1 x relay OUT,24V AC/DC
E5GC-RX0DCM-000 | 70300 | 392108 | Temp. controller PRO,1/32 DIN (24x48mm), screwless terminals,No AUX Rel.,1 x relay OUT,24V AC/DC
E5GC-RX1A6M-000 | 74500 | 392086 | Temp. controller PRO,1/32 DIN (24x48mm),screw terminals,1 AUX,1 x relay OUT,100-240 VAC
E5GC-RX1A6M-015 | 90550 | 392089 | Temp. controller PRO,1/32 DIN (24x48mm),screw terminals,1 AUX,1 x relay OUT,RS-485,100-240 VAC
E5GC-RX1A6M-024 | 80750 | 392065 | Temp. controller PRO,1/32 DIN (24x48mm),screw terminals,1 AUX,1 x relay OUT,2x EVT. I/P,100-240 VAC
E5GC-RX1ACM-000 | 68200 | 392088 | Temp. controller PRO,1/32 DIN (24x48mm), screwless terminals,1 AUX,1 x relay OUT,100-240 VAC
E5GC-RX1ACM-015 | 98300 | 392113 | Temp. controller PRO,1/32 DIN (24x48mm), screwless terminals,1 AUX,1 x relay OUT,RS-485,100-240 VAC
E5GC-RX1ACM-024 | 77050 | 392067 | Temp. controller PRO,1/32 DIN (24x48mm), screwless terminals,1 AUX,1 x relay OUT,2x EVT. I/P,100-240 VAC
E5GC-RX1D6M-000 | 111700 | 392087 | Temp. controller PRO,1/32 DIN (24x48mm),screw terminals,1 AUX,1 x relay OUT,24V AC/DC
E5GC-RX1D6M-015 | 96650 | 392090 | Temp. controller PRO,1/32 DIN (24x48mm),screw terminals,1 AUX,1 x relay OUT,RS-485,24V AC/DC
E5GC-RX1D6M-024 | 80750 | 392066 | Temp. controller PRO,1/32 DIN (24x48mm),screw terminals,1 AUX,1 x relay OUT,2x EVT. I/P,24V AC/DC
E5GC-RX1DCM-000 | 68200 | 392102 | Temp. controller PRO,1/32 DIN (24x48mm), screwless terminals,1 AUX,1 x relay OUT,24V AC/DC
E5GC-RX1DCM-015 | 98300 | 392114 | Temp. controller PRO,1/32 DIN (24x48mm), screwless terminals,1 AUX,1 x relay OUT,RS-485,24V AC/DC
E5GC-RX1DCM-024 | 77050 | 392068 | Temp. controller PRO,1/32 DIN (24x48mm), screwless terminals,1 AUX,1 x relay OUT,2x EVT. I/P,24V AC/DC
E5GC-RX2A6M-000 | 78600 | 392109 | Temp. controller PRO,1/32 DIN (24x48mm),screw terminals,2 AUX,1 x relay OUT,100-240 VAC
E5GC-RX2A6M-015 | 94700 | 392061 | Temp. controller PRO,1/32 DIN (24x48mm),screw terminals,2 AUX,1 x relay OUT,RS-485,100-240 VAC
E5GC-RX2A6M-016 | 82250 | 392115 | Temp. controller PRO,1/32 DIN (24x48mm),screw terminals,2 AUX,1 x relay OUT,1 x EVT. I/P,100-240 VAC
E5GC-RX2A6M-023 | 84250 | 392119 | Temp. controller PRO,1/32 DIN (24x48mm),screw terminals,2 AUX,1 x relay OUT,Ht. Burnout SSR fail.,100-240 VAC
E5GC-RX2ACM-000 | 81700 | 392111 | Temp. controller PRO,1/32 DIN (24x48mm), screwless terminals,2 AUX,1 x relay OUT,100-240 VAC
E5GC-RX2ACM-015 | 108500 | 392063 | Temp. controller PRO,1/32 DIN (24x48mm), screwless terminals,2 AUX,1 x relay OUT,RS-485,100-240 VAC
E5GC-RX2ACM-016 | 89950 | 392117 | Temp. controller PRO,1/32 DIN (24x48mm), screwless terminals,2 AUX,1 x relay OUT,1 x EVT. I/P,100-240 VAC
E5GC-RX2ACM-023 | 89950 | 392121 | Temperature controller PRO,1/32 DIN (24 x 48 mm), screwless terminals, 2 AUX,1 x relay OUT, Ht. Burnout SSR fail.,100 to 240 VAC
E5GC-RX2D6M-000 | 78600 | 392110 | Temperature controller PRO,1/32 DIN (24 x 48 mm), screw terminals, 2 AUX, 1 x relay OUT, 24 VAC/DC
E5GC-RX2D6M-015 | 94700 | 392062 | Temp. controller PRO,1/32 DIN (24x48mm),screw terminals,2 AUX,1 x relay OUT,RS-485,24V AC/DC
E5GC-RX2D6M-016 | 82250 | 392116 | Temp. controller PRO,1/32 DIN (24x48mm),screw terminals,2 AUX,1 x relay OUT,1 x EVT. I/P,24V AC/DC
E5GC-RX2D6M-023 | 84250 | 392120 | Temp. controller PRO,1/32 DIN (24x48mm),screw terminals,2 AUX,1 x relay OUT,Ht. Burnout SSR fail.,24V AC/DC
E5GC-RX2DCM-000 | 81700 | 392112 | Temp. controller PRO,1/32 DIN (24x48mm), screwless terminals,2 AUX,1 x relay OUT,24V AC/DC
E5GC-RX2DCM-015 | 108500 | 392064 | Temp. controller PRO,1/32 DIN (24x48mm), screwless terminals,2 AUX,1 x relay OUT,RS-485,24V AC/DC
E5GC-RX2DCM-016 | 89950 | 392118 | Temp. controller PRO,1/32 DIN (24x48mm), screwless terminals,2 AUX,1 x relay OUT,1 x EVT. I/P,24V AC/DC
E5GC-RX2DCM-023 | 89950 | 392122 | Temp. controller PRO,1/32 DIN (24x48mm), screwless terminals,2 AUX,1 x relay OUT,Ht. Burnout SSR fail.,24V AC/DC
E5L-A 0-100 | 36920 | 277251 | Electronic thermostat with analog setting, (45x35)mm, 0-100deg, socket mounting, 1 x Rel. OUT, 100-240 VAC
E5L-A 0-50 | 28000 | 277250 | Electronic thermostat with analog setting, (45x35)mm, 0-50deg, socket mounting, 1 x Rel. OUT, 100-240 VAC
E5L-A 100-200 | 29760 | 277252 | Electronic thermostat with analog setting, (45x35)mm, 100-200deg, socket mounting, 1 x Rel. OUT, 100-240 VAC
E5L-A -30-20 | 34870 | 277249 | Electronic thermostat with analog setting, (45x35)mm, -30 to 20deg, socket mounting, 1 x Rel. OUT, 100-240 VAC
E5L-C 0-100 | 52350 | 277254 | Electronic thermostat with digital setting, (45x35)mm, 0-100deg, socket mounting, 1 x Rel. OUT, 100-240 VAC
E5L-C 100-200 | 62250 | 277255 | Electronic thermostat with digital setting, (45x35)mm, 100-200deg, socket mounting, 1 x Rel. OUT, 100-240 VAC
E5L-C -30-20 | 52350 | 277253 | Electronic thermostat with digital setting, (45x35)mm, -30 to 20deg, socket mounting, 1 x Rel. OUT, 100-240 VAC
E5LC-1 | 42470 | 156401
E5LC-2 | 39540 | 128743
E5LC-3 | 38890 | 128744
E5LC-4 | 42080 | 128745 | Mono-Block Thermistor Input, Temperature Range 60 to 110 °C
E5LC-5 | 38280 | 145512 | Temperature indicator, -40 to +40°C
E5LC-6 | 38280 | 128650 | Temperature indicator, -20 to +60°C
E5LC-613 | 53850 | 339654
E5LC-7 | 38280 | 128651 | Temperature indicator, 20 to 110°C
E5ZE-CBL200 | 38280 | 128507 | Output cable, connectors to fit to XW2D-20G6, 2m long (1pc required for 16 output, 2pcs required for 32 output)
E5ZE-CBL500 | 51100 | 253159
E642-40 | 6405 | 356184 | Reflector, 13 x 17 mm, flat, PMMA/ABS, crystal/white
E69-1 | 8570 | 147613 | Servo Mounting Bracket
E69-2 | 6790 | 128219 | Accessory encoder, Servo mounting bracket (included in F69-FCA02)
E69-C04B | 8545 | 128545 | Accessory encoder, shaft coupling dia. 4mm
E69-C06B | 8545 | 128543 | Accessory encoder, shaft coupling for E6B2/E6C2-C/E6CP/E6D encoder
E69-C06M | 38880 | 144309 | Accessory encoder, shaft coupling dia. 6mm, metal
E69-C08B | 11790 | 150821 | Accessory encoder, shaft coupling for E6C3-A encoder
E69-C10B | 13640 | 156411 | Accessory encoder, shaft coupling for E6F encoder
E69-C10M | 33500 | 224046 | Accessory encoder, shaft coupling dia. 10 mm, metal
E69-C610B | 16130 | 128458 | Shaft coupling for E6F-C encoder, Different end diameter
E69-C68B | 16450 | 105487 | Accessory encoder, shaft coupling dia. 6mm and 8mm
E69-DC5 5M | 100400 | 128459
E69-DF10 | 93850 | 357358 | Extension cable for E6C2-A/E6C3-A/E6CP/E6F encoders, 10 m
E69-DF15 | 116100 | 357359 | Extension cable for E6C2-A/E6C3-A/E6CP/E6F encoders, 15m
E69-DF2 | 57150 | 357360 | Extension cable for E6C2-A/E6C3-A/E6CP/E6F encoders, 2m
E69-DF20 | 132900 | 357361 | Extension cable for E6C2-A/E6C3-A/E6CP/E6F encoders, 20 m
E69-DF2-1 | 50400 | 128461
E69-DF25 | 172100 | 357362 | Extension cable for E6C2-A/E6C3-A/E6CP/E6F encoders, 25m
E69-DF30 | 230900 | 357363 | Extension cable for E6C2-A/E6C3-A/E6CP/E6F encoders, 30m
E69-DF5 | 72150 | 357364 | Extension cable for E6C2-A/E6C3-A/E6CP/E6F encoders, 5m
E69-DF98 | 603700 | 357365 | Extension cable for E6C2-A/E6C3-A/E6CP/E6F encoders, 98m
E69-FBA | 3298 | 128544 | Flange for E6B2 encoder
E69-FBA-02 | 9070 | 128546 | Flange for E6B2 encoder including E69-2 brackets
E69-FCA | 3032 | 143272 | Flange for E6C2-C encoder
E69-FCA02 | 9000 | 149717 | Flange for E6C2-C encoder including E69-2 brackets
E69-FCA03 | 8090 | 128460 | Flange for E6C3-C encoder
E69-FCA04 | 9285 | 143273 | Flange for E6C2-C encoder including E69-2 brackets
E6A2-CW3C 100P/R 0.5M | 80600 | 128480 | Encoder, incremental, 100ppr, 5-12 VDC, NPN open collector, 0.5m cable
E6A2-CW3C 100P/R 2M | 64850 | 148626 | Rotary Encoder
E6A2-CW3C 200P/R 0.5M | 81200 | 128481 | Encoder, incremental, 200ppr, 5-12 VDC, NPN open collector, 0.5 m cable
E6A2-CW3C 200P/R 2M | 85100 | 148627 | Encoder, incremental, 200ppr, 5-12 VDC, NPN open collector, 2 m cable
E6A2-CW3C 360P/R 0.5M | 85100 | 354101 | Encoder, incremental, 360ppr, 5-12 VDC, NPN open collector, 0.5m cable
E6A2-CW3C 360P/R 2M | 64850 | 377167 | Encoder, incremental, 360 ppr, 5 to 12 VDC, 2-phase, NPN output, 2 m cable
E6A2-CW3C 500P/R 0.5M | 92750 | 128411 | Encoder, incremental, 500ppr, 5-12 VDC, NPN open collector, 0.5m cable
E6A2-CW3E 100P/R 0.5M | 81200 | 128482 | Encoder, incremental, 100ppr, 5-12 VDC, NPN voltage output, 0.5 m cable
E6A2-CW3E 100P/R 2M | 80850 | 157598 | Encoder, incremental, 100ppr, 5-12 VDC, NPN voltage output, 2 m cable
E6A2-CW3E 200P/R 0.5M | 81200 | 128483 | Encoder, incremental, 200ppr, 5-12 VDC, NPN voltage output, 0.5m cable
E6A2-CW3E 200P/R 2M | 65000 | 128500
E6A2-CW3E 500P/R 0.5M | 93800 | 150418 | Encoder, incremental, 500ppr, 5-12 VDC, NPN voltage output, 0.5m cable
E6A2-CW5C 100P/R 0.5M | 80600 | 128484 | Encoder, incremental, 100ppr, 12-24 VDC, NPN open collector, 0.5m cable
E6A2-CW5C 100P/R 2M | 85100 | 128501 | Encoder, incremental, 100ppr, 12-24 VDC, NPN open collector, 2m cable
E6A2-CW5C 200P/R 0.5M | 80600 | 128485 | Encoder, incremental, 200ppr, 12-24 VDC, 2-phase, NPN open collector, 0.5m cable
E6A2-CW5C 200P/R 2M | 80600 | 128502 | Encoder, incremental, 200ppr, 12-24 VDC, 2-phase, NPN open collector, 2m cable
E6A2-CW5C 360P/R 0.5M | 80850 | 345289 | Encoder, incremental, 360ppr, 12-24 VDC, 2-phase, NPN open collector, 0.5m cable
E6A2-CW5C 500P/R 0.5M | 77000 | 143879 | Encoder, incremental, 500 ppr, 12 to 24 VDC, 2-phase, NPN open collector, 0.5 m cable
E6A2-CWZ3C 100P/R 0.5M | 86250 | 128486 | Encoder, incremental, 100ppr, 5-12 VDC, NPN open collector, 0.5m cable
E6A2-CWZ3C 100P/R 2M | 90300 | 144305 | Encoder, incremental, 100ppr, 5-12 VDC, NPN open collector, 2 m cable
E6A2-CWZ3C 200P/R 0.5M | 86700 | 143267 | Encoder, incremental, 200 ppr, 5 to 12 VDC, NPN open collector, 0.5 m cable
E6A2-CWZ3C 200P/R 2M | 90000 | 144306 | Encoder, incremental, 200ppr, 5-12 VDC, NPN open collector, 2 m cable
E6A2-CWZ3C 360P/R 0.5M | 122100 | 154197 | Encoder, incremental, 360ppr, 5-12 VDC, NPN open collector, 0.5m cable
E6A2-CWZ3C 500P/R 0.5M | 95750 | 128413 | Encoder, incremental, 500ppr, 5-12 VDC, NPN open collector, 0.5 m cable
E6A2-CWZ3E 100P/R 0.5M | 86700 | 128487 | Encoder, incremental, 100ppr, 5-12 VDC, NPN voltage output, 0.5m cable
E6A2-CWZ3E 100P/R 2M | 105200 | 128498 | Rotary Encoder
E6A2-CWZ3E 200P/R 0.5M | 86700 | 128488 | Encoder, incremental, 200ppr, 5-12 VDC, NPN voltage output, 0.5m cable
E6A2-CWZ3E 200P/R 2M | 97850 | 128499 | Encoder, incremental, 200ppr, 5-12 VDC, NPN voltage output, 0.5m cable
E6A2-CWZ3E 360P/R 0.5M | 95750 | 396940 | Encoder, incremental, 360ppr, 5-12 VDC, NPN voltage output, 0.5m cable
E6A2-CWZ3E 500P/R 0.5M | 95750 | 128412 | Encoder, incremental, 500ppr, 5-12 VDC, NPN voltage output, 0.5m cable
E6A2-CWZ5C 100P/R 0.5M | 70450 | 373506 | Encoder, incremental, 100ppr, 12-24 VDC, 2-phase, NPN output, 0.5m cable
E6A2-CWZ5C 200P/R 0.5M | 80350 | 128414 | Encoder, incremental, 200 ppr, 12 to 24 VDC, NPN open collector, 0.5 m cable
E6A2-CWZ5C 360P/R 0.5M | 120700 | 147612 | Encoder, incremental, 360ppr, 12-24 VDC, NPN open collector, 0.5m cable
E6A2-CWZ5C 500P/R 0.5M | 82350 | 128415 | Encoder, incremental, 500ppr, 12-24 VDC, NPN open collector, 0.5m cable
E6A2-CS3C 100P/R 0.5M | 74300 | 128465 | Encoder, incremental, 100ppr, 5-12 VDC, NPN open collector, 0.5m cable
E6A2-CS3C 100P/R 2M | 78100 | 128490
E6A2-CS3C 10P/R 0.5M | 74300 | 128463 | Encoder, incremental, 10ppr, 5-12 VDC, NPN open collector, 0.5m cable
E6A2-CS3C 10P/R 2M | 78100 | 146570
E6A2-CS3C 200P/R 0.5M | 74300 | 150810 | Encoder, incremental, 200ppr, 5-12 VDC, NPN open collector, 0.5m cable
E6A2-CS3C 200P/R 2M | 78100 | 105482 | Encoder, incremental, 200ppr, 5-12 VDC, NPN open collector, 2 m cable
E6A2-CS3C 300P/R 0.5M | 74300 | 128466 | Encoder, incremental, 300ppr, 5-12 VDC, NPN open collector, 0.5m cable
E6A2-CS3C 300P/R 2M | 62050 | 151979
E6A2-CS3C 360P/R 0.5M | 74300 | 128467 | Encoder, incremental, 360ppr, 5-12 VDC, NPN open collector, 0.5m cable
E6A2-CS3C 360P/R 2M | 62050 | 128491
E6A2-CS3C 500P/R 0.5M | 91900 | 103911 | Encoder, incremental, 500ppr, 5-12 VDC, NPN open collector, 0.5m cable
E6A2-CS3C 60P/R 0.5M | 74300 | 128464 | Encoder, incremental, 60ppr, 5-12 VDC, NPN open collector, 0.5m cable
E6A2-CS3C 60P/R 2M | 78150 | 128489
E6A2-CS3E 100P/R 0.5M | 74300 | 128470 | Encoder, incremental, 100ppr, 5-12 VDC, NPN voltage output, 0.5 m cable
E6A2-CS3E 100P/R 2M | 78100 | 128492 | Encoder, incremental, 100ppr, 5-12 VDC, NPN voltage output, 2 m cable
E6A2-CS3E 10P/R 0.5M | 74300 | 128468 | Encoder, incremental, 10ppr, 5-12 VDC, NPN voltage output, 0.5 m cable
E6A2-CS3E 10P/R 2M | 78100 | 149710 | Encoder, incremental, 10ppr, 5-12 VDC, NPN voltage output, 2 m cable
E6A2-CS3E 200P/R 0.5M | 57300 | 128471 | Encoder, incremental, 200ppr, 5-12 VDC, NPN voltage output, 0.5 m cable
E6A2-CS3E 200P/R 2M | 78100 | 128493 | Encoder, incremental, 200ppr, 5-12 VDC, NPN voltage output, 2 m cable
E6A2-CS3E 300P/R 0.5M | 74300 | 128472 | Encoder, incremental, 300ppr, 5-12 VDC, NPN voltage output, 0.5m cable
E6A2-CS3E 300P/R 2M | 61500 | 128494
E6A2-CS3E 360P/R 0.5M | 82950 | 128473 | Encoder, incremental, 360ppr, 5-12 VDC, NPN voltage output, 0.5m cable
E6A2-CS3E 360P/R 2M | 62050 | 128495
E6A2-CS3E 500P/R 0.5M | 91900 | 128505 | Encoder, incremental, 500ppr, 5-12 VDC, NPN voltage output, 0.5m cable
E6A2-CS3E 60P/R 0.5M | 74300 | 128469 | Encoder, incremental, 60ppr, 5-12 VDC, NPN voltage output, 0.5 m cable
E6A2-CS3E 60P/R 2M | 78100 | 104040 | Encoder, incremental, 60ppr, 5-12 VDC, NPN voltage output, 2 m cable
E6A2-CS5C 100P/R 0.5M | 74150 | 128476 | Encoder, incremental, 100ppr, 12-24 VDC, NPN open collector, 0.5 m cable
E6A2-CS5C 100P/R 2M | 78100 | 128496 | Encoder, incremental, 100ppr, 12-24 VDC, NPN open collector, 2 m cable
E6A2-CS5C 10P/R 0,5M | 74300 | 128474
E6A2-CS5C 10P/R 0.5M | 78100 | 105483 | Encoder, incremental, 10ppr, 12-24 VDC, NPN open collector, 0.5m cable
E6A2-CS5C 200P/R 0.5M | 76750 | 128477 | Encoder, incremental, 200ppr, 12-24 VDC, NPN open collector, 0.5m cable
E6A2-CS5C 300P/R 0.5M | 59400 | 128478 | Encoder, incremental, 300ppr, 12-24 VDC, NPN open collector, 0.5 m cable
E6A2-CS5C 300P/R 2M | 78150 | 128497 | Encoder, incremental, 300ppr, 12-24 VDC, NPN open collector, 2 m cable
E6A2-CS5C 360P/R 0.5M | 74150 | 128479 | Encoder, incremental, 360ppr, 12-24 VDC, NPN open collector, 0.5m cable
E6A2-CS5C 360P/R 2M | 80000 | 147610 | Encoder, incremental, 360ppr, 12-24 VDC, NPN open collector, 2 m cable
E6A2-CS5C 500P/R 0.5M | 90450 | 128410 | Encoder, incremental, 500ppr, 12-24 VDC, NPN open collector, 0.5m cable
E6A2-CS5C 60P/R 0.5M | 74300 | 128475 | Encoder, incremental, 60 ppr, 12 to 24 VDC, NPN open collector, 0.5 m cable
E6A2-CS5C 60P/R 2M | 78100 | 143268 | Encoder, incremental, 60 ppr, 12 to 24 VDC, NPN open collector, 2 m cable
E6B2-CWZ1X 1000P/R 0.5M | 115800 | 236008 | Encoder, incremental, 1000 ppr, 5 VDC, Line driver 0.5 m cable
E6B2-CWZ1X 1000P/R 2M | 128100 | 235972 | Encoder, incremental, 1000ppr, 5 VDC, Line driver 2m cable
E6B2-CWZ1X 1000P/R 5M | 93550 | 699526 | Encoder, incremental, 1000 ppr, 5 VDC, Line driver, 5 m cable
E6B2-CWZ1X 100P/R 0.5M | 82300 | 235930 | Encoder, incremental, 100ppr, 5 VDC, Line driver 0.5m cable
E6B2-CWZ1X 100P/R 2M | 106400 | 235968 | Encoder, incremental, 100ppr, 5 VDC, Line driver 2m cable
E6B2-CWZ1X 1024P/R 0.5M | 128600 | 235966 | Encoder, incremental, 1024ppr, 5 VDC, Line driver 0.5m cable
E6B2-CWZ1X 10P/R 0.5M | 106400 | 235924 | Encoder, incremental, 10ppr, 5 VDC, Line driver 0.5m cable
E6B2-CWZ1X 1200P/R 0.5M | 128100 | 235937 | Encoder, incremental, 1200ppr, 5 VDC, Line driver 0.5m cable
E6B2-CWZ1X 1500P/R 0.5M | 101600 | 235938 | Encoder, incremental, 1500ppr, 5 VDC, Line driver 0.5m cable
E6B2-CWZ1X 1800P/R 0.5M | 128100 | 235939 | Encoder, incremental, 1800ppr, 5 VDC, Line driver 0.5m cable
E6B2-CWZ1X 1800P/R 2M | 128100 | 235967 | Encoder, incremental, 1800ppr, 5 VDC, Line driver 2 m cable
E6B2-CWZ1X 2000P/R 0.5M | 128100 | 236009 | Encoder, incremental, 2000ppr, 5 VDC, Line driver 0.5m cable
E6B2-CWZ1X 2000P/R 2M | 127200 | 668085 | Encoder, incremental, 2000ppr, 5 VDC, Line driver 2m cable
E6B2-CWZ1X 200P/R 0.5M | 106400 | 235931 | Encoder, incremental, 200ppr, 5 VDC, Line driver 0.5m cable
E6B2-CWZ1X 20P/R 0.5M | 94900 | 235925 | Encoder, incremental, 20ppr, 5 VDC, Line driver 0.5m cable
E6B2-CWZ1X 300P/R 0.5M | 106400 | 235932 | Encoder, incremental, 300ppr, 5 VDC, Line driver 0.5m cable
E6B2-CWZ1X 30P/R 0.5M | 106400 | 235926 | Encoder, incremental, 30ppr, 5 VDC, Line driver 0.5m cable
E6B2-CWZ1X 360P/R 0.5M | 106400 | 235933 | Encoder, incremental, 360 ppr, 5 VDC, Line driver 0.5 m cable
E6B2-CWZ1X 400P/R 0.5M | 106400 | 235934 | Encoder, incremental, 400ppr, 5 VDC, Line driver 0.5m cable
E6B2-CWZ1X 40P/R 0.5M | 106400 | 235927 | Encoder, incremental, 40ppr, 5 VDC, Line driver 0.5m cable
E6B2-CWZ1X 500P/R 0.5M | 106400 | 235935 | Encoder, incremental, 500ppr, 5 VDC, Line driver 0.5m cable
E6B2-CWZ1X 50P/R 0.5M | 106400 | 235928 | Encoder, incremental, 1000ppr, 5 VDC, Line driver 0.5m cable
E6B2-CWZ1X 600P/R 0.5M | 106400 | 235936 | Encoder, incremental, 600ppr, 5 VDC, Line driver 0.5m cable
E6B2-CWZ1X 600P/R 2M | 106400 | 235940 | Encoder, incremental, 600ppr, 5 VDC, Line driver 2m cable
E6B2-CWZ1X 60P/R 0.5M | 106400 | 235929 | Encoder, incremental, 60ppr, 5 VDC, Line driver 0.5m cable
E6B2-CWZ3E 1000P/R 0.5M | 122100 | 235919 | Encoder, incremental, 1000ppr, 5-12 VDC, NPN voltage output, 0.5m cable
E6B2-CWZ3E 1000P/R 2M | 128100 | 235971 | Encoder, incremental, 60ppr, 5-12VDC, NPN voltage output
E6B2-CWZ3E 100P/R 0.5M | 128100 | 236006 | Encoder, incremental, 100ppr, 5-12 VDC, NPN voltage output, 0.5m cable
E6B2-CWZ3E 100P/R 2M | 92500 | 235975 | Encoder, incremental, 60 ppr, 5 to 12 VDC, NPN voltage output
E6B2-CWZ3E 10P/R 0.5M | 128100 | 235910 | Encoder, incremental, 10ppr, 5-12 VDC, NPN voltage output, 0.5m cable
E6B2-CWZ3E 10P/R 2M | 95850 | 235942 | Encoder, incremental, 60ppr, 5-12VDC, NPN voltage output
E6B2-CWZ3E 1200P/R 0.5M | 128100 | 235920 | Encoder, incremental, 1200ppr, 5-12 VDC, NPN voltage output, 0.5m cable
E6B2-CWZ3E 1500P/R 0.5M | 128100 | 235921 | Encoder, incremental, 1500ppr, 5-12 VDC, NPN voltage output, 0.5m cable
E6B2-CWZ3E 1800P/R 0.5M | 128100 | 235922 | Encoder, incremental, 1800ppr, 5-12 VDC, NPN voltage output, 0.5m cable
E6B2-CWZ3E 2000P/R 0.5M | 128100 | 235923 | Encoder, incremental, 2000ppr, 5-12 VDC, NPN voltage output, 0.5m cable
E6B2-CWZ3E 2000P/R 2M | 126000 | 235959 | Encoder, incremental, 60ppr, 5-12VDC, NPN voltage output
E6B2-CWZ3E 200P/R 0.5M | 128100 | 235915 | Encoder, incremental, 200ppr, 5-12 VDC, NPN voltage output, 0.5m cable
E6B2-CWZ3E 200P/R 2M | 128100 | 235941 | Encoder, incremental, 60ppr, 5-12VDC, NPN voltage output
E6B2-CWZ3E 20P/R 0.5M | 128100 | 235911 | Encoder, incremental, 20ppr, 5-12 VDC, NPN voltage output, 0.5m cable
E6B2-CWZ3E 20P/R 2M | 128100 | 235945 | Encoder, incremental, 60ppr, 5-12VDC, NPN voltage output
E6B2-CWZ3E 300P/R 0.5M | 128100 | 235916 | Encoder, incremental, 300ppr, 5-12 VDC, NPN voltage output, 0.5m cable
E6B2-CWZ3E 300P/R 2M | 96500 | 235950 | Encoder, incremental, 60ppr, 5-12VDC, NPN voltage output
E6B2-CWZ3E 30P/R 0.5M | 128100 | 235912 | Encoder, incremental, 30ppr, 5-12 VDC, NPN voltage output, 0.5m cable
E6B2-CWZ3E 30P/R 2M | 95850 | 235946 | Encoder, incremental, 60ppr, 5-12VDC, NPN voltage output
E6B2-CWZ3E 360P/R 0.5M | 128100 | 235917 | Encoder, incremental, 360ppr, 5-12 VDC, NPN voltage output, 0.5m cable
E6B2-CWZ3E 360P/R 2M | 128100 | 235944 | Encoder, incremental, 60ppr, 5-12VDC, NPN voltage output
E6B2-CWZ3E 400P/R 0.5M | 128100 | 235918 | Encoder, incremental, 400ppr, 5-12 VDC, NPN voltage output, 0.5m cable
E6B2-CWZ3E 400P/R 2M | 97850 | 235951 | Encoder, incremental, 60ppr, 5-12VDC, NPN voltage output
E6B2-CWZ3E 40P/R 0.5M | 128100 | 235913 | Encoder, incremental, 40ppr, 5-12 VDC, NPN voltage output, 0.5m cable
E6B2-CWZ3E 40P/R 2M | 95850 | 235947 | Encoder, incremental, 60ppr, 5-12VDC, NPN voltage output
E6B2-CWZ3E 500P/R 0.5M | 128100 | 235970 | Encoder, incremental, 500ppr, 5-12 VDC, NPN voltage output, 0.5m cable
E6B2-CWZ3E 500P/R 2M | 128100 | 235974 | Encoder, incremental, 60ppr, 5-12VDC, NPN voltage output
E6B2-CWZ3E 50P/R 0.5M | 128100 | 235914 | Encoder, incremental, 50ppr, 5-12 VDC, NPN voltage output, 0.5m cable
E6B2-CWZ3E 50P/R 2M | 128100 | 235948 | Encoder, incremental, 60ppr, 5-12VDC, NPN voltage output
E6B2-CWZ3E 600P/R 0.5M | 128100 | 236007 | Encoder, incremental, 600ppr, 5-12 VDC, NPN voltage output, 0.5m cable
E6B2-CWZ3E 600P/R 2M | 128100 | 235973 | Encoder, incremental, 600ppr, 5-12 VDC, NPN voltage output, 2m cable
E6B2-CWZ3E 60P/R 0.5M | 128100 | 235969 | Encoder, incremental, 60ppr, 5-12 VDC, NPN voltage output, 0.5m cable
E6B2-CWZ3E 60P/R 2M | 95950 | 235949 | Encoder, incremental, 60ppr, 5-12VDC, NPN voltage output
E6B2-CWZ3E-10 1000P/R 5M | 128100 | 235960 | Encoder, incremental, 60ppr, 5-12VDC, NPN voltage output
E6B2-CWZ3E-10 2000P/R 5M | 134700 | 235965 | Encoder, incremental, 60ppr, 5-12VDC, NPN voltage output
E6B2-CWZ5B 1000P/R 0.5M | 124600 | 235986 | Encoder, incremental, 1000ppr, 12-24 VDC, PNP output, 0.5m cable
E6B2-CWZ5B 100P/R 0.5M | 128700 | 235982 | Encoder, incremental, 100ppr, 12-24 VDC, PNP output, 0.5m cable
E6B2-CWZ5B 100P/R 2M | 143400 | 669380 | Encoder, incremental, 100ppr, 12-24 VDC, PNP output, 2m cable
E6B2-CWZ5B 2000P/R 0.5M | 125600 | 235987 | Encoder, incremental, 2000ppr, 12-24 VDC, PNP output, 0.5m cable
E6B2-CWZ5B 2000P/R 5M | 238800 | 297194 | Encoder, incremental, 2000 ppr, 5-24 VDC, 3-phase, PNP output, 5 m cable
E6B2-CWZ5B 200P/R 0.5M | 135600 | 235983 | Encoder, incremental, 200ppr, 12-24 VDC, PNP output, 0.5m cable
E6B2-CWZ5B 200P/R 2M | 148000 | 668490 | Encoder, incremental, 200 ppr, 12 to 24 VDC, PNP output, 2 m cable
E6B2-CWZ5B 360P/R 0.5M | 130300 | 235984 | Encoder, incremental, 360ppr, 12-24 VDC, PNP output, 0.5m cable
E6B2-CWZ5B 360P/R 2M | 130300 | 361819 | Encoder, incremental, 360 ppr, 12 to 24 VDC, PNP output, 0.5 m cable
E6B2-CWZ5B 500P/R 0.5M | 125600 | 235985 | Encoder, incremental, 500ppr, 12-24 VDC, PNP output, 0.5m cable
E6B2-CWZ5B 500P/R 2M | 141700 | 373964 | Encoder, incremental, 500 ppr, 12 to 24 VDC, PNP output, 2 m cable
E6B2-CWZ5B 600P/R 0.5M | 136700 | 235963 | Encoder, incremental, 600ppr, 12-24 VDC, PNP output, 0.5m cable
E6B2-CWZ5B 600P/R 2M | 144300 | 235964 | Encoder, incremental, 600ppr, 12-24 VDC, PNP output, 2m cable
E6B2-CWZ6C 1000P/R 0.5M | 121500 | 236001 | Encoder, incremental, 1000 ppr, 5 to 24 VDC, 3-phase, NPN output, 0.5 m cable
E6B2-CWZ6C 1000P/R 2M | 121500 | 236012 | Encoder, incremental, 1000ppr, 5-24 VDC, 3-phase, NPN output
E6B2-CWZ6C 100P/R 0.5M | 110500 | 235994 | Encoder, incremental, 100ppr, 5-24 VDC, NPN output, 0.5m cable
E6B2-CWZ6C 100P/R 2M | 110500 | 236010 | Encoder, incremental, 100ppr, 5-24 VDC, 3-phase, NPN output
E6B2-CWZ6C 1024P/R 0.5M | 144300 | 351619 | Encoder, incremental, 1024ppr, 5-24 VDC, NPN output, 0.5m cable
E6B2-CWZ6C 10P/R 0.5M | 110700 | 235988 | Encoder, incremental, 10ppr, 5-24 VDC, NPN output, 0.5m cable
E6B2-CWZ6C 10P/R 2M | 110700 | 235976 | Rotary Encoder, incremental, 10ppr, 5-24 VDC, 3-phase, NPN output, 2m cable
E6B2-CWZ6C 1200P/R 0.5M | 133400 | 236002 | Encoder, incremental, 1200ppr, 5-24 VDC, NPN output, 0.5m cable
E6B2-CWZ6C 1200P/R 2M | 133400 | 235980 | Rotary Encoder, incremental, 1200ppr, 5-24 VDC, 3-phase, NPN output, 2m cable
E6B2-CWZ6C 1500P/R 0.5M | 136800 | 236003 | Encoder, incremental, 1500ppr, 5-24 VDC, NPN output, 0.5m cable
E6B2-CWZ6C 1800P/R 0.5M | 144100 | 236004 | Encoder, incremental, 1800ppr, 5-24 VDC, NPN output, 0.5m cable
E6B2-CWZ6C 1800P/R 2M | 155900 | 353659
E6B2-CWZ6C 2000P/R 0.5M | 125600 | 236005 | Encoder, incremental, 2000ppr, 5-24 VDC, NPN output, 0.5m cable
E6B2-CWZ6C 2000P/R 2M | 132300 | 235979 | Encoder, incremental, 2000ppr, 5-24VDC, 3-phase, NPN output, 2m cable
E6B2-CWZ6C 200P/R 0.5M | 110700 | 235995 | Encoder, incremental, 200ppr, 5-24 VDC, NPN output, 0.5m cable
E6B2-CWZ6C 200P/R 2M | 104400 | 236015 | Encoder, incremental, 200ppr, 5-24 VDC, 3-phase, NPN output
E6B2-CWZ6C 20P/R 0.5M | 104600 | 235989 | Encoder, incremental, 20ppr, 5-24 VDC, NPN output, 0.5m cable
E6B2-CWZ6C 20P/R 2M | 92750 | 235952 | Rotary Encoder, incremental, 20 ppr, 5 to 24 VDC, 3-phase, NPN output, 2 m cable
E6B2-CWZ6C 300P/R 0.5M | 94900 | 235996 | Encoder, incremental, 300ppr, 5-24 VDC, NPN output, 0.5m cable
E6B2-CWZ6C 300P/R 2M | 104400 | 235977 | Rotary Encoder, incremental, 300ppr, 5-24 VDC, 3-phase, NPN output, 2m cable
E6B2-CWZ6C 30P/R 0.5M | 110700 | 235990 | Encoder, incremental, 30ppr, 5-24 VDC, NPN output, 0.5m cable
E6B2-CWZ6C 30P/R 2M | 139700 | 235953 | Rotary Encoder, incremental, 30ppr, 5-24 VDC, 3-phase, NPN output, 2m cable
E6B2-CWZ6C 360P/R 0.5M | 104400 | 235997 | Encoder, incremental, 360 ppr, 5 to 24 VDC, NPN output, 0.5 m cable
E6B2-CWZ6C 360P/R 2M | 110700 | 236014 | Encoder, incremental, 360ppr, 5-24 VDC, 3-phase, NPN output
E6B2-CWZ6C 400P/R 0.5M | 104600 | 235998 | Encoder, incremental, 400ppr, 5-24 VDC, NPN output, 0.5m cable
E6B2-CWZ6C 400P/R 2M | 140000 | 235956 | Rotary Encoder, incremental, 400ppr, 5-24 VDC, 3-phase, NPN output, 2m cable
E6B2-CWZ6C 40P/R 0.5M | 104600 | 235991 | Encoder, incremental, 40ppr, 5-24 VDC, NPN output, 0.5m cable
E6B2-CWZ6C 40P/R 2M | 115000 | 235954 | Rotary Encoder, incremental, 40ppr, 5-24 VDC, 3-phase, NPN output, 2m cable
E6B2-CWZ6C 500P/R 0.5M | 104400 | 235999 | Encoder, incremental, 500 ppr, 5 to 24 VDC, NPN output, 0.5 m cable
E6B2-CWZ6C 500P/R 2M | 110500 | 236011 | Encoder, incremental, 500ppr, 5-24 VDC, 3-phase, NPN output
E6B2-CWZ6C 50P/R 0.5M | 110700 | 235992 | Encoder, incremental, 50ppr, 5-24 VDC, NPN output, 0.5m cable
E6B2-CWZ6C 50P/R 2M | 92750 | 235978 | Encoder
E6B2-CWZ6C 600P/R 0.5M | 110700 | 236000 | Encoder, incremental, 600 ppr, 5 to 24 VDC, NPN output, 0.5 m cable
E6B2-CWZ6C 600P/R 2M | 110300 | 236013 | Encoder, incremental, 600ppr, 5-24VDC, 3-phase, NPN output
E6B2-CWZ6C 60P/R 0.5M | 104600 | 235993 | Encoder, incremental, 60ppr, 5-24 VDC, NPN output, 0.5m cable
E6B2-CWZ6C 60P/R 2M | 90500 | 235955 | Rotary Encoder, incremental, 60ppr, 5-24 VDC, 3-phase, NPN output, 2m cable
E6B2-CWZ6C 720P/R 0.5M | 111600 | 236016 | Encoder, incremental, 720ppr, 5-24 VDC, NPN output, 0.5m cable
E6B2-CWZ6C-1 600P/R 0.5M | 81450 | 235957 | Rotary Encoder, incremental, 600ppr, 5-24 VDC, 3-phase, NPN output, 0.5m cable
E6B2-CWZ6C-10 1000P/R 5M | 126400 | 235981 | Encoder, incremental, 1000ppr, 5-24 VDC, 3-phase, NPN output, 5 m cable
E6B2-CWZ6C-10 2000P/R 5M | 138100 | 235961
E6B2-CWZ6C-10 360P/R 5M | 83350 | 235958
E6B2-CWZ6C-6 600P/R 0.5M | 85400 | 235943 | Rotary Encoder, incremental, 600ppr, 5-24 VDC, 3-phase, NPN output, 0.5m cable
E6C2-CWZ1X 1000P/R 2M | 80600 | 257299 | Encoder, incremental, 1000ppr, 5 VDC, Line driver output, 2m cable
E6C2-CWZ1X 1000P/R 5M | 103400 | 257319 | Encoder, incremental, 1000 ppr, 5 VDC, Line driver output, 5 m cable
E6C2-CWZ1X 100P/R 2M | 69600 | 257292 | Encoder, incremental, 100ppr, 5 VDC, Line driver output, 2m cable
E6C2-CWZ1X 1024P/R 2M | 88250 | 257311 | Encoder, incremental, 1024 ppr, 5 VDC, Line driver output, 2 m cable
E6C2-CWZ1X 10P/R 2M | 69600 | 257286 | Encoder, incremental, 10ppr, 5 VDC, Line driver output, 2m cable
E6C2-CWZ1X 1200P/R 2M | 80600 | 257300 | Encoder, incremental, 1200ppr, 5 VDC, Line driver output, 2m cable
E6C2-CWZ1X 1500P/R 2M | 80600 | 257301 | Encoder, incremental, 1500ppr, 5 VDC, Line driver output, 2m cable
E6C2-CWZ1X 1800P/R 2M | 80600 | 257302 | Encoder, incremental, 1800ppr, 5 VDC, Line driver output, 2m cable
E6C2-CWZ1X 2000P/R 2M | 80600 | 257303 | Encoder, incremental, 2000ppr, 5 VDC, Line driver output, 2m cable
E6C2-CWZ1X 200P/R 2M | 69600 | 257293 | Encoder, incremental, 200ppr, 5 VDC, Line driver output, 2m cable
E6C2-CWZ1X 20P/R 2M | 69600 | 257287 | Encoder, incremental, 20ppr, 5 VDC, Line driver output, 2m cable
E6C2-CWZ1X 300P/R 2M | 69600 | 257294 | Encoder, incremental, 300ppr, 5 VDC, Line driver output, 2m cable
E6C2-CWZ1X 30P/R 2M | 69600 | 257288 | Encoder, incremental, 30ppr, 5 VDC, Line driver output, 2m cable
E6C2-CWZ1X 360P/R 2M | 69600 | 257297 | Encoder, incremental, 360 ppr, 5 VDC, Line driver output, 2 m cable
E6C2-CWZ1X 360P/R 5M | 75450 | 668447 | Encoder, incremental, 360ppr, 5 VDC, Line driver output, 5m cable
E6C2-CWZ1X 400P/R 2M | 70700 | 257295 | Encoder, incremental, 400ppr, 5 VDC, Line driver output, 2m cable
E6C2-CWZ1X 40P/R 2M | 69600 | 257289 | Encoder, incremental, 40ppr, 5 VDC, Line driver output, 2m cable
E6C2-CWZ1X 500P/R 2M | 69600 | 257296 | Encoder, incremental, 500ppr, 5 VDC, Line driver output, 2m cable
E6C2-CWZ1X 50P/R 2M | 69600 | 257290 | Encoder, incremental, 50ppr, 5 VDC, Line driver output, 2m cable
E6C2-CWZ1X 600P/R 2M | 69600 | 257298 | Encoder, incremental, 600ppr, 5 VDC, Line driver output, 2m cable
E6C2-CWZ1X 60P/R 2M | 69600 | 257291 | Encoder, incremental, 60ppr, 5 VDC, Line driver output, 2m cable
E6C2-CWZ1X 800P/R 2M | 160500 | 352873 | Encoder, incremental, 800ppr, 5 VDC, Line driver output, 2m cable
E6C2-CWZ3E 1000P/R 2M | 80600 | 257281 | Encoder, incremental, 1000 ppr, 5 to 12 VDC, NPN voltage output, 2 m cable
E6C2-CWZ3E 100P/R 2M | 69600 | 257274 | Encoder, incremental, 100ppr, 5-12 VDC, NPN voltage output, 2m cable
E6C2-CWZ3E 1024P/R 2M | 85400 | 257312 | Encoder, incremental, 1024ppr, 5-12 VDC, NPN voltage output, 2m cable
E6C2-CWZ3E 10P/R 2M | 69600 | 257268 | Encoder, incremental, 10ppr, 5-12 VDC, NPN voltage output, 2m cable
E6C2-CWZ3E 1200P/R 2M | 80600 | 257282 | Encoder, incremental, 1200ppr, 5-12 VDC, NPN voltage output, 2m cable
E6C2-CWZ3E 1500P/R 2M | 80600 | 257283 | Encoder, incremental, 1500ppr, 5-12 VDC, NPN voltage output, 2m cable
E6C2-CWZ3E 1800P/R 2M | 80600 | 257284 | Encoder, incremental, 1800ppr, 5-12 VDC, NPN voltage output, 2m cable
E6C2-CWZ3E 2000P/R 2M | 80600 | 257285 | Encoder, incremental, 2000ppr, 5-12 VDC, NPN voltage output, 2m cable
E6C2-CWZ3E 200P/R 2M | 69600 | 257275 | Encoder, incremental, 200ppr, 5-12 VDC, NPN voltage output, 2m cable
E6C2-CWZ3E 20P/R 2M | 69600 | 257269 | Encoder, incremental, 20ppr, 5-12 VDC, NPN voltage output, 2m cable
E6C2-CWZ3E 300P/R 2M | 69600 | 257276 | Encoder, incremental, 300ppr, 5-12 VDC, NPN voltage output, 2m cable
E6C2-CWZ3E 30P/R 2M | 69600 | 257270 | Encoder, incremental, 30ppr, 5-12 VDC, NPN voltage output, 2m cable
E6C2-CWZ3E 360P/R 2M | 69600 | 257277 | Encoder, incremental, 360ppr, 5-12 VDC, NPN voltage output, 2m cable
E6C2-CWZ3E 400P/R 2M | 70150 | 257278 | Encoder, incremental, 400ppr, 5-12 VDC, NPN voltage output, 2m cable
E6C2-CWZ3E 40P/R 2M | 69600 | 257271 | Encoder, incremental, 40ppr, 5-12 VDC, NPN voltage output, 2m cable
E6C2-CWZ3E 500P/R 2M | 69600 | 257279 | Encoder, incremental, 500ppr, 5-12 VDC, NPN voltage output, 2m cable
E6C2-CWZ3E 50P/R 2M | 69600 | 257272 | Encoder, incremental, 50ppr, 5-12 VDC, NPN voltage output, 2m cable
E6C2-CWZ3E 600P/R 2M | 69600 | 257280 | Encoder, incremental, 600ppr, 5-12 VDC, NPN voltage output, 2m cable
E6C2-CWZ3E 60P/R 2M | 69600 | 257273 | Encoder, incremental, 60ppr, 5-12 VDC, NPN voltage output, 2m cable
E6C2-CWZ3E-3 314 P/R 5M | 165700 | 257317
E6C2-CWZ5B 1000P/R 2M | 83550 | 257309 | Encoder, incremental, 1000ppr, 12-24 VDC, PNP output, 2m cable
E6C2-CWZ5B 100P/R 2M | 75500 | 257304 | Encoder, incremental, 100ppr, 12-24 VDC, PNP output, 2m cable
E6C2-CWZ5B 2000P/R 2M | 85300 | 257310 | Encoder, incremental, 2000ppr, 12-24 VDC, PNP output, 2m cable
E6C2-CWZ5B 200P/R 2M | 76100 | 257305 | Encoder, incremental, 200ppr, 12-24 VDC, PNP output, 2m cable
E6C2-CWZ5B 360P/R 2M | 76650 | 257306 | Encoder, incremental, 360ppr, 12-24 VDC, PNP output, 2m cable
E6C2-CWZ5B 500P/R 2M | 76750 | 257307 | Encoder, incremental, 500ppr, 12-24 VDC, PNP output, 2m cable
E6C2-CWZ5B 50P/R 2M | 101000 | 257322 | Encoder, incremental, 50ppr, 12-24 VDC, PNP output, 2m cable
E6C2-CWZ5B 600P/R 2M | 77500 | 257308 | Encoder, incremental, 600ppr, 12-24 VDC, PNP output, 2m cable
E6C2-CWZ5B-10 1000P/R 5M | 104200 | 257323
E6C2-CWZ5B-10 2000P/R 5M | 193000 | 685623 | Incremental Encoder, 2000 ppr, 12-24 VDC, PNP output, 5 m cable
E6C2-CWZ5B-10 360P/R 5M | 91200 | 257320
E6C2-CWZ6C 1000P/R 2M | 80600 | 257263 | Encoder, incremental, 1000ppr, 5-24 VDC, NPN output, 2m cable
E6C2-CWZ6C 100P/R 2M | 69600 | 257256 | Encoder, incremental, 100ppr, 5-24 VDC, NPN output, 2m cable
E6C2-CWZ6C 1024P/R 2M | 83350 | 257314 | Encoder, incremental, 1024 ppr, 5 to 24 VDC, NPN output, 2 m cable
E6C2-CWZ6C 10P/R 2M | 69600 | 257250 | Encoder, incremental, 10ppr, 5-24 VDC, NPN output, 2m cable
E6C2-CWZ6C 1200P/R 2M | 80600 | 257264 | Encoder, incremental, 1200ppr, 5-24 VDC, NPN output, 2m cable
E6C2-CWZ6C 1500P/R 2M | 80600 | 257265 | Encoder, incremental, 1500ppr, 5-24 VDC, NPN output, 2m cable
E6C2-CWZ6C 1800P/R 2M | 80600 | 257266 | Encoder, incremental, 1800ppr, 5-24 VDC, NPN output, 2m cable
E6C2-CWZ6C 2000P/R 2M | 80600 | 257267 | Encoder, incremental, 2000ppr, 5-24 VDC, NPN output, 2m cable
E6C2-CWZ6C 200P/R 2M | 69600 | 257257 | Encoder, incremental, 200ppr, 5-24 VDC, NPN output, 2m cable
E6C2-CWZ6C 20P/R 2M | 69600 | 257251 | Encoder, incremental, 20ppr, 5-24 VDC, NPN output, 2m cable
E6C2-CWZ6C 300P/R 2M | 69600 | 257258 | Encoder, incremental, 300ppr, 5-24 VDC, NPN output, 2m cable
E6C2-CWZ6C 30P/R 2M | 69600 | 257252 | Encoder, incremental, 30ppr, 5-24 VDC, NPN output, 2m cable
E6C2-CWZ6C 360P/R 2M | 69600 | 257259 | Encoder, incremental, 360ppr, 5-24 VDC, NPN output, 2m cable
E6C2-CWZ6C 400P/R 2M | 69600 | 257260 | Encoder, incremental, 400ppr, 5-24 VDC, NPN output, 2m cable
E6C2-CWZ6C 40P/R 2M | 69600 | 257253 | Encoder, incremental, 40ppr, 5-24 VDC, NPN output, 2m cable
E6C2-CWZ6C 500P/R 2M | 69600 | 257261 | Encoder, incremental, 500ppr, 5-24 VDC, NPN output, 2m cable
E6C2-CWZ6C 50P/R 2M | 69600 | 257254 | Encoder, incremental, 50ppr, 5-24 VDC, NPN output, 2m cable
E6C2-CWZ6C 600P/R 2M | 69600 | 257262 | Encoder, incremental, 600ppr, 5-24 VDC, NPN output, 2m cable
E6C2-CWZ6C 60P/R 2M | 69600 | 257255 | Encoder, incremental, 60ppr, 5-24 VDC, NPN output, 2m cable
E6C2-CWZ6C 720P/R 2M | 83350 | 257313 | Encoder, incremental, 720ppr, 5-24 VDC, NPN output, 2m cable
E6C2-CWZ6C 800P/R 2M | 69700 | 378243 | Encoder, incremental, 800ppr, 5-24VDC, NPN output, 2m cable
E6C2-CWZ6C-10 1000P/R 5M | 118200 | 698961 | Encoder, incremental, 1000 ppr, 5-24 VDC, NPN output, 5 m cable
E6C2-CWZ6C-10 100P/R 5M | 138400 | 257321 | Encoder, incremental, 100 ppr, 5-24 VDC, NPN output, 5 m cable
E6C2-CWZ6C-10 360P/R 5M | 131500 | 257315 | Encoder, incremental, 360 ppr, 5-24 VDC, NPN output, 5 m cable
E6C2-CWZ6C-10 500P/R 5M | 120300 | 257316 | Encoder, incremental, 500 ppr, 5-24 VDC, NPN output, 5 m cable
E6C2-CWZ6C-12 500P/R 10M | 178900 | 257318 | Encoder, incremental, 1500ppr, 5-24 VDC, NPN output, 10 m cable
E6C3-AB5B 12P/R 1M | 173800 | 128248 | Encoder, absolute, 12ppr, 9-bit, 12-24 VDC, PNP open collector, BCD output, 1m cable
E6C3-AB5B 12P/R 2M | 174100 | 128239 | Encoder, absolute, 12ppr, 9-bit, 12-24 VDC, PNP open collector, BCD output, 2 m prewired
E6C3-AB5B 6P/R 1M | 173800 | 128246 | Encoder, absolute, 6ppr, 9-bit, 12-24 VDC, PNP open collector, BCD output, 1m cable
E6C3-AB5B 6P/R 2M | 174100 | 128238
E6C3-AB5B 8P/R 1M | 173800 | 128247 | Encoder, absolute, 8ppr, 9-bit, 12-24 VDC, PNP open collector, BCD output, 1m cable
E6C3-AB5B 8P/R 2M | 174100 | 152460
E6C3-AB5C 12P/R 1M | 174100 | 149114 | Encoder, absolute, 12ppr, 9-bit, 12-24 VDC, NPN open collector, BCD output, 1m cable
E6C3-AB5C 12P/R 2M | 174200 | 128232 | Encoder, absolute, 12ppr, 9-bit, 12-24 VDC, NPN open collector, BCD output, 2 m cable
E6C3-AB5C 6P/R 1M | 174100 | 149113 | Encoder, absolute, 6ppr, 9-bit, 12-24 VDC, NPN open collector, BCD output, 1m cable
E6C3-AB5C 6P/R 2M | 174200 | 128230
E6C3-AB5C 8P/R 1M | 174100 | 128243 | Encoder, absolute, 8ppr, 9-bit, 12-24 VDC, NPN open collector, BCD output, 1m cable
E6C3-AB5C 8P/R 2M | 174200 | 128231
E6C3-AG5B 1024P/R 1M | 174100 | 142533 | Encoder, absolute, 1024ppr, 9-bit, 12-24 VDC, PNP open collector, gray code output, 1m cable
E6C3-AG5B 1024P/R 2M | 174100 | 128235 | Encoder, absolute, 1024ppr, 9-bit, 12-24 VDC, gray code output, 2m cable
E6C3-AG5B 256P/R 1M | 174100 | 128244 | Encoder, absolute, 256ppr, 9-bit, 12-24 VDC, gray code output, 1m cable
E6C3-AG5B 256P/R 2M | 174100 | 128233 | Encoder, absolute, 256ppr, 9-bit, 12-24 VDC, PNP open collector, gray code output, 2m cable
E6C3-AG5B 360P/R 1M | 174100 | 128245
E6C3-AG5B 360P/R 2M | 174100 | 156885 | Encoder, absolute, 360ppr, 9-bit, 12-24 VDC, PNP open collector, gray code output, 2m cable
E6C3-AG5B 360P/R 5M | 184600 | 172018 | Encoder, absolute, 360ppr, 9-bit, 12-24 VDC, gray code output, 5m cable
E6C3-AG5B 720P/R 1M | 174100 | 154669
E6C3-AG5B 720P/R 2M | 174100 | 128234 | Encoder, absolute, 720ppr, 9-bit, 12-24 VDC, PNP open collector, gray code output, 2m cable
E6C3-AG5C 1024P/R 1M | 174100 | 149112 | Encoder, absolute, 1024ppr, 9-bit, 12-24 VDC, NPN open collector, gray code output, 1 m cable
E6C3-AG5C 1024P/R 2M | 174100 | 128227 | Encoder, absolute, 1024ppr, 9-bit, 12-24 VDC, NPN open collector, gray code output, 2m cable
E6C3-AG5C 256P/R 1M | 174100 | 104491 | Encoder, absolute, 256ppr, 9-bit, 12-24 VDC, gray code output, 1m cable
E6C3-AG5C 256P/R 2M | 174100 | 128224 | Encoder, absolute, 256ppr, 9-bit, 12-24 VDC, NPN open collector, gray code output, 2m cable
E6C3-AG5C 360P/R 1M | 174100 | 128242 | Encoder, absolute, 360 ppr, 9-bit, 12-24 VDC, NPN open collector, gray code output, 1 m cable
E6C3-AG5C 360P/R 2M | 174100 | 128225 | Encoder, absolute, 360 ppr, 9-bit, 12-24 VDC, NPN open collector, gray code output, 2 m cable
E6C3-AG5C 720P/R 1M | 174100 | 151297 | Encoder, absolute, 720 ppr, 9-bit, 12-24 VDC, NPN open collector, gray code output, 1 m cable
E6C3-AG5C 720P/R 2M | 174100 | 128226 | Encoder, absolute, 720 ppr, 9-bit, 12-24 VDC, NPN open collector, gray code output, 2 m cable
E6C3-AG5C-C 256P/R 1M | 188500 | 103667 | Encoder, absolute, 256ppr, 9-bit, 12-24 VDC, NPN open collector, gray code output, 1 m cable
E6C3-AG5C-C 256P/R 2M | 188500 | 145873 | Encoder, absolute, 256ppr, 9-bit, 12-24 VDC, NPN open collector, gray code output, 2m cable
E6C3-AG5C-C 360P/R 1M | 188500 | 155472 | Encoder, absolute, 360ppr, 9-bit, 12-24 VDC, NPN open collector, gray code output, 1 m cable
E6C3-AG5C-C 360P/R 2M | 188500 | 103666 | Encoder, absolute, 360ppr, 9-bit, 12-24 VDC, NPN open collector, gray code output, 2m cable
E6C3-AG5C-C 720P/R 2M | 188500 | 168881 | Encoder, absolute, 720ppr, 9-bit, 12-24 VDC, NPN open collector, gray code output, 2m cable
E6C3-AG5C-C-1 360P/R 5M | 193600 | 180668 | Encoder, absolute, 360 ppr, 9-bit, 12-24 VDC, NPN open collector, gray code output, 5 m cable
E6C3-AN1E 256P/R 1M | 174100 | 128249 | Encoder, absolute, 256ppr, 9-bit, 5 VDC, NPN open collector, binary output, 1m cable
E6C3-AN1E 256P/R 2M | 174100 | 128240
E6C3-AN2E 256P/R 1M | 174100 | 128250 | Encoder, absolute, 256ppr, 9-bit, 12 VDC, NPN open collector, binary output, 1m cable
E6C3-AN2E 256P/R 2M | 174200 | 128241
E6C3-AN5B 32P/R 1M | 173800 | 142534 | Encoder, absolute, 32ppr, 9-bit, 12-24 VDC, PNP open collector, BCD output, 1m cable
E6C3-AN5B 32P/R 2M | 174100 | 128236
E6C3-AN5B 40P/R 1M | 173800 | 151299 | Encoder, absolute, 40ppr, 9-bit, 12-24 VDC, PNP open collector, BCD output, 1m cable
E6C3-AN5B 40P/R 2M | 174100 | 128237
E6C3-AN5C 32P/R 1M | 174100 | 151298 | Encoder, absolute, 32ppr, 9-bit, 12-24 VDC, NPN open collector, binary output, 1m cable
E6C3-AN5C 32P/R 2M | 174200 | 128228
E6C3-AN5C 40P/R 1M | 174100 | 155473 | Encoder, absolute, 40ppr, 9-bit, 12-24 VDC, NPN open collector, binary output, 1m cable
E6C3-AN5C 40P/R 2M | 174200 | 128229
E6C3-CWZ3EH 1000P/R 1M | 130400 | 146938 | Encoder incremental 8 dia rugged housing, NPN voltage output, 1000ppr
E6C3-CWZ3EH 1000P/R 2M | 133200 | 128171
E6C3-CWZ3EH 100P/R 1M | 123000 | 144785 | Encoder incremental 8 dia rugged housing, NPN voltage output, 100 ppr
E6C3-CWZ3EH 100P/R 2M | 123000 | 104492
E6C3-CWZ3EH 1024P/R 1M | 130400 | 103668 | Encoder incremental 8 dia rugged housing, NPN voltage output, 1024 ppr
E6C3-CWZ3EH 1024P/R 2M | 130400 | 128172
E6C3-CWZ3EH 1200P/R 1M | 130400 | 128204 | Encoder incremental 8 dia rugged housing, NPN voltage output, 1200 ppr
E6C3-CWZ3EH 1200P/R 2M | 130400 | 128173
E6C3-CWZ3EH 1500P/R 1M | 130500 | 128205 | Encoder incremental 8 dia rugged housing, NPN voltage output, 1500 ppr
E6C3-CWZ3EH 1500P/R 2M | 130700 | 128174
E6C3-CWZ3EH 1800P/R 1M | 130500 | 128206 | Encoder incremental 8 dia rugged housing, NPN voltage output, 1800 ppr
E6C3-CWZ3EH 1800P/R 2M | 130700 | 128175
E6C3-CWZ3EH 2000P/R 1M | 130500 | 128207 | Encoder incremental 8 dia rugged housing, NPN voltage output, 2000 ppr
E6C3-CWZ3EH 2000P/R 2M | 130700 | 158079
E6C3-CWZ3EH 200P/R 1M | 123000 | 128199 | Encoder incremental 8 dia rugged housing, NPN voltage output, 200 ppr
E6C3-CWZ3EH 200P/R 2M | 123000 | 128261
E6C3-CWZ3EH 2048P/R 1M | 130800 | 128208 | Encoder incremental 8 dia rugged housing, NPN voltage output, 2048 ppr
E6C3-CWZ3EH 2048P/R 2M | 130900 | 128176
E6C3-CWZ3EH 2500P/R 1M | 130800 | 128209 | Encoder incremental 8 dia rugged housing, NPN voltage output, 2500 ppr
E6C3-CWZ3EH 2500P/R 2M | 130900 | 128177 | Encoder, Incremental
E6C3-CWZ3EH 300P/R 1M | 123000 | 128200 | Encoder incremental 8 dia rugged housing, NPN voltage output, 300 ppr
E6C3-CWZ3EH 300P/R 2M | 123200 | 128262
E6C3-CWZ3EH 3600P/R 1M | 130800 | 128210 | Encoder incremental 8 dia rugged housing, NPN voltage output, 3600 ppr
E6C3-CWZ3EH 3600P/R 2M | 133200 | 128178 | Encoder
E6C3-CWZ3EH 360P/R 1M | 164900 | 149116 | Encoder incremental 8 dia rugged housing, NPN voltage output, 360 ppr
E6C3-CWZ3EH 500P/R 1M | 123000 | 128201 | Encoder incremental 8 dia rugged housing, NPN voltage output, 500 ppr
E6C3-CWZ3EH 500P/R 2M | 118800 | 128263
E6C3-CWZ3EH 600P/R 1M | 123200 | 128202 | Encoder incremental 8 dia rugged housing, NPN voltage output, 600 ppr
E6C3-CWZ3EH 600P/R 2M | 123200 | 128264
E6C3-CWZ3EH 720P/R 1M | 164900 | 148019 | Encoder incremental 8 dia rugged housing, NPN voltage output, 720 ppr
E6C3-CWZ3EH 720P/R 2M | 123200 | 128265
E6C3-CWZ3EH 800P/R 1M | 123200 | 128203 | Encoder incremental 8 dia rugged housing, NPN voltage output, 800 ppr
E6C3-CWZ3EH 800P/R 2M | 123200 | 128170
E6C3-CWZ3XH 1000P/R 1M | 240100 | 128215 | Encoder incremental 8 dia rugged housing, line driver output, 1000 ppr
E6C3-CWZ3XH 1000P/R 2M | 133200 | 128184 | Encoder
E6C3-CWZ3XH 100P/R 1M | 118800 | 128211 | Encoder incremental 8 dia rugged housing, line driver output, 100 ppr
E6C3-CWZ3XH 100P/R 2M | 118800 | 128179 | Incremental Encoder 8 dia tough model, line driver output
E6C3-CWZ3XH 1024P/R 1M | 156300 | 105921 | Encoder incremental 8 dia rugged housing, line driver output, 1024 ppr
E6C3-CWZ3XH 1024P/R 2M | 156400 | 128185 | Incremental Encoder 8 dia tough model, line driver output
E6C3-CWZ3XH 1200P/R 1M | 156300 | 154671 | Encoder incremental 8 dia rugged housing, line driver output, 1200 ppr
E6C3-CWZ3XH 1200P/R 2M | 156400 | 128186 | Incremental Encoder 8 dia tough model, line driver output
E6C3-CWZ3XH 1500P/R 1M | 156400 | 128216 | Encoder incremental 8 dia rugged housing, line driver output, 1500 ppr
E6C3-CWZ3XH 1500P/R 2M | 156500 | 145877 | Incremental Encoder 8 dia tough model, line driver output
E6C3-CWZ3XH 1800P/R 1M | 156400 | 128217 | Encoder incremental 8 dia rugged housing, line driver output, 1800 ppr
E6C3-CWZ3XH 1800P/R 2M | 156500 | 128187 | Incremental Encoder 8 dia tough model, line driver output
E6C3-CWZ3XH 2000P/R 1M | 237500 | 128122 | Encoder incremental 8 dia rugged housing, line driver output, 2000 ppr
E6C3-CWZ3XH 2000P/R 2M | 133200 | 128188 | Incremental Encoder 8 dia tough model, line driver output
E6C3-CWZ3XH 200P/R 1M | 147500 | 128212 | Encoder incremental 8 dia rugged housing, line driver output, 200 ppr
E6C3-CWZ3XH 200P/R 2M | 147600 | 153532 | Incremental Encoder 8 dia tough model, line driver output
E6C3-CWZ3XH 2048P/R 1M | 156500 | 153531 | Encoder incremental 8 dia rugged housing, line driver output, 2048 ppr
E6C3-CWZ3XH 2048P/R 2M | 156900 | 128189 | Incremental Encoder 8 dia tough model, line driver output
E6C3-CWZ3XH 2500P/R 1M | 156500 | 128123 | Encoder incremental 8 dia rugged housing, line driver output, 2500 ppr
E6C3-CWZ3XH 2500P/R 2M | 156900 | 144787 | Rotary Encoder
E6C3-CWZ3XH 300P/R 1M | 164900 | 153530 | Encoder incremental 8 dia rugged housing, line driver output, 300 ppr
E6C3-CWZ3XH 300P/R 2M | 118800 | 128180 | Incremental Encoder 8 dia tough model, line driver output
E6C3-CWZ3XH 3600P/R 1M | 133200 | 150186 | Encoder incremental 8 dia. rugged housing, line driver output, 3600 ppr
E6C3-CWZ3XH 3600P/R 2M | 133200 | 149118 | Encoder incremental 8 dia rugged housing, line driver output, 3600 ppr, 2m cable
E6C3-CWZ3XH 360P/R 1M | 240100 | 128213 | Encoder incremental 8 dia rugged housing, line driver output, 360 ppr
E6C3-CWZ3XH 360P/R 2M | 118800 | 156888 | Incremental Encoder 8 dia tough model, line driver output
E6C3-CWZ3XH 500P/R 1M | 147600 | 145876 | Encoder incremental 8 dia rugged housing, line driver output, 500 ppr
E6C3-CWZ3XH 500P/R 2M | 118800 | 128181 | Incremental Encoder 8 dia tough model, line driver output
E6C3-CWZ3XH 600P/R 1M | 164900 | 156886 | Encoder incremental 8 dia rugged housing, line driver output, 600 ppr
E6C3-CWZ3XH 600P/R 2M | 118800 | 152461 | Incremental Encoder 8 dia tough model, line driver output
E6C3-CWZ3XH 720P/R 1M | 147700 | 128214 | Encoder incremental 8 dia rugged housing, line driver output, 720 ppr
E6C3-CWZ3XH 720P/R 2M | 147800 | 128182 | Incremental Encoder 8 dia tough model, line driver output
E6C3-CWZ3XH 800P/R 1M | 147700 | 103669 | Encoder incremental 8 dia rugged housing, line driver output, 800 ppr
E6C3-CWZ3XH 800P/R 2M | 147800 | 128183 | Incremental Encoder 8 dia tough model, line driver output
E6C3-CWZ3XH-10 3600P/R 5M | 217000 | 246941 | Incremental Encoder 8 dia tough model, line driver output
E6C3-CWZ5GH 1000P/R 1M | 133200 | 145874 | Encoder incremental 8 dia rugged housing, complimentary output, 1000 ppr
E6C3-CWZ5GH 1000P/R 2M | 133200 | 143733 | Encoder incremental, 8mm dia. shaft, rugged housing, 1000ppr, 12-24 VDC, complementary output, 2m cable
E6C3-CWZ5GH 100P/R 1M | 118800 | 146937 | Encoder incremental 8 dia rugged housing, complimentary output, 100 ppr
E6C3-CWZ5GH 100P/R 2M | 118800 | 151300 | Encoder incremental 8 dia rugged housing, 100ppr, 12-24 VDC, Complimentary output, 2m cable
E6C3-CWZ5GH 1024P/R 1M | 129200 | 155474 | Encoder incremental 8 dia rugged housing, complimentary output, 1024 ppr
E6C3-CWZ5GH 1024P/R 2M | 133200 | 154670 | Encoder, incremental, 8 dia tough model, 1024ppr, 12-24 VDC, Complimentary output, 2m cable
E6C3-CWZ5GH 1200P/R 1M | 133200 | 128195 | Encoder incremental 8 dia rugged housing, complimentary output, 1200 ppr
E6C3-CWZ5GH 1200P/R 2M | 133200 | 128254
E6C3-CWZ5GH 1500P/R 1M | 129300 | 145875 | Encoder incremental 8 dia rugged housing, complimentary output, 1500 ppr
E6C3-CWZ5GH 1500P/R 2M | 129500 | 128255
E6C3-CWZ5GH 1800P/R 1M | 133200 | 128196 | Encoder incremental 8 dia rugged housing, complimentary output, 1800 ppr
E6C3-CWZ5GH 1800P/R 2M | 133200 | 128256
E6C3-CWZ5GH 2000P/R 1M | 133200 | 144784 | Encoder incremental 8 dia rugged housing, complimentary output, 2000 ppr
E6C3-CWZ5GH 2000P/R 2M | 133200 | 128257 | Rotary Encoder
E6C3-CWZ5GH 200P/R 1M | 118800 | 128190 | Encoder incremental 8 dia rugged housing, complimentary output, 200 ppr
E6C3-CWZ5GH 200P/R 2M | 118800 | 142535 | Encoder incremental, 8mm dia. shaft, rugged housing, 200ppr, 12-24 VDC, complementary output, 2m cable
E6C3-CWZ5GH 2048P/R 1M | 129500 | 128197 | Encoder incremental 8 dia rugged housing, complimentary output, 2048 ppr
E6C3-CWZ5GH 2048P/R 2M | 129600 | 128258
E6C3-CWZ5GH 2500P/R 1M | 129500 | 153529 | Encoder incremental 8 dia rugged housing, complimentary output, 2500 ppr
E6C3-CWZ5GH 2500P/R 2M | 133200 | 128259 | Rotary Encoder
E6C3-CWZ5GH 300P/R 1M | 118800 | 128191 | Encoder incremental 8 dia rugged housing, complimentary output, 300 ppr
E6C3-CWZ5GH 300P/R 2M | 118800 | 149115 | Encoder incremental, 8 dia. shaft, rugged housing, complementary output, 300 ppr, 2 m cable
E6C3-CWZ5GH 3600P/R 1M | 129500 | 128198 | Encoder incremental 8 dia rugged housing, complimentary output, 3600 ppr
E6C3-CWZ5GH 3600P/R 2M | 133200 | 128260 | Encoder incremental, 8 dia. shaft, rugged housing, complementary output, 3600 ppr, 2 m cable
E6C3-CWZ5GH 360P/R 1M | 118800 | 128192 | Encoder incremental 8 dia rugged housing, complimentary output 360 ppr
E6C3-CWZ5GH 360P/R 2M | 118800 | 143732 | Encoder incremental 8 dia rugged housing, complimentary output 360 ppr, 2m cable
E6C3-CWZ5GH 500P/R 1M | 118800 | 128193 | Encoder incremental 8 dia rugged housing, complimentary output, 500 ppr
E6C3-CWZ5GH 500P/R 2M | 118800 | 146939 | Encoder incremental 8 dia rugged housing, complimentary output, 500 ppr, 2m cable
E6C3-CWZ5GH 600P/R 1M | 118800 | 105920 | Encoder incremental 8 dia rugged housing, complimentary output, 600 ppr
E6C3-CWZ5GH 600P/R 2M | 118800 | 128251
E6C3-CWZ5GH 720P/R 1M | 122100 | 148018 | Encoder incremental 8 dia rugged housing, complimentary output, 720 ppr
E6C3-CWZ5GH 720P/R 2M | 122100 | 128252 | Encoder incremental, 8mm dia. shaft, rugged housing, 720ppr, 12-24 VDC, complementary output, 2m cable
E6C3-CWZ5GH 800P/R 1M | 122100 | 128194 | Encoder incremental 8 dia rugged housing, complimentary output, 800 ppr
E6C3-CWZ5GH 800P/R 2M | 122100 | 128253
E6CP-AG3C 256 2M | 94250 | 128168 | Encoder, absolute, 256ppr, 8-bit, 5-12 VDC, gray code output, 2 m cable
E6CP-AG5C 256 2M | 96900 | 128169 | Encoder, absolute, 256ppr, 8-bit, 12-24 VDC, gray code output, 2 m cable
E6CP-AG5C 256 5M | 114700 | 146080 | Encoder, absolute, 256ppr, 8-bit, 12-24 VDC, gray code output, 5 m cable
E6CP-AG5C-C 256 2M | 114200 | 106174 | Encoder, absolute, 256ppr, 8-bit, 12-24 VDC, gray code output, 2m cable, H8PS connector
E6CP-AG5C-C 256 5M | 129700 | 128074 | Encoder, absolute, 256 ppr, 8-bit, 12 to 24 VDC gray code output, 5 m cable, H8PS connector
E6F-AB3C 360 2M | 323200 | 149716 | Encoder, absolute, 360ppr, 10-bit, 5-12 VDC, BCD output, 2m cable
E6F-AB3C 360 5M | 372300 | 147618 | Encoder
E6F-AB3C-C 360 2M | 350200 | 154208 | Encoder, absolute, 360ppr, 10-bit, 5-12 VDC, BCD output, 2m cable, H8PR connector
E6F-AB3C-C 360 5M | 371600 | 146573 | Rotary Encoder
E6F-AB5B 360 2M | 274200 | 106003 | Encoder, absolute, 360ppr, 12-24 VDC, PNP open collector, BCD output, 2m cable
E6F-AB5C 360 2M | 271400 | 128104 | Encoder, absolute, 360ppr, 12-24 VDC, NPN open collector, BCD output, 2m cable
E6F-AB5C-C 360 2M | 271400 | 148067 | Encoder, absolute, 360ppr, 12-24 VDC, PNP open collector, BCD output, 2m cable, H8PS connector
E6F-AG5B 1024 2M | 273800 | 128110 | Encoder, absolute, 1024ppr, 8-bit, 12-24 VDC, gray code output, 2m cable
E6F-AG5B 256 2M | 273300 | 128107 | Encoder, absolute, 256ppr, 8-bit, 12-24 VDC, gray code output, 2m cable
E6F-AG5B 360 2M | 273400 | 128108 | Encoder, absolute, 360ppr, 8-bit, 12-24 VDC, gray code output, 2m cable
E6F-AG5B 720 2M | 273600 | 128109 | Encoder, absolute, 720ppr, 8-bit, 12-24 VDC, gray code output, 2m cable
E6F-AG5C 1024 2M | 271300 | 155512 | Encoder, absolute, 1024 ppr, 8-bit, 12 to 24 VDC, gray code output, 2 m cable
E6F-AG5C 256 2M | 270800 | 128105 | Encoder, absolute, 256ppr, 8-bit, 12-24 VDC, gray code output, 2m cable
E6F-AG5C 360 2M | 270900 | 148068 | Encoder, absolute, 360ppr, 8-bit, 12-24 VDC, gray code output, 2m cable
E6F-AG5C 720 2M | 174300 | 128106 | Encoder, absolute, 720ppr, 8-bit, 12-24 VDC, gray code output, 2m cable
E6F-AG5C-C 256 2M | 307700 | 145524 | Encoder, absolute, 256ppr, 8-bit, 12-24 VDC, gray code output, 2m cable, H8PS connector
E6F-AG5C-C 360 10M | 294500 | 374502 | Encoder, absolute, 360ppr, 8-bit, 12-24 VDC, gray code output, 10 m cable, H8PS connector
E6F-AG5C-C 360 2M | 224500 | 168882 | Encoder, absolute, 360ppr, 8-bit, 12-24 VDC, gray code output, 2m cable, H8PS connector
E6F-AG5C-C 720 2M | 224500 | 168883 | Encoder, absolute, 720ppr, 8-bit, 12-24 VDC, gray code output, 2m cable, H8PS connector
E6F-CWZ5G 1000P/R 2M | 240600 | 128114 | Encoder, incremental, 1000 ppr, 12 to 24 VDC complimentary output, 2 m cable
E6F-CWZ5G 100P/R 2M | 240400 | 128111 | Encoder, incremental, 100ppr, 12-24VDC, complimentary output, 2m cable
E6F-CWZ5G 200P/R 2M | 240400 | 128112 | Encoder, incremental, 200ppr, 12-24VDC, complimentary output, 2m cable
E6F-CWZ5G 360P/R 2M | 240400 | 151316 | Encoder, incremental, 360ppr, 12-24VDC, complimentary output, 2m cable
E6F-CWZ5G 500P/R 2M | 238700 | 151250 | Encoder, incremental, 500ppr, 12-24VDC, complimentary output, 2m cable
E6F-CWZ5G 600P/R 2M | 240400 | 128113 | Encoder, incremental, 600ppr, 12-24VDC, complimentary output, 2m cable
E6H-CWZ3E 1024P/R 0.5M | 210300 | 237657 | Incremental encoder, Hollow shaft, NPN voltage output, 5-12 VDC, 1024ppr
E6H-CWZ3E 2000P/R 0.5M | 209500 | 214780 | Incremental encoder, Hollow shaft, NPN voltage output, 5-12 VDC, 2000ppr
E6H-CWZ3E 2048P/R 0.5M | 313400 | 283409 | Incremental encoder, Hollow shaft, NPN voltage output, 5-12 VDC, 2048ppr
E6H-CWZ3E 300P/R 0.5M | 166500 | 169548 | Incremental encoder, Hollow shaft, NPN voltage output, 5-12 VDC, 300ppr
E6H-CWZ3E 3600P/R 0.5M | 257200 | 392794 | Incremental encoder, hollow shaft, NPN voltage output, 5-12 VDC, 3600 PPR
E6H-CWZ3E 360P/R 0.5M | 246300 | 237924 | Incremental encoder, Hollow shaft, NPN voltage output, 5-12 VDC, 360ppr
E6H-CWZ3E 500P/R 0.5M | 183800 | 105486 | Incremental encoder, Hollow shaft, NPN voltage output, 5-12 VDC, 500ppr
E6H-CWZ3E 600P/R 0.5M | 312500 | 151515 | Incremental encoder, Hollow shaft, NPN voltage output, 5-12 VDC, 600ppr
E6H-CWZ3X 1000P/R 0.5M | 304600 | 127978 | Incremental encoder, Hollow shaft, Line drive output, 5-12 VDC, 1000ppr
E6H-CWZ3X 1024P/R 0.5M | 225600 | 253474 | Incremental encoder, Hollow shaft, Line drive output, 5-12 VDC, 1024ppr
E6H-CWZ3X 1800P/R 0.5M | 330300 | 127979 | Incremental encoder, Hollow shaft, Line drive output, 5-12 VDC, 1800ppr
E6H-CWZ3X 2000P/R 0.5M | 335000 | 127980 | Incremental encoder, Hollow shaft, Line drive output, 5-12 VDC, 2000ppr
E6H-CWZ3X 2048P/R 0.5M | 489900 | 685618 | Incremental encoder, Hollow shaft, Line drive output, 5-12 VDC, 2048 ppr, 0.5 m cable
E6H-CWZ3X 2500P/R 0.5M | 245300 | 254170 | Incremental encoder, Hollow shaft, Line drive output, 5-12 VDC, 2500ppr
E6H-CWZ3X 3600P/R 0.5M | 384400 | 127981 | Incremental encoder, Hollow shaft, Line drive output, 5-12 VDC, 3600ppr
E6H-CWZ3X 360P/R 0.5M | 217900 | 247233 | Incremental encoder, Hollow shaft, Line drive output, 5-12 VDC, 360ppr
E6H-CWZ3X 500P/R 0.5M | 221500 | 175518 | Incremental encoder, Hollow shaft, Line drive output, 5-12 VDC, 500ppr
E6H-CWZ6C 1000P/R 0.5M | 291300 | 128072 | Incremental encoder, Hollow shaft, NPN open collector, 5-24VDC, 1000ppr
E6H-CWZ6C 1024P/R 0.5M | 259800 | 247454 | Incremental encoder, Hollow shaft, NPN open collector, 5-24VDC, 1024ppr
E6H-CWZ6C 1500P/R 0.5M | 258500 | 128073 | Incremental encoder, Hollow shaft, NPN open collector, 5-24VDC, 1500ppr
E6H-CWZ6C 2000P/R 0.5M | 208100 | 244215 | Incremental encoder, Hollow shaft, NPN open collector, 5-24VDC, 2000ppr
E6H-CWZ6C 2048P/R 0.5M | 276200 | 290332 | Incremental encoder, Hollow shaft, NPN open collector, 5-24VDC, 2048ppr
E6H-CWZ6C 300P/R 0.5M | 219800 | 195548 | Incremental encoder, Hollow shaft, NPN open collector, 5-24VDC, 300ppr
E6H-CWZ6C 3600P/R 0.5M | 245300 | 182806 | Incremental encoder, Hollow shaft, NPN open collector, 5-24VDC, 3600ppr
E6H-CWZ6C 360P/R 0.5M | 231900 | 128071 | Incremental encoder, Hollow shaft, NPN open collector, 5-24VDC, 360ppr
E6H-CWZ6C 500P/R 0.5M | 231000 | 154998 | Incremental encoder, Hollow shaft, NPN open collector, 5-24VDC, 500ppr
E6H-CWZ6C 600P/R 0.5M | 231000 | 376202 | Incremental encoder, Hollow shaft, NPN open collector, 5-24VDC, 600ppr
E6H-CWZ6C 720P/R 0.5M | 178700 | 227733 | Incremental encoder, Hollow shaft, NPN open collector, 5-24VDC, 720ppr
E702-24 | 5415 | 356193 | Photoelectric sensor reflector, 42 x182 mm, waterproofed, M3 screews (not included)
E89-F3 | 1319 | 127884 | E8F2 mounting bracket
E89-F4 | 8805 | 127885 | E8F2 mounting adaptor
E8F2-A01B | 115200 | 127916 | Pressure sensor, LED display, 1-5 VDC output, positive pressure, 0 - 100kPa, 2 x PNP output
E8F2-A01C | 117700 | 127912 | Pressure sensor, LED display, 1-5 VDC output, positive pressure, 0 - 100kPa, 2 x NPN output
E8F2-AN0B-1.0-0 | 115200 | 127915 | Pressure sensor, LED display, 1-5 VDC output, negative pressure, 0 to -101kPa, 2 x PNP output
E8F2-AN0C | 117400 | 127913 | Pressure sensor, LED display, 1-5 VDC output, negative pressure, 0 - 101kPa, 2 x NPN output
E8F2-B10B | 114600 | 127917 | Pressure sensor, LED display, 1 to 5 VDC output, positive pressure, 0 to 1 mPa, 2 x PNP output
E8F2-B10C | 117700 | 127914 | Pressure sensor, LED display, 1 to 5 VDC output, positive pressure, 0 to 1 mPa, 2 x NPN output
E8FC-25 | 387300 | 684372 | Flow sensor, liquid, NPN, analog
E8FC-25D | 387300 | 684370 | Flow sensor, liquid, PNP, IO-Link COM2, analog
E8FC-25T | 387300 | 684371 | Flow sensor, liquid, PNP, IO-Link COM3, analog
E8FC-YA-N10A | 26590 | 684374 | Flow sensor adapter, NPT taper thread, 10A 3/8, SUS304
E8FC-YA-N15A | 26590 | 684376 | Flow sensor adapter, NPT taper thread, 15A 1/2, SUS304
E8FC-YA-N20A | 26590 | 684378 | Flow sensor adapter, NPT taper thread, 20A 3/4, SUS304
E8FC-YA-N25A | 32930 | 684380 | Flow sensor adapter, NPT taper thread, 25A 1, SUS304
E8FC-YA-R10A | 26590 | 684373 | Flow sensor adapter, R taper thread, 10A 3/8, SUS304
E8FC-YA-R15A | 26590 | 684375 | Flow sensor adapter, R taper thread, 15A 1/2, SUS304
E8FC-YA-R20A | 26590 | 684377 | Flow sensor adapter, R taper thread, 20A 3/4, SUS304
E8FC-YA-R25A | 32930 | 684379 | Flow sensor adapter, R taper thread, 25A 1, SUS304
E8FC-YL-1 | 24830 | 684381 | Flow sensor O-ring for E8FC-25
E8PC-010 | 301600 | 684388 | Pressure sensor, liquid and gas, -0.1 to 1 MPa, NPN, analog, display MPa only
E8PC-010D | 301600 | 684382 | Pressure sensor, liquid and gas, -0.1 to 1 MPa, PNP, IO-Link COM2, analog, display MPa only
E8PC-010D-E | 301600 | 684391 | Pressure sensor, liquid and gas, -0.1 to 1 MPa, PNP, IO-Link COM2, analog
E8PC-010-E | 301600 | 684397 | Pressure sensor, liquid and gas, -0.1 to 1 MPa, NPN, analog
E8PC-010T | 301600 | 684385 | Pressure sensor, liquid and gas, -0.1 to 1 MPa, PNP, IO-Link COM3, analog, display MPa only
E8PC-010T-E | 301600 | 684394 | Pressure sensor, liquid and gas, -0.1 to 1 MPa, PNP, IO-Link COM3, analog
E8PC-100 | 301600 | 684389 | Pressure sensor, liquid, 0 to 10 MPa, NPN, analog, display MPa only
E8PC-100D | 301600 | 684383 | Pressure sensor, liquid, 0 to 10 MPa, PNP, IO-Link COM2, analog, display MPa only
E8PC-100D-E | 301600 | 684392 | Pressure sensor, liquid, 0 to 10 MPa, PNP, IO-Link COM2, analog
E8PC-100-E | 301600 | 684398 | Pressure sensor, liquid, 0 to 10 MPa, NPN, analog
E8PC-100T | 301600 | 684386 | Pressure sensor, liquid, 0 to 10 MPa, PNP, IO-Link COM3, analog, display MPa only
E8PC-100T-E | 301600 | 684395 | Pressure sensor, liquid, 0 to 10 MPa, PNP, IO-Link COM3, analog
E8PC-400 | 301600 | 684390 | Pressure sensor, liquid, 0 to 40 MPa, NPN, analog, display MPa only
E8PC-400D | 301600 | 684384 | Pressure sensor, liquid, 0 to 40 MPa, PNP, IO-Link COM2, analog, display MPa only
E8PC-400D-E | 301600 | 684393 | Pressure sensor, liquid, 0 to 40 MPa, PNP, IO-Link COM2, analog
E8PC-400-E | 301600 | 684399 | Pressure sensor, liquid, 0 to 40 MPa, NPN, analog
E8PC-400T | 301600 | 684387 | Pressure sensor, liquid, 0 to 40 MPa, PNP, IO-Link COM3, analog, display MPa only
E8PC-400T-E | 301600 | 684396 | Pressure sensor, liquid, 0 to 40 MPa, PNP, IO-Link COM3, analog
E8PC-YA-A14 | 49290 | 684401 | Pressure sensor adapter, R taper thread, male, 8A 1/4, SUS304
E8PC-YA-A18 | 49290 | 684400 | Pressure sensor adapter, R taper thread, male, 6A 1/8, SUS304
E8PC-YA-A38 | 49290 | 684402 | Pressure sensor adapter, R taper thread, male, 10A 3/8, SUS304
E8PC-YA-B14N | 41250 | 684403 | Pressure sensor adapter, G parallei thread, female, 8A 1/4, SUS304
E8PC-YA-C14 | 49290 | 684405 | Pressure sensor adapter, NPT taper thread, male, 8A 1/4, SUS304
E8PC-YA-C18 | 49290 | 684404 | Pressure sensor adapter, NPT taper thread, male, 6A 1/8, SUS304
E8PC-YL-1 | 12740 | 684408 | Pressure sensor O-ring for E8PC-010
E8PC-YL-2 | 18710 | 684409 | Pressure sensor O-ring for E8PC-100/400
E8PC-YL-3 | 12740 | 684369 | Pressure sensor O-ring for female adaptor G1/4
E8PC-YS | 15350 | 684406 | Pressure sensor throttle for a male adaptor, SUS304
E8PC-YS-N | 15350 | 684407 | Pressure sensor throttle for a female adaptor, SUS304
E9NC-G12 | 46240 | 393072 | Accessory contact sensor, E9NC, rubber boot for contact sensor, 12 mm model
E9NC-G5 | 46240 | 393071 | Accessory contact sensor, E9NC, rubber boot for contact sensor, 5 mm model
E9NC-TA0 | 111600 | 393087 | Contact sensor amplifier, Smart tuning, fieldbus communication
E9NC-TA21 2M | 94250 | 393085 | Contact sensor amplifier, 1 input, 2 outputs, NPN, 2m cable
E9NC-TA51 2M | 94250 | 393086 | Contact sensor amplifier, 1 input, 2 outputs, PNP, 2m cable
E9NC-TB1 | 42830 | 393069 | Accessory contact sensor, E9NC, probe for contact sensor, 3 mm dia.
E9NC-TB2 | 42830 | 393070 | Accessory contact sensor, E9NC, probe for contact sensor, nylon
E9NC-TB3 | 114500 | 393083 | Accessory contact sensor, E9NC, probe for contact sensor, flat surface
E9NC-TH12L 2M | 411200 | 393081 | Contact sensor, right-angle air type, 8 mm dia., 12 mm detection range, 0.1 um resolution
E9NC-TH12LF 2M | 437000 | 393082 | Contact sensor, right-angle air type, M9, flange, 12 mm detection range, 0.1 um resolution
E9NC-TH12S 2M | 398100 | 393067 | Contact sensor, straight type, 8 mm dia., 12 mm detection range, 0.1 um resolution
E9NC-TH12SF 2M | 411200 | 393068 | Contact sensor, straight type, M9, flange, 12 mm detection range, 0.1um resolution
E9NC-TH5L 2M | 411200 | 393076 | Contact sensor, right-angle air type, 8mm dia., 5 mm detection range, 0.1um resolution
E9NC-TH5LF 2M | 437000 | 393080 | Contact sensor, right-angle air type, M9, flange, 5 mm detection range, 0.1um resolution
E9NC-TH5S 2M | 398100 | 393078 | Contact sensor, straight type, 8mm dia., 5 mm detection range, 0.1um resolution
E9NC-TH5SF 2M | 411200 | 393079 | Contact sensor, straight type, M9, flange, 5 mm detection range, 0.1um resolution
E9NC-TXC05 | 25730 | 393077 | Accessory contact sensor, E9NC, connection cable for contact sensor, 0.5 m
E9NC-TXC10 | 68600 | 393073 | Accessory contact sensor, E9NC, connection cable for contact sensor, 10 m
E9NC-TXC20 | 116700 | 393074 | Accessory contact sensor, E9NC, connection cable for contact sensor, 10 m
E9NC-TXC5 | 44550 | 393084 | Accessory contact sensor, E9NC, connection cable for contact sensor, 5 m
EA3600-R1CP-11 | 372300 | 700702 | EA3600 E/IP adapter kit for V410-H and V450-H
EA3600-S1CP-11 | 372300 | 700701 | EA3600 PROFINET adapter kit for V410-H and V450-H
EBAR-1000-470-25 | 826900 | 683883 | LED bar light, 1033 x 47 mm, 40 blue LED, 24 VDC, M12 4-pole connector, +/- 25°, IP65
EBAR-1000-630-10 | 754900 | 690841 | LED Bar Light, 1000 mm, red, +-10°, 24 VDC
EBAR-1000-630-7 | 659900 | 703062 | LED bar light, 1033 x 47 mm, 40 red LED, 24 VDC, M12 4-pole connector, +/- 7°, IP65
EBAR1000-WHI-17 | 826900 | 678319 | LED bar light, 1033 mm x 47 mm, 40 white LED, 24 VDC, M12 4-pole connector, +/- 17°, IP65
EBAR-1000-WHI-7 | 1144200 | 707201 | LED bar light, 1000 x 47 mm, white, 24 VDC, M12 4-pole connector, +/- 7°, IP65
EBAR-1000-WHI-NL | 753600 | 695679 | LED bar light, 1033 x 47 mm, 40 white LED, 24 VDC, M12 4-pole connector, No lens, IP65
EBAR-1125-405-17 | 1301300 | 684426 | LED bar light, 1158 x 47 mm, 45 LED, 405 nm UV, 24 VDC, M12 4-pole connector, +/- 17°, IP65
EBAR-1125-WHI-10-IP69K | 1817500 | 701989 | LED bar light, 1158 x 47 mm, 45 LED, white, 24 VDC, M12 4-pole connector, +/- 10°, IP60k
EBAR-1125-WHI-7 | 701700 | 701361 | LED bar light, 1158 x 47 mm, 45 LED, white, 24 VDC, M12 4-pole connector, +/- 7°, IP65
EBAR-1250-630-NL | 935500 | 702718 | LED Bar light, 1250 mm, red, 50 high power LED, no lens, 24 VDC
EBAR-1250-850-17 | 908000 | 696412 | LED Bar light, 1250 mm, IR 850 nm, 50 high power LED, +-17° emitting angle, 24 VDC
EBAR-1250-WHI-17 | 996600 | 684002 | LED Bar light, 1250 mm, white, 50 high power LED, +-17° emitting angle, 24VDC
EBAR-1250-WHI-7 | 762100 | 702214 | LED Bar light, 1250 mm, white, 50 high power LED, +-7° emitting angle, 24 VDC
EBAR-125-405-10 | 279900 | 708902 | LED Bar light, 125 mm, UV 405, 5 high power LED, +-10° emitting angle, 24 VDC
EBAR-125-470-10 | 214800 | 708745 | LED Bar light, 125 mm, IR 470 nm, 5 high power LED, +-10° emitting angle, 24 VDC
EBAR-125-630-17 | 195600 | 693363 | LED Bar light, 125 mm, red, 5 high power LED, +-17° emitting angle, 24 VDC
EBAR-125-850-10 | 231700 | 685418 | LED Bar light, 125 mm, IR 850 nm, 5 high power LED, +-10° emitting angle, 24 VDC
EBAR-125-850-17 | 204800 | 693699 | LED Bar light, 125 mm, IR 850 nm, 5 high power LED, +-17° emitting angle, 24 VDC
EBAR-125-850-NL | 187100 | 708117 | LED bar light, 158 x 47 mm, 5 x IR LED, 24 VDC, M12 4-pole connector, No lens, IP65
EBAR-125-WHI-25 | 200300 | 699181 | LED Bar light, 125 mm, white, 5 high power LED, +-25° emitting angle, 24 VDC
EBAR-125-WHI-7 | 220000 | 687703 | LED Bar light, 125 mm, white, 5 high power LED, +-7° emitting angle, 24 VDC
EBAR-250-405-17 | 357100 | 690816 | LED bar light, 283 x 47 mm, UV 405 nm, 24 VDC, M12 4-pole connector
EBAR-250-630-17 | 272800 | 693362 | LED bar light, 283 x 47 mm, red, emission angle +-17°, 24 VDC, M12 4-pole connector
EBAR-250-630-7 | 311200 | 688633 | LED bar light, 283 x 47 mm, red, emission angle 7°, 24 VDC, M12 4-pole connector
EBAR-250-850-10 | 317400 | 686975 | LED bar light, 283 x 47 mm, 10 IR LED 850 nm, emission angle 10°, 24 VDC, M12 4-pole connector
EBAR-250-WHI-10 | 306500 | 687786 | LED bar light, 283 x 47 mm, 10 white, emission angle 10°, 24 VDC, M12 5-pole connector
EBAR-250-WHI-17 | 306500 | 669209 | LED bar light, 283mm x 47mm, 10 white LED, 24VDC, M12 4-pole connector
EBAR-250-WHI-25 | 315200 | 702169 | LED bar light, 283 x 47 mm, 10 white, emission angle 25°, 24 VDC, M12 5-pole connector
EBAR25-WHI-17-IP69K | 1569800 | 392020 | LED bar light, 653mm x 47mm, 25 white LED, 24VDC, M12 4-pole connector, IP69K
EBAR-375-405-10 | 479700 | 699194 | LED bar light, 375 x 47 mm, UV 405, 24 VDC, M12 4-pole connector, +/- 10, IP65
EBAR-375-630-10 | 403700 | 703002 | LED bar light, 375 x 31.5 mm, 15 LED, red, 24 VDC, M12 5-pole connector, +/- 10°, IP65
EBAR-375-630-17 | 349800 | 693880 | LED bar light, 376 x 31.5 mm, 15 LED, red, 24 VDC, M12 5-pole connector, +/- 17°, IP65
EBAR-375-630-7 | 358700 | 695075 | LED bar light, 376 x 31.5 mm, 15 LED, red, 24 VDC, M12 5-pole connector, +/- 7°, IP65
EBAR-375-850-10 | 407900 | 690586 | LED bar light, 375 x 47 mm, 15 IR LED 850 nm, 24 VDC, M12 4-pole connector, +/- 10°, IP65
EBAR-375-850-17 | 416200 | 702856 | LED bar light, 375 x 47 mm, 15 IR LED 850 nm, 24 VDC, M12 4-pole connector, +/- 17°, IP65
EBAR-375-850-25 | 402800 | 686057 | LED bar light, 375 x 47 mm, 15 IR LED 850 nm, 24 VDC, M12 4-pole connector, +/- 25°, IP65
EBAR-375-850-NL | 368200 | 689463 | LED bar light, 375 x 47 mm, 15 IR LED 850 nm, 24 VDC, M12 4-pole connector, no lens, IP65
EBAR-375-WHI-10 | 399200 | 668912 | LED bar light, 376mm x 31.5mm, 15 white LED, 24VDC, M12 5-pole connector, +/- 10°, IP65
EBAR-375-WHI-17 | 393600 | 671152 | LED bar light, 375mm x 47mm, 15 white LED, 24VDC, M12 4-pole connector, +/- 17°, IP65
EBAR-375-WHI-17-IP69K | 971400 | 701641 | LED bar light, 375 x 47 mm, white, 24 VDC, M12 4-pole connector, +/- 17°, IP69K
EBAR-375-WHI-17-IP69K-POL | 1243100 | 703368 | WATERPROOF IP69K WASHDOWN BARLIGHT 375 WHITE LEDS +/- 17° WITH POLARIZER
EBAR-375-WHI-25 | 395000 | 700835 | LED bar light, 375mm x 47mm, 15 white LED, 24VDC, M12 4-pole connector, +/- 25°, IP65
EBAR-375-WHI-7 | 399100 | 688511 | LED bar light, 375 x 47 mm, white, 24 VDC, M12 4-pole connector, +/- 7°, IP65
EBAR-500-470-17 | 438300 | 688678 | LED bar light, 533 x 47 mm, 20 blue LED, 24 VDC, M12 4-pole connector, +/- 17°, IP65
EBAR-500-630-17 | 427400 | 692903 | LED bar light, 501 mm x 31.5 mm, 20 LED, red, 24 VDC, M12 5-pole connector, +/- 17°, IP65
EBAR-500-WHI-10 | 480100 | 668911 | LED bar light, 376 x 31.5 mm, 15 white LED, 24 VDC, M12 5-pole connector, +/- 10°, IP65
EBAR-500-WHI-17 | 480100 | 668448 | LED bar light, 533 x 47 mm, 20 white LED, 24 VDC, M12 4-pole connector, +/- 17°, IP65
EBAR-500-WHI-17-IP69K | 1176100 | 701079 | LED bar light, 533 x 47 mm, 20 white LED, 24 VDC, M12 4-pole connector, +/- 17°, IP69K
EBAR-500-WHI-25 | 480100 | 679764 | LED bar light, 533 mm x 47 mm, 20 white LED, 24 VDC, M12 4-pole connector, +/- 25°, IP65
EBAR-500-WHI-7 | 389600 | 702812 | LED bar light, 533 mm x 47 mm, 20 white LED, 24 VDC, M12 4-pole connector, +/- 7°, IP65
EBAR-625-630-7 | 459300 | 703061 | LED bar light, 625 mm x 47 mm, 25 red LED, 24 VDC, M12 4-pole connector, +/- 7°, IP65
EBAR-625-850-NL | 522400 | 699053 | LED bar light, 625mm x 47mm, 25 IR LED, 24 VDC, M12 4-pole connector, no lens, IP65
EBAR-625-WHI-10 | 567400 | 667979 | LED bar light, 625mm x 47mm, 25 white LED, 24VDC, M12 4-pole connector, +/- 10°, IP65
EBAR-625-WHI-17 | 567400 | 679763 | LED bar light, 625 mm x 47 mm, 25 white LED, 24 VDC, M12 4-pole connector, +/- 17°, IP65
EBAR-625-WHI-17-IP69K | 1335400 | 701078 | LED bar light, 625 mm x 47 mm, 25 white LED, 24 VDC, M12 4-pole connector, +/- 17°, IP69K
EBAR-625-WHI-7 | 390300 | 702128 | LED bar light, 625mm x 47mm, 25 white LED, 24VDC, M12 4-pole connector, +/- 7°, IP65
EBAR-750-850-25 | 600800 | 700206 | LED bar light, 783 x 47 mm, 30 LED, IR 850 nm , 24 VDC, M12 4-pole connector, +/- 25° , IP65
EBAR-750-850-9-16 | 668400 | 688427 | LED bar light, 783 x 47 mm, 30 LED, IR 850 nm , 24 VDC, M12 4-pole connector, +/- 9-16° , IP65
EBAR-750-WHI-17 | 653700 | 668557 | LED bar light, 783 x 47 mm, 30 white LED, 24 VDC, M12 4-pole connector, +/- 17°, IP65
EBAR-750-WHI-17-IP69K | 1402100 | 702448 | LED bar light, 783 x 47 mm, 30 white LED, 24 VDC, M12 4-pole connector, +- 17°, IP69k
EBAR-750-WHI-25 | 653500 | 686989 | LED bar light, 783 x 47mm, 30white LED, 24 VDC, M12 4-pole connector, +/- 25°, IP65
EBAR-750-WHI-7 | 740200 | 412268 | LED bar light, 783mm x 47mm, 30white LED, 24VDC, M12 4-pole connector, +/- 7°, IP65
EBAR-750-WHI-NL-IP69K-POL | 1512100 | 701643 | LED bar light, 783 x 47 mm, 30 white LED, 24 VDC, M12 4-pole connector, no lens, polarizer, IP69k
EBAR-875-630-17 | 659100 | 692878 | LED bar light, 908 x 47 mm, 35 red LED, 24 VDC, M12 4-pole connector, +/- 17°, IP65
EBAR-875-WHI-10-IP69K | 1904100 | 702854 | LED bar light, 876 mm x 31.5 mm, 35 LED, white, 24 VDC, M12 5-pole connector, +/- 10°, IP69K
EBAR-875-WHI-17 | 745300 | 701350 | LED bar light, 876 mm x 31.5 mm, 35 LED, white, 24 VDC, M12 5-pole connector, +/- 17°, IP65
EBAR-875-WHI-7 | 538800 | 707202 | LED bar light, 875 x 47 mm, white, 24 VDC, M12 4-pole connector, +/- 7°, IP65
EBAR-C-1000-630-17 | 967300 | 694123 | LED Bar Light, curved, active length 1000 mm, red, 17° optic angle
EBAR-L-625-405-10 | 794300 | 694002 | LED Bar Illuminator, active area 626 x 31,5 mm, 25 LED, UV 405 nm, Link Version, -+10° emission angle, 24 VDC
EBAR-O-1000-630-7 | 1176100 | 703064 | LED bar light, overdrive, 1000 x 47 mm, 40 red LED, 24 VDC, M12 4-pole connector, +/- 7°, IP65
EBAR-O-1000-WHI-NL | 1175500 | 703006 | LED Bar light, 1000 mm, white, 40 high power LED, no lens, 24 VDC
EBAR-O-1250-WHI-7 | 1353400 | 670268 | LED bar light, overdrive, 1250mm x 47mm, 50 white LED, 24VDC, M12 4-pole connector, +/- 7°, IP65
EBAR-O-125-850-17 | 349100 | 695697 | LED bar light, overdrive, 125 x 47 mm, 5 IR 850nm LED, 24 VDC, M12 4-pole connector, +/- 17°, IP65
EBAR-O-125-WHI-10 | 285500 | 695516 | LED bar light, overdrive, 125 x 47 mm, 5 white LED, 24 VDC, M12 4-pole connector, +/- 10°, IP65
EBAR-O-125-WHI-25 | 286200 | 690814 | LED bar light, overdrive, 125 x 47 mm, 5 white LED, 24 VDC, M12 4-pole connector, +/- 25°, IP65
EBAR-O-1500-WHI-10 | 1472600 | 702843 | LED bar light, overdrive, 1500 x 47 mm, 60 white LED, 24 VDC, M12 4-pole connector, +/- 10°, IP65
EBAR-O-250-WHI-10 | 422200 | 706921 | LED bar light, overdrive, 250 mm, white LED, 24 VDC, M12 4-pole connector, +/- 10°, IP65
EBAR-O-375-850-NL | 576100 | 686981 | LED bar light, 376 x 47mm, 15 IR LED 850 nm, 24 VDC, M12 4-pole connector, no lens, IP65
EBAR-O-625-630-7 | 799200 | 703063 | LED bar light, overdrive, 625 x 47 mm, 25 red LED, 24 VDC, M12 4-pole connector, +/- 7°, IP65
ECB-5-FL | 37460 | 689270 | Extension Cable for Illuminator EL Series, Flying Leads, 5 m
ECB-P-10-FL | 53950 | 707672 | Extension cable, Flying leads, Power connector, 10 m
EE-1001 | 954.5 | 379735 | Accessory Connector for Photomicrosensors, 4-pin , solder terminals
EE-1001-1 | 2112 | 379736 | Connector for Photomicrosensors, 4-pin , solder terminals, bridge between L and +
EE-1002 | 1174 | 142712 | Photomicrosensor connector
EE-1003 | 1585 | 154581 | Accessory Photomicro sensor connector
EE-1003A | 701.5 | 157519 | Mounting clip for EE-1003 connector
EE-1006 1M | 2545 | 158029 | Accessory Photomicro sensor connector with cable 1 m
EE-1006 2M | 3588 | 149189 | Accessory Photomicro sensor connector with cable 2 m
EE-1006 3M | 3965 | 127851 | Accessory Photomicro sensor connector with cable 3m
EE-1006A | 1440 | 127845 | Mounting clip for EE-1006 connector
EE-1006C | 116000 | 154846 | Connector Pins for EE-1006 connector
EE-1006D | 3351 | 127853 | Accessory Connector for Photomicrosensor, 3-wire, cable 2m
EE-1006H | 56600 | 106175 | Connector Case for EE-1006 connector
EE-1006L | 3122 | 127852 | Accessory connector for photomicro sensor, 2-wire, cable 2 m
EE-1006T | 1602300 | 155669 | Crimping Tool for EE SX sensors
EE-1009 | 1038 | 127847 | Accessory Connector for Photomicrosensors, 4-pin , solder terminals, locking mechanism
EE-1010 1M | 2525 | 688839 | Accessory Photomicrosensor EE-SPX_03, cable connector, PVC, 1 m
EE-1010 2M | 3882 | 127848 | Accessory Photomicro sensor EE-SPX_03, cable connector, PVC, 2m
EE-1010-R 2M | 8835 | 127849 | Accessory photomicro sensor EE-SPX_03, cable connector, robotic PVC, 2 m
EE-1013 1M | 3056 | 127850 | Photo micro sensor
EE-1016-R 2M | 4900 | 225449 | Photo micro sensor
EE-1017 1M | 2827 | 335084 | Accessory photomicro sensor EE-SX97 series, cable connector, 1 m
EE-1017 3M | 4499 | 335077 | Connector with cable for photomicrosensor EE-SX97 series, 3 m
EE-1017-R 1M | 3705 | 335078 | Accessory photomicro sensor EE-SX97 series, robotic cable connector, 1M
EE-1017-R 3M | 8025 | 335079 | Connector with Robot cable for photomicro sensor EE-SX97 series, 3 m
EE-2001 | 11920 | 149279 | Accessory Photomicro sensor EE-SPX3(4)01, EE-SPY3(4)0_, EE-SPZ3(4)01-A, NPN/PNP converter and cable connector EE-1002, 0.5m
EE-2002 | 7355 | 127846 | Accessory Photomicro sensor EE-SPX_03, NPN/PNP converter and cable connector, 0.5 m
EE9-C01 | 14970 | 225433 | Accessory photo micro sensor, pedestal to be used with EE-SPY801
EE9-C02 | 14970 | 225434 | Accessory photo micro sensor, pedestal to be used with EE-SPY802
EEROM-JD | 47830 | 156923 | Memory module
EE-SA401-P2 MID-1 | 2138 | 127868 | Photo micro sensor
EE-SA701P-R 1M | 43990 | 680160 | Photo micro sensor, Push-button, PNP output, 1 m robot cable
EE-SA801A 1M | 52000 | 227483 | Photo micro sensor
EE-SA801R 1M | 47240 | 227484 | Photo micro sensor
EE-SB5 | 2438 | 144368 | Photomicrosensor
EE-SG3 | 1009 | 127788 | Photo micro sensor
EE-SPW311 | 40550 | 127738 | Photomicrosensor
EE-SPW411 | 37190 | 146084 | Photo micro sensor
EE-SPWD311 | 21170 | 127740 | Photomicro sensor
EE-SPWL311 | 15030 | 127739 | Photomicro sensor
EE-SPX302-W2A 1M | 22100 | 127753 | Photomicro sensor, slot type, 3.6 mm, D-ON, NPN, 1 m cable
EE-SPX302-W2A 2M | 14760 | 225408 | Photo micro sensor
EE-SPX303N | 14380 | 324057 | Photomicro sensor, slot type, 13 mm, D-on, NPN, connector
EE-SPX304-W2A 1M | 15020 | 143764 | Photomicrosensor
EE-SPX306-W2A 1M | 17280 | 226152 | Photo micro sensor
EE-SPX306-W2A 2M | 18620 | 127759 | Photo micro sensor
EE-SPX401 | 13160 | 103759 | Photomicro sensor, slot type, 3.6 mm, L-ON, NPN, connector
EE-SPX402-W2A 1M | 19150 | 127754 | Photomicrosensor
EE-SPX403N | 13690 | 324058 | Photomicro sensor, slot type, 13 mm, NPN, connector
EE-SPX404-W2A 1M | 20380 | 127755 | Photomicrosensor
EE-SPX406-W2A 1M | 17080 | 226153 | Photo micro sensor
EE-SPX406-W2A 2M | 21910 | 155510 | Photo micro sensor
EE-SPX613 1M | 29970 | 127750 | Photomicro sensor, tube type, liquid level detection, L-ON/D-ON selectable, NPN, 1 m cable
EE-SPX613 3M | 55150 | 231172 | Photomicro sensor, tube type, liquid level detection, L-ON/D-ON selectable, NPN, 3 m cable
EE-SPX613 5M | 56450 | 237140 | Photomicro sensor, tube type, liquid level detection, L-ON/D-ON selectable, NPN, 5 m cable
EE-SPX740 | 11540 | 164201 | Photomicro sensor
EE-SPX741 | 10810 | 225406 | Photo micro sensor
EE-SPX742 | 11520 | 164203 | Photomicro sensor
EE-SPX743 | 11520 | 164204 | Photomicro sensor
EE-SPX840 | 10220 | 225407 | Photo micro sensor
EE-SPX841 | 12250 | 164206 | Photomicro sensor
EE-SPX842 | 11540 | 164207 | Photomicro sensor
EE-SPX843 | 11540 | 164208 | Photomicrosensor
EE-SPY301 | 18570 | 148064 | Photo micro sensor, reflective type, horizontal (radial), Sn=5 mm, D-ON, NPN, connector
EE-SPY302 | 16890 | 144819 | Photomicro sensor, reflective type, vertical (axial), Sn=5 mm, D-ON, NPN, connector
EE-SPY311 | 18260 | 127757 | Photomicro sensor, convergent reflective type, horizontal (radial), Sn=2-5 mm, D-ON, NPN, connector
EE-SPY312 | 18260 | 144820 | Photomicro sensor, convergent reflective type, vertical (axial), Sn=2-5 mm, D-ON, NPN, connector
EE-SPY401 | 15880 | 127752 | Photomicro sensor, reflective type, horizontal (radial), Sn=5 mm, L-ON, NPN, connector
EE-SPY402 | 15880 | 158099 | Photomicro sensor, reflective type, vertical (axial), Sn=5mm, L-ON, NPN, connector
EE-SPY411 | 21530 | 127758 | Photomicro sensor, convergent reflective type, horizontal (radial), Sn=2-5 mm, L-ON, NPN, connector
EE-SPY412 | 16820 | 148065 | Photomicro sensor, convergent reflective type, vertical (axial), Sn=2-5 mm, L-ON, NPN, connector
EE-SPY801 | 51700 | 225404 | Photo micro sensor
EE-SPY802 | 51700 | 225405 | Photo micro sensor
EE-SV3 | 2537 | 127760 | Photomicrosensor (without amplifier)
EE-SX1042 | 804 | 127697 | Photo micro sensor
EE-SX3009-P1 | 1269 | 127623 | Photo micro sensor
EE-SX4009-P1 | 2021 | 144373 | Photomicro sensor
EE-SX4009-P10 | 2175 | 192137 | Photo micro sensor
EE-SX460-P1 | 1587 | 127606 | Photomicrosensor
EE-SX461-P11 | 2859 | 142331 | Photomicrosensor
EE-SX470 | 7940 | 392301 | Photo micro sensor, slot type, standard shape, L-ON, NPN, connector
EE-SX471 | 5730 | 392302 | Photo micro sensor, slot type, L-shaped, L-ON, NPN, connector
EE-SX472 | 5730 | 392303 | Photo micro sensor, slot type, T-shaped, L-ON, NPN, connector
EE-SX473 | 7940 | 392304 | Photo micro sensor, slot type, close-mounting, L-ON, NPN, connector
EE-SX474 | 11680 | 392305 | Photo micro sensor, slot type, close-mounting, L-ON, NPN, connector
EE-SX670 | 6800 | 392306 | Photo micro sensor, slot type, standard shape, L-ON/D-ON selectable, NPN, connector
EE-SX670A | 6800 | 392307 | Photo micro sensor, slot type, standard shape, L-ON/D-ON selectable, NPN, connector
EE-SX670B | 8400 | 392299 | Photo micro sensor, slot type, standard shape, L-ON/D-ON selectable, NPN, connector
EE-SX670P | 10810 | 392308 | Photo micro sensor, slot type, standard shape, L-ON/D-ON selectable, PNP, connector
EE-SX670P-WR 1M | 10810 | 237964 | Photo micro sensor, slot type, standard shape, L-ON/D-ON selectable, PNP, 1 m robotic cable
EE-SX670R | 7085 | 392309 | Photo micro sensor, slot type, standard shape, L-ON/D-ON selectable, PNP, connector
EE-SX670-WR 1M | 11830 | 237956 | Photo micro sensor, slot type, standard shape, L-ON/D-ON selectable, NPN, 1 m robotic cable
EE-SX671 | 6800 | 392310 | Photo micro sensor, slot type, L-shaped, L-ON/D-ON selectable, NPN, connector
EE-SX671A | 7415 | 392311 | Photo micro sensor, slot type, L-shaped, L-ON/D-ON selectable, NPN, connector
EE-SX671P | 10380 | 392312 | Photo micro sensor, slot type, L-shaped, L-ON/D-ON selectable, PNP, connector
EE-SX671P-WR 1M | 13780 | 237965 | Photomicro sensor
EE-SX671R | 10380 | 392313 | Photo micro sensor, slot type, L-shaped, L-ON/D-ON selectable, PNP, connector
EE-SX671-WR 1M | 11830 | 237957 | Photomicro sensor
EE-SX672 | 7240 | 392314 | Photo micro sensor, slot type, T-shaped, L-ON/D-ON selectable, NPN, connector
EE-SX672A | 7415 | 392315 | Photo micro sensor, slot type, T-shaped, L-ON/D-ON selectable, NPN, connector
EE-SX672P | 7085 | 392316 | Photo micro sensor, slot type, T-shaped, L-ON/D-ON selectable, PNP, connector
EE-SX672P-WR 1M | 7285 | 237966 | Photo micro sensor, slot type, T-shaped, L-ON/D-ON selectable, PNP, 1 m robotic cable
EE-SX672R | 7285 | 392317 | Photo micro sensor, slot type, T-shaped, L-ON/D-ON selectable, PNP, connector
EE-SX672-WR 1M | 11830 | 237958 | Photo micro sensor, slot type, T-shaped, L-ON/D-ON selectable, NPN, 1 m robotic cable
EE-SX673 | 7200 | 392318 | Photo micro sensor, slot type, Close-mounting, L-ON/D-ON selectable, NPN, connector
EE-SX673A | 7415 | 392319 | Photo micro sensor, slot type, Close-mounting, L-ON/D-ON selectable, NPN, connector
EE-SX673P | 10300 | 393162 | Photo micro sensor, slot type, close-mounting, L-ON/D-ON selectable, incident light indicator, PNP, connector
EE-SX673P-WR 1M | 13780 | 237967 | Photo micro sensor
EE-SX673R | 7070 | 392320 | Photo micro sensor, slot type, Close-mounting, L-ON/D-ON selectable, PNP, connector
EE-SX673-WR 1M | 11830 | 237959 | Photomicro sensor
EE-SX674 | 10200 | 392321 | Photo micro sensor, slot type, Close-mounting, L-ON/D-ON selectable, NPN, connector
EE-SX674A | 11140 | 392322 | Photo micro sensor, slot type, Close-mounting, L-ON/D-ON selectable, NPN, connector
EE-SX674P | 11560 | 392323 | Photo micro sensor, slot type, Close-mounting, L-ON/D-ON selectable, PNP, connector
EE-SX674P-WR 1M | 9990 | 237968 | Photomicro sensor, close mounting, PNP, Dark ON indicator, pre wired 2 m
EE-SX674R | 15460 | 392324 | Photo micro sensor, slot type, close-mounting, L-ON/D-ON selectable, PNP, connector
EE-SX674-WR 1M | 8575 | 237960 | Photomicro sensor
EE-SX675 | 9740 | 392325 | Photo micro sensor, slot type, T-shaped, L-ON/D-ON selectable, NPN, connector
EE-SX675P | 10380 | 392326 | Photo micro sensor, slot type, T-shaped, L-ON/D-ON selectable, PNP, connector
EE-SX675P-WR 1M | 10740 | 237969 | Photomicro sensor
EE-SX675-WR 1M | 11830 | 237961 | Photomicro sensor
EE-SX676 | 9975 | 392327 | Photo micro sensor, slot type, F-shaped, L-ON/D-ON selectable, NPN, connector
EE-SX676P | 8610 | 392300 | Photo micro sensor, slot type, F-shaped, L-ON/D-ON selectable, PNP, connector
EE-SX676P-WR 1M | 9990 | 237970 | Photomicro sensor
EE-SX676-WR 1M | 11830 | 237962 | Photomicro sensor
EE-SX677 | 9975 | 392328 | Photo micro sensor, slot type, R-shaped, L-ON/D-ON selectable, NPN, connector
EE-SX677P | 10380 | 392329 | Photo micro sensor, slot type, R-shaped, L-ON/D-ON selectable, PNP, connector
EE-SX677P-WR 1M | 10380 | 237971 | Photo micro sensor
EE-SX677-WR 1M | 10380 | 237963 | Photomicro sensor
EE-SX770 2M | 22150 | 127668 | Photomicro sensor, slim, 5 mm slot, indicator incident light on, D-on, NPN, 2 m cable
EE-SX770A 2M | 17220 | 127669 | Photomicro sensor, slim, 5 mm slot, indicator incident light off, D-on, NPN, 2 m cable
EE-SX770P | 22280 | 127688 | Photomicro sensor, slim, 5 mm slot, indicator incident light on, D-on, PNP, 2 m cable
EE-SX770R | 21530 | 127596 | Photomicro sensor, slim, 5 mm slot, indicator incident light off, D-on, PNP, 2 m cable
EE-SX771 2M | 22420 | 127672 | Photomicro sensor, slim, L-shape, indicator incident light on, D-on, NPN, 2 m cable
EE-SX771A 2M | 17220 | 127673 | Photomicro sensor, slim, 5 mm slot, L-shaped, indicator incident light off, D-on, NPn, 2 m cable
EE-SX771P | 17220 | 127689 | Photomicro sensor, slim, 5 mm slot, L-shaped, indicator incident light on, D-on, PNP, 2 m cable
EE-SX771R | 21530 | 127597 | Photomicro sensor, slim, 5 mm slot, L-shaped, indicator incident light off, D-on, PNP, 2 m cable
EE-SX772 2M | 19880 | 127675 | Photomicro sensor, slot type, slim, T-shaped, indicator incident light on, NPN, 2 m cable
EE-SX772A 2M | 19880 | 151458 | Photomicro sensor, slim, 5mm slot, T-shaped, indicator incident light off, D-ON, NPN, 2 m cable
EE-SX772P | 18330 | 127594 | Photomicro sensor, slim, 5mm slot, T-shaped, indicator incident light on, D-on, PNP, 2 m cable
EE-SX772R | 17830 | 127598 | Photomicro sensor, slim, 5mm slot, T-shaped, indicator incident light off, D-on, PNP, 2 m cable
EE-SX870 2M | 18330 | 127670 | Photomicro sensor, slim, Standard-shape, indicator incident light on, L-on, NPN, 2 m cable
EE-SX870A 2M | 22150 | 127671 | Photomicro sensor, slim, Standard-shape, indicator incident light off, L-on, NPN, 2 m cable
EE-SX870P | 18330 | 142714 | Photomicro sensor, slim, 5mm slot, indicator incident light on, L-on, PNP, 2 m cable
EE-SX870R | 18330 | 127599 | Photomicro sensor, slim, 5mm slot, indicator incident light off, L-on, PNP, 2 m cable
EE-SX871 2M | 18330 | 127674 | Photomicro sensor, L-shaped 5 mm slot width, indicator incident light on, L-ON, 5-24 Vdc, NPN, 2 m cable
EE-SX871A 2M | 21170 | 143910 | Photo micro sensor, L-shaped 5 mm slot width, indicator incident light off, L-ON, 5 to 24 VDC, NPN, 2 m cable
EE-SX871P | 20670 | 127595 | Photomicro sensor, L-shaped 5 mm slot width, indicator incident light on, L-ON, 5-24 Vdc, PNP, 2 m cable
EE-SX871R | 18330 | 127600 | Photo micro sensor, L-shaped 5 mm slot width, indicator incident light off, L-ON, 5 to 24 VDC, PNP, 2 m cable
EE-SX872 2M | 21170 | 127676 | Photomicro sensor, T-shaped 5 mm slot width, indicator incident light on, L-ON, 5-24 Vdc, NPN, 2 m cable
EE-SX872A 2M | 19190 | 104676 | Photo micro sensor, T-shaped 5 mm slot width, indicator incident light off, L-ON, 5 to 24 VDC, NPN, 2 m cable
EE-SX872P | 22420 | 103843 | Photomicro sensor, T-shaped 5mm slot width, indicator incident light on, L-ON, 5-24 Vdc, PNP, 2 m cable
EE-SX872R | 20390 | 104677 | Photo micro sensor, T-shaped 5mm slot width, indicator incident light off, L-ON, 5-24 Vdc, PNP, 2 m cable
EE-SX950P-R 1M | 11610 | 378494 | Photo micro sensor, slot type, PNP, 1 m robotic cable
EE-SX950P-W 1M | 10030 | 378484 | Photo micro sensor, slot type, PNP, 1 m cable
EE-SX950-R 1M | 11610 | 378491 | Photo micro sensor, slot type, NPN, 1 m robotic cable
EE-SX950-R 3M | 13460 | 378504 | Photo micro sensor, slot type, NPN, 3m robotic cable
EE-SX950-W 1M | 10030 | 378479 | Photo micro sensor, slot type, NPN, 1m cable
EE-SX950-W 3M | 11610 | 378499 | Photo micro sensor, slot type, NPN, 3m cable
EE-SX951P-R 1M | 11610 | 378495 | Photo micro sensor, slot type, PNP, 1 m robotic cable
EE-SX951P-W 1M | 10030 | 378485 | Photo micro sensor, slot type, PNP, 1 m cable
EE-SX951-R 1M | 11610 | 378492 | Photo micro sensor, slot type, NPN, 1 m robotic cable
EE-SX951-R 3M | 13460 | 378505 | Photo micro sensor, slot type, NPN, 3m robotic cable
EE-SX951-W 1M | 10030 | 378480 | Photo micro sensor, slot type, NPN, 1 m cable
EE-SX951-W 3M | 11610 | 378500 | Photo micro sensor, slot type, NPN, 3m cable
EE-SX952P-R 1M | 11610 | 378496 | Photo micro sensor, slot type, PNP, 1 m robotic cable
EE-SX952P-R 3M | 13070 | 382542 | Photo micro sensor, slot type, PNP, 3 m robotic cable
EE-SX952P-W 1M | 10030 | 378486 | Photo micro sensor, slot type, PNP, 1 m cable
EE-SX952-R 1M | 11610 | 378489 | Photo micro sensor, slot type, NPN, 1 m robotic cable
EE-SX952-R 3M | 13460 | 378506 | Photo micro sensor, slot type, NPN, 3 m robotic cable
EE-SX952-W 1M | 10030 | 378481 | Photo micro sensor, slot type, NPN, 1m cable
EE-SX952-W 3M | 11610 | 378501 | Photo micro sensor, slot type, NPN, 3m cable
EE-SX953P-R 1M | 11610 | 378497 | Photo micro sensor, slot type, PNP, 1 m robotic cable
EE-SX953P-W 1M | 10030 | 378487 | Photo micro sensor, slot type, PNP, 1 m cable
EE-SX953-R 1M | 11610 | 378490 | Photo micro sensor, slot type, NPN, 1 m robotic cable
EE-SX953-R 3M | 13460 | 378507 | Photo micro sensor, slot type, NPN, 3m robotic cable
EE-SX953-W 1M | 10030 | 378482 | Photo micro sensor, slot type, NPN, 1m cable
EE-SX953-W 3M | 11610 | 378502 | Photo micro sensor, slot type, NPN, 3m cable
EE-SX954P-R 1M | 11610 | 378498 | Photo micro sensor, slot type, PNP, 1 m robotic cable
EE-SX954P-W 1M | 10030 | 378488 | Photo micro sensor, slot type, PNP, 1 m cable
EE-SX954-R 1M | 11610 | 378493 | Photo micro sensor, slot type, NPN, 1 m robotic cable
EE-SX954-R 3M | 13460 | 378508 | Photo micro sensor, slot type, NPN, 3m robotic cable
EE-SX954-W 1M | 10030 | 378483 | Photo micro sensor, slot type, NPN, 1 m cable
EE-SX954-W 3M | 11610 | 378503 | Photo micro sensor, slot type, NPN, 3m cable
EE-SX970-C1 | 15770 | 335085 | Photomicro sensor, slot type, standard-shape, 5 mm, NPN, connector
EE-SX970P-C1 | 16050 | 335080 | Photomicro sensor, slot type, standard shape, 5mm, PNP, connector
EE-SX971-C1 | 14660 | 335086 | Photomicro sensor, slot type, L-shape, 5mm, NPN, connector
EE-SX971P-C1 | 14660 | 335081 | Photomicro sensor, slot type, L-shape, 5mm, PNP, connector
EE-SX972-C1 | 14660 | 335087 | Photomicro sensor, slot type, T-shape, 5mm, NPN, connector
EE-SX972P-C1 | 14660 | 335082 | Photomicro sensor, slot type, T-shape, 5 mm, PNP, connector
EE-SX974-C1 | 14660 | 335088 | Photomicro sensor, slot type, 5mm, close-mounting, NPN, connector
EE-SX974P-C1 | 14660 | 335083 | Photomicro sensor, slot type, 5mm, close-mounting, PNP, connector
EE-SX975-C1 | 14660 | 335074 | Photomicro sensor, slot type, T-shape, 5mm, NPN, connector
EE-SX975P-C1 | 14660 | 335089 | Photomicro sensor, slot type, T-shape, 5 mm, PNP, connector
EE-SX976-C1 | 14660 | 335075 | Photomicro sensor, slot type, 5mm, F-shaped, NPN, connector
EE-SX976P-C1 | 16050 | 335090 | Photomicro sensor, slot type, 5mm, F-shaped, PNP, connector
EE-SX977-C1 | 14660 | 335076 | Photomicro sensor, slot type, R-shape, 5mm, NPN, connector
EE-SX977P-C1 | 16050 | 335091 | Photomicro sensor, slot type, R-shape, 5mm, PNP, connector
EE-SY671 | 10590 | 127546 | Photomicro sensor, reflective type, horizontal (radial), Sn = 1 to 5 mm (adjustable), L-ON/D-ON selectable, NPN, connector
EE-SY672 | 12140 | 127547 | Photomicro sensor, reflective type, vertical (axial), Sn=1-5mm (adjustable), L-ON/D-ON selectable, NPN, connector
EJ1C-CBLA050 | 16320 | 225929 | Connection cable from CelciuXº basic unit to G3ZA Power controller, 5 m
EJ1C-EDUA-NFLK | 53300 | 225933 | CelciuXº In-panel temperature controller end unit, connects up to 16 x basic & high function units, 24 VDC supply, 1 x RS-485 port (115kbps, CompoWay/F, MODBUS RTU), 1 x programming port, M3 screw terminals
EJ1C-EDUC-NFLK | 53300 | 243921 | CelciuXº In-panel temperature controller end unit, connects up to 16 x basic & high function units, 24 VDC supply, 1 x RS-485 port (115kbps, CompoWay/F, MODBUS RTU), 1 x programming port, removable screw connector blocks
EJ1N-HFUA-NFLK | 229100 | 225936 | CelciuXº In-panel temperature controller high function unit, RS-232C/RS-485 port for program-less communications with CJ1/CS1 PLCs (1:1 and 1:N), Mitsubishi A and FX series PLCs (1:1 and 1:N), Mitsubishi Q series PLCs (1:1), M3 screw terminals
EJ1N-HFUB-DRT | 262300 | 243922 | CelciuXº In-panel Temperature controller High Function unit, DeviceNet interface, screwless clamp terminals
EJ1N-HFUB-NFLK | 229100 | 225932 | CelciuXº In-panel temperature controller high function unit, RS-232C/RS-485 port for program-less communications with CJ1/CS1 PLCs (1:1 and 1:N), Mitsubishi A and FX series PLCs (1:1 and 1:N), Mitsubishi Q series PLCs (1:1), screwless clamp terminals
EJ1N-HFU-ETN | 203600 | 355917 | Ethernet to Serial Gateway, Connect PROFINET or Modbus/TCP master to any Modbus-RTU slave (special support for CelciuX(EJ1), E5_N and MX2)
EJ1N-TC2A-CNB | 241800 | 232402 | CelciuXº In-panel temperature controller basic unit, DIN rail mounting, 2 loops, thermocouple/Pt100/analog input, 2 x 4-20/0-20 mA plus 2 x 30 VDC, 0.1 A NPN outputs, heat, cool, heat/cool, M3 screw terminals
EJ1N-TC2A-QNHB | 206500 | 225935 | CelciuXº In-panel temperature controller basic unit, DIN rail mounting, 2 loops, thermocouple/Pt100/analog input, 2 x 12 VDC plus 2 x 30 VDC, 0.1 A NPN outputs, heat, cool, heat/cool, heater burnout alarm, M3 screw terminals
EJ1N-TC2B-CNB | 241800 | 232401 | CelciuXº In-panel temperature controller basic unit, DIN rail mounting, 2 loops, thermocouple/Pt100/analog input, 2 x 4-20/0-20 mA plus 2 x 30 VDC, 0.1 A NPN outputs, heat, cool, heat/cool, screwless clamp terminals
EJ1N-TC2B-QNHB | 206500 | 225931 | CelciuXº In-panel temperature controller basic unit, DIN rail mounting, 2 loops, thermocouple/Pt100/analog input, 2 x 12 VDC plus 2 x 30 VDC, 0.1 A NPN outputs, heat, cool, heat/cool, heater burnout alarm, screwless clamp terminals
EJ1N-TC4A-QQ | 241800 | 225934 | CelciuXº In-panel temperature controller basic unit, DIN rail mounting, 4 loops, thermocouple/Pt100/analog input, 4 x 12 VDC outputs, heat, cool, heat/cool, M3 screw terminals
EJ1N-TC4B-QQ | 241800 | 225930 | CelciuXº In-panel temperature controller basic unit, DIN rail mounting, 4 loops, thermocouple/Pt100/analog input, 4 x 12 VDC outputs, heat, cool, heat/cool, screwless clamp terminals
ELB-200RD | 433000 | 689624 | LED Flood Bar Illuminator, active area 200 x 45 mm, red, 24 VDC, M8 Connector
ELB-200SW | 433000 | 689625 | LED Flood Bar Illuminator, active area 200 x 45 mm, white, 24 VDC, M8 Connector
ELB-300IR | 546400 | 689623 | LED Flood Bar Illuminator, active area 300 x 45 mm, IR, 24 VDC, M8 Connector
ELB-300RD | 527800 | 689267 | LED Flood Bar Illuminator, active area 300 x 45 mm, red, 24 VDC, M8 Connector
ELB-300SW | 527800 | 689268 | LED Flood Bar Illuminator, 300 x 51 x 49 mm (L x W x H), white, 24 VDC, M12 Connector
ELB-500SW | 701900 | 689440 | LED Flood Bar Illuminator, active area 500 x 45 mm, white, 24 VDC, M8 Connector
ELB-600SW | 744100 | 708044 | LED Flood Bar Illuminator, 600 x 51 x 49 mm (L x W x H), white, 24 VDC, M12 Connector
ELF-C39-500X500SW | 1715100 | 707673 | Flat dome light, white LED, 500 mm x 500 mm, 24 VDC
ELF-C39-600X600SW | 1901300 | 708582 | Flat dome light, white LED, 600 mm x 600 mm, 24 VDC
ELMON-RAIL-39-726 | 152500 | 393976 | Safety relay for safety edge, PL d, 24 VDC, 2 circuit input, OSSD output
ELMON-RAIL-41-322 | 126100 | 393975 | Safety relay for safety edge, PL d, 24 VAC/DC, 1 channel input, relay output
EN10MPL1220 | 308400 | 708649 | 10 Megapixel, high resolution, fixed focal lens for 4/3” sensors, focal length 12 mm
EN10MPL1620 | 311800 | 701990 | High resolution fixed focal lens for 4/3” sensors, focal length 16 mm, C-mount
EN2MP0324 | 158900 | 702027 | Fixed focal lens for 2/3” sensors, focal length 3 mm, C-mount
ER1032-042ML | 178200 | 253976 | Rope pull Emergency Stop switch, Two ropes, heavy duty, 125m rope span, IP67, E-stop, Indicator, reset switch, 4NC+2NO, 4x M20 conduit, 24VDC
ERF-150WJ101 | 11180 | 138124 | Braking resistor, 100 Ohm, for 200 VAC drives (1.5kW) (equivalent to 3G3IV-PERF150WJ101)
ERF-150WJ201 | 11180 | 138125 | Braking resistor, 200 Ohm, for 200VAC drives (up to 0.75kW) (equivalent to 3G3IV-PERF150WJ201)
ERF-150WJ301 | 11180 | 138126 | Braking resistor, 300 Ohm, for 400 VAC drives (2.2kW) (equivalent to 3G3IV-PERF150WJ301)
ERF-150WJ401 | 11180 | 147919 | Braking resistor, 400 Ohm, for 400VAC drives (1.5kW) (equivalent to 3G3IV-PERF150WJ401)
ERF-150WJ620 | 11180 | 143539 | Braking resistor, 62 Ohm, for 200 VAC drives (3.7kW) (equivalent to 3G3IV-PERF150WJ620)
ERF-150WJ700 | 11180 | 148902 | Braking resistor, 70 Ohm, for 200 VAC drives (2.2kW) (equivalent to 3G3IV-PERF150WJ700)
ERF-150WJ751 | 11180 | 138127 | Braking resistor, 750 Ohm, for 400VAC drives (up to 0.75kW) (equivalent to 3G3IV-PERF150WJ751)
ERT1-HD16CH-1 | 223700 | 375136 | EtherNet/IP IP67 rated I/O block, 16 x PNP inputs, SmartClick M12 connections
ERT1-ID32SLH-1 | 204900 | 375138 | EtherNet/IP IP20 terminal block, 32x PNP inputs, 3-wire termination, cage-clamp connections
ERT1-MD32SLH-1 | 220600 | 375139 | EtherNet/IP IP20 terminal block, 16x PNP inputs, 16x PNP outputs, 0.5A/point, 3-wire termination, cage-clamp connections
ERT1-OD32SLH-1 | 223700 | 375140 | EtherNet/IP IP20 terminal block, 32x PNP outputs, 0.5A/point, 3-wire termination, cage-clamp connections
ERT1-WD16CH-1 | 232900 | 375137 | EtherNet/IP IP67 rated I/O block, 16 x PNP outputs, 0.5A/point; 4.0A/common, SmartClick M12 connections
ES1B 10-70C | 164100 | 171655 | Infrared Thermosensor 10 to 70ºC
ES1B 115-165C | 164100 | 171657 | Infrared Thermosensor 115 to 165ºC
ES1B 140-260C | 176000 | 171658 | Infrared Thermosensor 140 to 260ºC
ES1B 60-120C | 176000 | 171656 | Infrared Thermosensor 60 to 120ºC
ES1C-A40 | 309500 | 267944 | Temperature sensor, non-contact infrared, M18, 0-400°C
ES1-LP10-N | 349800 | 683770 | Infrared thermosensor, -50-500 °C, 8/100 mm dia. field, 12-24 VDC, 4-20 mA output, no laser pointer
ES1-LP3-N | 403900 | 700870 | Infrared thermosensor, -50-500 °C, 3/30 mm dia. field, 12-24 VDC, 4-20 mA output, no laser pointer
ES1-LW100L-N | 502300 | 695079 | Infrared thermosensor, -50-1000 °C, 35/1000 mm dia. field, 12-24 VDC, 4-20 mA output, WITH laser pointer
ES1-LW100-N | 420000 | 682966 | Infrared thermosensor, -50-1000 °C, 35/1000 mm dia. field, 12-24 VDC, 4-20 mA output, no laser pointer
ES1-LW50L-N | 405200 | 684812 | Infrared thermosensor, -50-500 °C, 40/500 mm dia. field, 12-24 VDC, 4-20 mA output, with laser pointer
EST2-2C-MV4 | 61350 | 242527 | CX-Thermo, direct 1 to 1 connecting software (1 to several if same TC type), for programming and monitoring E5_N (version 5 & 6), E5ZN and CelciuX (EJ1)
ESTT-YB177-MV1S | 106700 | 143433 | CX-Thermo, direct 1 to 1 connecting software, for programming and monitoring E5CN (latest version), E5ZN and CelciuX (EJ1)
ETC740033 | 55550 | 277868
ETC740341 | 115000 | 406551
EUOP-V11001 | 18100 | 407875 | IP65 panel mount kit external operator
EXCB2-E3-3 | 32630 | 659140 | External control cable (parallel communication) for PD3 power supply, EIA-485 connector, 3m
EXCB2-M10-3 | 14800 | 367558 | External control cable (parallel communication) for PD3 power supply, 10-pin MIL connector, 3 m
EXCB2-M10-3-MM | 14810 | 706968 | External control cable (parallel communication) for PD3 power supply, 10-pin MIL connector, 3 m
EXCB2-M10M20-3 | 47410 | 367559
EXCB2-M20-3 | 32630 | 367557 | External control cable (parallel communication) for PD3 power supply, 20-pin MIL connector, 3m
EYE PROTECT GLASSES CE4 | 29570 | 686084 | Protection Glasses for wavelength 350 nm to 1000 nm
EZZ020568H | 53150 | 680059 | Heatsink external attachment V1000 230V 30A, 40A / 400V 18A, 23A ND
EZZ020642A | 10460 | 244716 | Support set for JVOP180
EZZ020800A | 41050 | 324506 | Externl cooling sink bracket for A1000 2A0004 -12, A40002-5
EZZ020800B | 41050 | 324507 | Externl cooling sink bracket for A1000 2A0018 -40, A40007-23
EZZ020800C | 42760 | 324508 | Externl cooling sink bracket for A1000 2A0056, A40031-38
EZZ020800D | 49600 | 324509 | Externl cooling sink bracket for A1000 2A0069 -81, A40044
EZZ021710A | 15670 | 356396
EZZ021711A | 409600 | 392962 | External heatsink attachment for CDBR-2037D, 4045D, 5037D, A1000
EZZ022745A | 96050 | 688540 | NEMA1 Kit for Converter U1000 400V 11A, 14A, 21A, 27A, 34A. 200V 28A
EZZ022745B | 129900 | 688541 | NEMA1 Kit for Converter U1000 400V 40A, 52A, 65A, 77A. 200V 42A, 54A, 68A, 81A
F03-01 CHITAN | 58050 | 127403 | Electrode, chitan, 1m length, 6mm dia, extendable
F03-01 HAS B | 203100 | 127404 | Electrode, hasteloy B, 1m length, 6mm dia, extendable
F03-01 SUS201 | 4227 | 155001 | Electrode, stainless steel, 1 m length, 6 mm dia., extendable
F03-01 SUS304 BINIL | 17870 | 690142 | Insulated Electrode, SUS304, Vinyl Tubing, 1 m length
F03-01 SUS304 FLUORORESIN | 35650 | 690143 | Insulated Electrode, SUS304, Fluororesin Tubing, 1 m length
F03-01 SUS316 | 8570 | 153056 | Electrode, stainless steel, 1m length, 6mm dia, extendable
F03-01 SUS316 BINIL | 20430 | 690141 | Insulated Electrode, SUS316, Vinyl Tubing, 1 m length
F03-01 SUS316 FLUORORESIN | 38220 | 690144 | Insulated Electrode, SUS316, Fluororesin Tubing, 1 m length
F03-02 SUS201 | 1005 | 127405 | Electrode connecting nut
F03-02 SUS316 | 1767 | 127406 | Electrode lock nut, 1 piece
F03-03 CHITAN | 5975 | 127407
F03-03 SUS304 | 210.6 | 127409 | Electrode lock nut with washer
F03-03 SUS316 | 535.5 | 156416 | Electrode lock nut, with 2 number of parts in an set
F03-11 | 11060 | 144315 | Protective cover for electrode holders PS or BF series)
F03-12 | 6405 | 127415 | PS Electrode Holder Mounting Plate
F03-13 | 13490 | 147620 | Mounting Frame for Installing in Concrete
F03-14 1P | 963 | 127416 | Electrode separator, 1electrode, ceramic, 250°C max, 15g
F03-14-3P | 1367 | 153057 | Electrode separator, 3 electrodes, ceramic, 250°C max, 30g
F03-14-5P | 1583 | 150824 | Electrode separator, 5 way
F03-15 100M | 1756400 | 694991 | Liquid leakage sensing band, transparent vinyl chloride, 100 m length
F03-15 10M | 207000 | 694993 | Liquid leakage sensing band, transparent vinyl chloride, 10 m length
F03-15 20M | 407500 | 694992 | Liquid leakage sensing band, transparent vinyl chloride, 20 m length
F03-15 5M | 111500 | 694994 | Liquid leakage sensing band, transparent vinyl chloride, 5 m length
F03-16PE 100M | 1101600 | 695001 | Liquid leagage sensing band, stainless steel with polyethelene cover, length 100 m
F03-16PE 10M | 128900 | 695006 | Liquid leagage sensing band, stainless steel with polyethelene cover, length 10 m
F03-16PE 15M | 193800 | 695005 | Liquid leagage sensing band, stainless steel with polyethelene cover, length 15 m
F03-16PE 1M | 12950 | 695009 | Liquid leagage sensing band, stainless steel with polyethelene cover, length 1 m
F03-16PE 20M | 257900 | 695004 | Liquid leagage sensing band, stainless steel with polyethelene cover, length 20 m
F03-16PE 25M | 322400 | 695003 | Liquid leagage sensing band, stainless steel with polyethelene cover, length 25 m
F03-16PE 2M | 25980 | 695008 | Liquid leagage sensing band, stainless steel with polyethelene cover, length 2 m
F03-16PE 50M | 645700 | 695002 | Liquid leagage sensing band, stainless steel with polyethelene cover, length 50 m
F03-16PE 5M | 64600 | 695007 | Liquid leagage sensing band, stainless steel with polyethelene cover, length 5 m
F03-16PS | 37420 | 175703 | Floatless level controller accessory, liquid leakage point sensor, polyethylene, outer sheath:PVC, inner sheath:Fluoroplastic, SUS304 electrode material
F03-16PS-F | 52950 | 175704 | Point Sensor, electrodes have fluororplastic coating to resist chemicals.
F03-16PT 10M | 458600 | 694997 | Liquid leagage sensing band, temperature and chemical reistant, stainless steel with PTFE cover, length 10 m
F03-16PT 15M | 741000 | 694996 | Liquid leagage sensing band, temperature and chemical reistant, stainless steel with PTFE cover, length 15 m
F03-16PT 1M | 45860 | 695000 | Liquid leagage sensing band, temperature and chemical reistant, stainless steel with PTFE cover, length 1 m
F03-16PT 20M | 988600 | 694995 | Liquid leagage sensing band, temperature and chemical reistant, stainless steel with PTFE cover, length 20 m
F03-16PT 2M | 91750 | 694999 | Liquid leagage sensing band, temperature and chemical reistant, stainless steel with PTFE cover, length 2 m
F03-16PT 5M | 229600 | 694998 | Liquid leagage sensing band, temperature and chemical reistant, stainless steel with PTFE cover, length 5 m
F03-16SF-10M | 134700 | 182838 | Electrode band
F03-16SF-5M | 67300 | 182837 | Liquid Leakage Sensing Band (without color indication), 5m length, greater flexibility and superior workability.
F03-16SFC-10M | 197600 | 182850 | Electrode band
F03-16SFC-20M | 394600 | 182852 | Electrode band
F03-16SFC-30M | 591600 | 182853 | Electrode band
F03-16SFC-50M | 985800 | 182855 | Electrode band
F03-16SFC-5M | 98800 | 182849 | Liquid Leakage Sensing Band (with color indication), 5 m length, greater flexibility and enables visual confirmation when the inner color appears
F03-16SFC-70M | 1379600 | 182857 | Electrode band
F03-17 SUS316 | 5420 | 703618 | Lock nut for BS-1 electrode holder, stainless steel SUS316
F03-19 | 4522 | 150825 | Liquid leakage detector accessory
F03-20 | 55150 | 143275 | Terminal block, liquid leakage sensor
F03-20T | 20400 | 196359 | Terminator connection block for liquid leakage sensing band
F03-25 | 31790 | 127422 | Floatless level controller accessory ( 1 pcs = 1 bag of 30 clips )
F03-26PEN | 13720 | 127428 | Mounting bracket and sticker, sensing band sticker, Used for F03-16PE (screws).
F03-26PES | 18210 | 165136 | Mounting bracket and sticker, sensing band sticker, Used for F03-16PE (adhesive tape).
F03-26PS | 26430 | 175705 | Floatless level controller accessory, mounting brackets
F03-26PTN | 26600 | 127443 | Mounting bracket and sticker, sensing band sticker, Used for F03-16PT (screws).
F03-31 | 5975 | 127425 | Dust-proof rubber Cap (for PS-31)
F03-60 SUS316 | 12370 | 127420 | Set including F03-01 SUS316 electrode, F03-02 SUS316 connecting nuts, F03-03 SUS316 lock nuts
F150-AV=01777 | 66650 | 245161
F320-F050M03M-NNA | 702800 | 696600 | F320 Smart Camera, 0.3 MP monochrome, Medium view, Fixed focus 50 mm, No outer light, AutoVISION, RS-232, Ethernet via USB, IP40
F320-F050M03M-NNS | 315200 | 696599 | F320 Smart Camera, 0.3 MP monochrome, Medium view, Fixed focus 50 mm, No outer light, AutoVISION Sensor, RS-232, Ethernet via USB, IP40
F320-F050M03M-NNV | 945000 | 696601 | F320 Smart Camera, 0.3 MP monochrome, Medium view, Fixed focus 50 mm, No outer light, AutoVISION+Visionscape, RS-232, Ethernet via USB, IP40
F320-F050M12M-NNA | 848200 | 696642 | F320 Smart Camera, 1.2 MP monochrome, Medium view, Fixed focus 50 mm, No outer light, AutoVISION, RS-232, Ethernet via USB, IP40
F320-F050M12M-NNS | 460800 | 696641 | F320 Smart Camera, 1.2 MP monochrome, Medium view, Fixed focus 50 mm, No outer light, AutoVISION Sensor, RS-232, Ethernet via USB, IP40
F320-F050M12M-NNV | 1090600 | 696643 | F320 Smart Camera, 1.2 MP monochrome, Medium view, Fixed focus 50 mm, No outer light, AutoVISION+Visionscape, RS-232, Ethernet via USB, IP40
F320-F050M50C-NNA | 751200 | 696684 | F320 Smart Camera, 5.0 MP color, Medium view, Fixed focus 50 mm, No outer light, AutoVISION, RS-232, Ethernet via USB, IP40
F320-F050M50C-NNS | 363900 | 696683 | F320 Smart Camera, 5.0 MP color, Medium view, Fixed focus 50 mm, No outer light, AutoVISION Sensor, RS-232, Ethernet via USB, IP40
F320-F050M50C-NNV | 993400 | 696685 | F320 Smart Camera, 5.0 MP color, Medium view, Fixed focus 50 mm, No outer light, AutoVISION+Visionscape, RS-232, Ethernet via USB, IP40
F320-F050W03M-NNA | 702800 | 696579 | F320 Smart Camera, 0.3 MP monochrome, Wide view, Fixed focus 50 mm, No outer light, AutoVISION, RS-232, Ethernet via USB, IP40
F320-F050W03M-NNS | 315200 | 696578 | F320 Smart Camera, 0.3 MP monochrome, Wide view, Fixed focus 50 mm, No outer light, AutoVISION Sensor, RS-232, Ethernet via USB, IP40
F320-F050W03M-NNV | 945000 | 696580 | F320 Smart Camera, 0.3 MP monochrome, Wide view, Fixed focus 50 mm, No outer light, AutoVISION+Visionscape, RS-232, Ethernet via USB, IP40
F320-F050W12M-NNA | 848200 | 696621 | F320 Smart Camera, 1.2 MP monochrome, Wide view, Fixed focus 50 mm, No outer light, AutoVISION, RS-232, Ethernet via USB, IP40
F320-F050W12M-NNS | 460800 | 696620 | F320 Smart Camera, 1.2 MP monochrome, Wide view, Fixed focus 50 mm, No outer light, AutoVISION Sensor, RS-232, Ethernet via USB, IP40
F320-F050W12M-NNV | 1090600 | 696622 | F320 Smart Camera, 1.2 MP monochrome, Wide view, Fixed focus 50 mm, No outer light, AutoVISION+Visionscape, RS-232, Ethernet via USB, IP40
F320-F050W50C-NNA | 751200 | 696663 | F320 Smart Camera, 5.0 MP color, Wide view, Fixed focus 50 mm, No outer light, AutoVISION, RS-232, Ethernet via USB, IP40
F320-F050W50C-NNS | 363900 | 696662 | F320 Smart Camera, 5.0 MP color, Wide view, Fixed focus 50 mm, No outer light, AutoVISION Sensor, RS-232, Ethernet via USB, IP40
F320-F050W50C-NNV | 993400 | 696664 | F320 Smart Camera, 5.0 MP color, Wide view, Fixed focus 50 mm, No outer light, AutoVISION+Visionscape, RS-232, Ethernet via USB, IP40
F320-F064M03M-NNA | 702800 | 696603 | F320 Smart Camera, 0.3 MP monochrome, Medium view, Fixed focus 64 mm, No outer light, AutoVISION, RS-232, Ethernet via USB, IP40
F320-F064M03M-NNS | 315200 | 696602 | F320 Smart Camera, 0.3 MP monochrome, Medium view, Fixed focus 64 mm, No outer light, AutoVISION Sensor, RS-232, Ethernet via USB, IP40
F320-F064M03M-NNV | 945000 | 696604 | F320 Smart Camera, 0.3 MP monochrome, Medium view, Fixed focus 64 mm, No outer light, AutoVISION+Visionscape, RS-232, Ethernet via USB, IP40
F320-F064M12M-NNA | 848200 | 696645 | F320 Smart Camera, 1.2 MP monochrome, Medium view, Fixed focus 64 mm, No outer light, AutoVISION, RS-232, Ethernet via USB, IP40
F320-F064M12M-NNS | 460800 | 696644 | F320 Smart Camera, 1.2 MP monochrome, Medium view, Fixed focus 64 mm, No outer light, AutoVISION Sensor, RS-232, Ethernet via USB, IP40
F320-F064M12M-NNV | 1090600 | 696646 | F320 Smart Camera, 1.2 MP monochrome, Medium view, Fixed focus 64 mm, No outer light, AutoVISION+Visionscape, RS-232, Ethernet via USB, IP40
F320-F064M50C-NNA | 751200 | 696687 | F320 Smart Camera, 5.0 MP color, Medium view, Fixed focus 64 mm, No outer light, AutoVISION, RS-232, Ethernet via USB, IP40
F320-F064M50C-NNS | 363900 | 696686 | F320 Smart Camera, 5.0 MP color, Medium view, Fixed focus 64 mm, No outer light, AutoVISION Sensor, RS-232, Ethernet via USB, IP40
F320-F064M50C-NNV | 993400 | 696688 | F320 Smart Camera, 5.0 MP color, Medium view, Fixed focus 64 mm, No outer light, AutoVISION+Visionscape, RS-232, Ethernet via USB, IP40
F320-F064W03M-NNA | 702800 | 696582 | F320 Smart Camera, 0.3 MP monochrome, Wide view, Fixed focus 64 mm, No outer light, AutoVISION, RS-232, Ethernet via USB, IP40
F320-F064W03M-NNS | 315200 | 696581 | F320 Smart Camera, 0.3 MP monochrome, Wide view, Fixed focus 64 mm, No outer light, AutoVISION Sensor, RS-232, Ethernet via USB, IP40
F320-F064W03M-NNV | 945000 | 696583 | F320 Smart Camera, 0.3 MP monochrome, Wide view, Fixed focus 64 mm, No outer light, AutoVISION+Visionscape, RS-232, Ethernet via USB, IP40
F320-F064W12M-NNA | 848200 | 696624 | F320 Smart Camera, 1.2 MP monochrome, Wide view, Fixed focus 64 mm, No outer light, AutoVISION, RS-232, Ethernet via USB, IP40
F320-F064W12M-NNS | 460800 | 696623 | F320 Smart Camera, 1.2 MP monochrome, Wide view, Fixed focus 64 mm, No outer light, AutoVISION Sensor, RS-232, Ethernet via USB, IP40
F320-F064W12M-NNV | 1090600 | 696625 | F320 Smart Camera, 1.2 MP monochrome, Wide view, Fixed focus 64 mm, No outer light, AutoVISION+Visionscape, RS-232, Ethernet via USB, IP40
F320-F064W50C-NNA | 751200 | 696666 | F320 Smart Camera, 5.0 MP color, Wide view, Fixed focus 64 mm, No outer light, AutoVISION, RS-232, Ethernet via USB, IP40
F320-F064W50C-NNS | 363900 | 696665 | F320 Smart Camera, 5.0 MP color, Wide view, Fixed focus 64 mm, No outer light, AutoVISION Sensor, RS-232, Ethernet via USB, IP40
F320-F064W50C-NNV | 993400 | 696667 | F320 Smart Camera, 5.0 MP color, Wide view, Fixed focus 64 mm, No outer light, AutoVISION+Visionscape, RS-232, Ethernet via USB, IP40
F320-F081M03M-NNA | 702800 | 696606 | F320 Smart Camera, 0.3 MP monochrome, Medium view, Fixed focus 81 mm, No outer light, AutoVISION, RS-232, Ethernet via USB, IP40
F320-F081M03M-NNS | 315200 | 696605 | F320 Smart Camera, 0.3 MP monochrome, Medium view, Fixed focus 81 mm, No outer light, AutoVISION Sensor, RS-232, Ethernet via USB, IP40
F320-F081M03M-NNV | 945000 | 696607 | F320 Smart Camera, 0.3 MP monochrome, Medium view, Fixed focus 81 mm, No outer light, AutoVISION+Visionscape, RS-232, Ethernet via USB, IP40
F320-F081M12M-NNA | 848200 | 696648 | F320 Smart Camera, 1.2 MP monochrome, Medium view, Fixed focus 81 mm, No outer light, AutoVISION, RS-232, Ethernet via USB, IP40
F320-F081M12M-NNS | 460800 | 696647 | F320 Smart Camera, 1.2 MP monochrome, Medium view, Fixed focus 81 mm, No outer light, AutoVISION Sensor, RS-232, Ethernet via USB, IP40
F320-F081M12M-NNV | 1090600 | 696649 | F320 Smart Camera, 1.2 MP monochrome, Medium view, Fixed focus 81 mm, No outer light, AutoVISION+Visionscape, RS-232, Ethernet via USB, IP40
F320-F081M50C-NNA | 751200 | 696690 | F320 Smart Camera, 5.0 MP color, Medium view, Fixed focus 81 mm, No outer light, AutoVISION, RS-232, Ethernet via USB, IP40
F320-F081M50C-NNS | 363900 | 696689 | F320 Smart Camera, 5.0 MP color, Medium view, Fixed focus 81 mm, No outer light, AutoVISION Sensor, RS-232, Ethernet via USB, IP40
F320-F081M50C-NNV | 993400 | 696691 | F320 Smart Camera, 5.0 MP color, Medium view, Fixed focus 81 mm, No outer light, AutoVISION+Visionscape, RS-232, Ethernet via USB, IP40
F320-F081W03M-NNA | 702800 | 696585 | F320 Smart Camera, 0.3 MP monochrome, Wide view, Fixed focus 81 mm, No outer light, AutoVISION, RS-232, Ethernet via USB, IP40
F320-F081W03M-NNS | 315200 | 696584 | F320 Smart Camera, 0.3 MP monochrome, Wide view, Fixed focus 81 mm, No outer light, AutoVISION Sensor, RS-232, Ethernet via USB, IP40
F320-F081W03M-NNV | 945000 | 696586 | F320 Smart Camera, 0.3 MP monochrome, Wide view, Fixed focus 81 mm, No outer light, AutoVISION+Visionscape, RS-232, Ethernet via USB, IP40
F320-F081W12M-NNA | 848200 | 696627 | F320 Smart Camera, 1.2 MP monochrome, Wide view, Fixed focus 81 mm, No outer light, AutoVISION, RS-232, Ethernet via USB, IP40
F320-F081W12M-NNS | 460800 | 696626 | F320 Smart Camera, 1.2 MP monochrome, Wide view, Fixed focus 81 mm, No outer light, AutoVISION Sensor, RS-232, Ethernet via USB, IP40
F320-F081W12M-NNV | 1090600 | 696628 | F320 Smart Camera, 1.2 MP monochrome, Wide view, Fixed focus 81 mm, No outer light, AutoVISION+Visionscape, RS-232, Ethernet via USB, IP40
F320-F081W50C-NNA | 751200 | 696669 | F320 Smart Camera, 5.0 MP color, Wide view, Fixed focus 81 mm, No outer light, AutoVISION, RS-232, Ethernet via USB, IP40
F320-F081W50C-NNS | 363900 | 696668 | F320 Smart Camera, 5.0 MP color, Wide view, Fixed focus 81 mm, No outer light, AutoVISION Sensor, RS-232, Ethernet via USB, IP40
F320-F081W50C-NNV | 993400 | 696670 | F320 Smart Camera, 5.0 MP color, Wide view, Fixed focus 81 mm, No outer light, AutoVISION+Visionscape, RS-232, Ethernet via USB, IP40
F320-F102M03M-NNA | 702800 | 696609 | F320 Smart Camera, 0.3 MP monochrome, Medium view, Fixed focus 102 mm, No outer light, AutoVISION, RS-232, Ethernet via USB, IP40
F320-F102M03M-NNS | 315200 | 696608 | F320 Smart Camera, 0.3 MP monochrome, Medium view, Fixed focus 102 mm, No outer light, AutoVISION Sensor, RS-232, Ethernet via USB, IP40
F320-F102M03M-NNV | 945000 | 696610 | F320 Smart Camera, 0.3 MP monochrome, Medium view, Fixed focus 102 mm, No outer light, AutoVISION+Visionscape, RS-232, Ethernet via USB, IP40
F320-F102M12M-NNA | 848200 | 696651 | F320 Smart Camera, 1.2 MP monochrome, Medium view, Fixed focus 102 mm, No outer light, AutoVISION, RS-232, Ethernet via USB, IP40
F320-F102M12M-NNS | 460800 | 696650 | F320 Smart Camera, 1.2 MP monochrome, Medium view, Fixed focus 102 mm, No outer light, AutoVISION Sensor, RS-232, Ethernet via USB, IP40
F320-F102M12M-NNV | 1090600 | 696652 | F320 Smart Camera, 1.2 MP monochrome, Medium view, Fixed focus 102 mm, No outer light, AutoVISION+Visionscape, RS-232, Ethernet via USB, IP40
F320-F102M50C-NNA | 751200 | 696693 | F320 Smart Camera, 5.0 MP color, Medium view, Fixed focus 102 mm, No outer light, AutoVISION, RS-232, Ethernet via USB, IP40
F320-F102M50C-NNS | 363900 | 696692 | F320 Smart Camera, 5.0 MP color, Medium view, Fixed focus 102 mm, No outer light, AutoVISION Sensor, RS-232, Ethernet via USB, IP40
F320-F102M50C-NNV | 993400 | 696694 | F320 Smart Camera, 5.0 MP color, Medium view, Fixed focus 102 mm, No outer light, AutoVISION+Visionscape, RS-232, Ethernet via USB, IP40
F320-F102W03M-NNA | 702800 | 696588 | F320 Smart Camera, 0.3 MP monochrome, Wide view, Fixed focus 102 mm, No outer light, AutoVISION, RS-232, Ethernet via USB, IP40
F320-F102W03M-NNS | 315200 | 696587 | F320 Smart Camera, 0.3 MP monochrome, Wide view, Fixed focus 102 mm, No outer light, AutoVISION Sensor, RS-232, Ethernet via USB, IP40
F320-F102W03M-NNV | 945000 | 696589 | F320 Smart Camera, 0.3 MP monochrome, Wide view, Fixed focus 102 mm, No outer light, AutoVISION+Visionscape, RS-232, Ethernet via USB, IP40
F320-F102W12M-NNA | 848200 | 696630 | F320 Smart Camera, 1.2 MP monochrome, Wide view, Fixed focus 102 mm, No outer light, AutoVISION, RS-232, Ethernet via USB, IP40
F320-F102W12M-NNS | 460800 | 696629 | F320 Smart Camera, 1.2 MP monochrome, Wide view, Fixed focus 102 mm, No outer light, AutoVISION Sensor, RS-232, Ethernet via USB, IP40
F320-F102W12M-NNV | 1090600 | 696631 | F320 Smart Camera, 1.2 MP monochrome, Wide view, Fixed focus 102 mm, No outer light, AutoVISION+Visionscape, RS-232, Ethernet via USB, IP40
F320-F102W50C-NNA | 751200 | 696672 | F320 Smart Camera, 5.0 MP color, Wide view, Fixed focus 102 mm, No outer light, AutoVISION, RS-232, Ethernet via USB, IP40
F320-F102W50C-NNS | 363900 | 696671 | F320 Smart Camera, 5.0 MP color, Wide view, Fixed focus 102 mm, No outer light, AutoVISION Sensor, RS-232, Ethernet via USB, IP40
F320-F102W50C-NNV | 993400 | 696673 | F320 Smart Camera, 5.0 MP color, Wide view, Fixed focus 102 mm, No outer light, AutoVISION+Visionscape, RS-232, Ethernet via USB, IP40
F320-F133M03M-NNA | 702800 | 696612 | F320 Smart Camera, 0.3 MP monochrome, Medium view, Fixed focus 133 mm, No outer light, AutoVISION, RS-232, Ethernet via USB, IP40
F320-F133M03M-NNS | 315200 | 696611 | F320 Smart Camera, 0.3 MP monochrome, Medium view, Fixed focus 133 mm, No outer light, AutoVISION Sensor, RS-232, Ethernet via USB, IP40
F320-F133M03M-NNV | 945000 | 696613 | F320 Smart Camera, 0.3 MP monochrome, Medium view, Fixed focus 133 mm, No outer light, AutoVISION+Visionscape, RS-232, Ethernet via USB, IP40
F320-F133M12M-NNA | 848200 | 696654 | F320 Smart Camera, 1.2 MP monochrome, Medium view, Fixed focus 133 mm, No outer light, AutoVISION, RS-232, Ethernet via USB, IP40
F320-F133M12M-NNS | 460800 | 696653 | F320 Smart Camera, 1.2 MP monochrome, Medium view, Fixed focus 133 mm, No outer light, AutoVISION Sensor, RS-232, Ethernet via USB, IP40
F320-F133M12M-NNV | 1090600 | 696655 | F320 Smart Camera, 1.2 MP monochrome, Medium view, Fixed focus 133 mm, No outer light, AutoVISION+Visionscape, RS-232, Ethernet via USB, IP40
F320-F133M50C-NNA | 751200 | 696696 | F320 Smart Camera, 5.0 MP color, Medium view, Fixed focus 133 mm, No outer light, AutoVISION, RS-232, Ethernet via USB, IP40
F320-F133M50C-NNS | 363900 | 696695 | F320 Smart Camera, 5.0 MP color, Medium view, Fixed focus 133 mm, No outer light, AutoVISION Sensor, RS-232, Ethernet via USB, IP40
F320-F133M50C-NNV | 993400 | 696697 | F320 Smart Camera, 5.0 MP color, Medium view, Fixed focus 133 mm, No outer light, AutoVISION+Visionscape, RS-232, Ethernet via USB, IP40
F320-F133W03M-NNA | 702800 | 696591 | F320 Smart Camera, 0.3 MP monochrome, Wide view, Fixed focus 133 mm, No outer light, AutoVISION, RS-232, Ethernet via USB, IP40
F320-F133W03M-NNS | 315200 | 696590 | F320 Smart Camera, 0.3 MP monochrome, Wide view, Fixed focus 133 mm, No outer light, AutoVISION Sensor, RS-232, Ethernet via USB, IP40
F320-F133W03M-NNV | 945000 | 696592 | F320 Smart Camera, 0.3 MP monochrome, Wide view, Fixed focus 133 mm, No outer light, AutoVISION+Visionscape, RS-232, Ethernet via USB, IP40
F320-F133W12M-NNA | 848200 | 696633 | F320 Smart Camera, 1.2 MP monochrome, Wide view, Fixed focus 133 mm, No outer light, AutoVISION, RS-232, Ethernet via USB, IP40
F320-F133W12M-NNS | 460800 | 696632 | F320 Smart Camera, 1.2 MP monochrome, Wide view, Fixed focus 133 mm, No outer light, AutoVISION Sensor, RS-232, Ethernet via USB, IP40
F320-F133W12M-NNV | 1090600 | 696634 | F320 Smart Camera, 1.2 MP monochrome, Wide view, Fixed focus 133 mm, No outer light, AutoVISION+Visionscape, RS-232, Ethernet via USB, IP40
F320-F133W50C-NNA | 751200 | 696675 | F320 Smart Camera, 5.0 MP color, Wide view, Fixed focus 133 mm, No outer light, AutoVISION, RS-232, Ethernet via USB, IP40
F320-F133W50C-NNS | 363900 | 696674 | F320 Smart Camera, 5.0 MP color, Wide view, Fixed focus 133 mm, No outer light, AutoVISION Sensor, RS-232, Ethernet via USB, IP40
F320-F133W50C-NNV | 993400 | 696676 | F320 Smart Camera, 5.0 MP color, Wide view, Fixed focus 133 mm, No outer light, AutoVISION+Visionscape, RS-232, Ethernet via USB, IP40
F320-F190M03M-NNA | 702800 | 696615 | F320 Smart Camera, 0.3 MP monochrome, Medium view, Fixed focus 190 mm, No outer light, AutoVISION, RS-232, Ethernet via USB, IP40
F320-F190M03M-NNS | 315200 | 696614 | F320 Smart Camera, 0.3 MP monochrome, Medium view, Fixed focus 190 mm, No outer light, AutoVISION Sensor, RS-232, Ethernet via USB, IP40
F320-F190M03M-NNV | 945000 | 696616 | F320 Smart Camera, 0.3 MP monochrome, Medium view, Fixed focus 190 mm, No outer light, AutoVISION+Visionscape, RS-232, Ethernet via USB, IP40
F320-F190M12M-NNA | 848200 | 696657 | F320 Smart Camera, 1.2 MP monochrome, Medium view, Fixed focus 190 mm, No outer light, AutoVISION, RS-232, Ethernet via USB, IP40
F320-F190M12M-NNS | 460800 | 696656 | F320 Smart Camera, 1.2 MP monochrome, Medium view, Fixed focus 190 mm, No outer light, AutoVISION Sensor, RS-232, Ethernet via USB, IP40
F320-F190M12M-NNV | 1090600 | 696658 | F320 Smart Camera, 1.2 MP monochrome, Medium view, Fixed focus 190 mm, No outer light, AutoVISION+Visionscape, RS-232, Ethernet via USB, IP40
F320-F190M50C-NNA | 751200 | 696699 | F320 Smart Camera, 5.0 MP color, Medium view, Fixed focus 190 mm, No outer light, AutoVISION, RS-232, Ethernet via USB, IP40
F320-F190M50C-NNS | 363900 | 696698 | F320 Smart Camera, 5.0 MP color, Medium view, Fixed focus 190 mm, No outer light, AutoVISION Sensor, RS-232, Ethernet via USB, IP40
F320-F190M50C-NNV | 993400 | 696700 | F320 Smart Camera, 5.0 MP color, Medium view, Fixed focus 190 mm, No outer light, AutoVISION+Visionscape, RS-232, Ethernet via USB, IP40
F320-F190W03M-NNA | 702800 | 696594 | F320 Smart Camera, 0.3 MP monochrome, Wide view, Fixed focus 190 mm, No outer light, AutoVISION, RS-232, Ethernet via USB, IP40
F320-F190W03M-NNS | 315200 | 696593 | F320 Smart Camera, 0.3 MP monochrome, Wide view, Fixed focus 190 mm, No outer light, AutoVISION Sensor, RS-232, Ethernet via USB, IP40
F320-F190W03M-NNV | 945000 | 696595 | F320 Smart Camera, 0.3 MP monochrome, Wide view, Fixed focus 190 mm, No outer light, AutoVISION+Visionscape, RS-232, Ethernet via USB, IP40
F320-F190W12M-NNA | 848200 | 696636 | F320 Smart Camera, 1.2 MP monochrome, Wide view, Fixed focus 190 mm, No outer light, AutoVISION, RS-232, Ethernet via USB, IP40
F320-F190W12M-NNS | 460800 | 696635 | F320 Smart Camera, 1.2 MP monochrome, Wide view, Fixed focus 190 mm, No outer light, AutoVISION Sensor, RS-232, Ethernet via USB, IP40
F320-F190W12M-NNV | 1090600 | 696637 | F320 Smart Camera, 1.2 MP monochrome, Wide view, Fixed focus 190 mm, No outer light, AutoVISION+Visionscape, RS-232, Ethernet via USB, IP40
F320-F190W50C-NNA | 751200 | 696678 | F320 Smart Camera, 5.0 MP color, Wide view, Fixed focus 190 mm, No outer light, AutoVISION, RS-232, Ethernet via USB, IP40
F320-F190W50C-NNS | 363900 | 696677 | F320 Smart Camera, 5.0 MP color, Wide view, Fixed focus 190 mm, No outer light, AutoVISION Sensor, RS-232, Ethernet via USB, IP40
F320-F190W50C-NNV | 993400 | 696679 | F320 Smart Camera, 5.0 MP color, Wide view, Fixed focus 190 mm, No outer light, AutoVISION+Visionscape, RS-232, Ethernet via USB, IP40
F320-F300M03M-NNA | 702800 | 696618 | F320 Smart Camera, 0.3 MP monochrome, Medium view, Fixed focus 300 mm, No outer light, AutoVISION, RS-232, Ethernet via USB, IP40
F320-F300M03M-NNS | 315200 | 696617 | F320 Smart Camera, 0.3 MP monochrome, Medium view, Fixed focus 300 mm, No outer light, AutoVISION Sensor, RS-232, Ethernet via USB, IP40
F320-F300M03M-NNV | 945000 | 696619 | F320 Smart Camera, 0.3 MP monochrome, Medium view, Fixed focus 300 mm, No outer light, AutoVISION+Visionscape, RS-232, Ethernet via USB, IP40
F320-F300M12M-NNA | 848200 | 696660 | F320 Smart Camera, 1.2 MP monochrome, Medium view, Fixed focus 300 mm, No outer light, AutoVISION, RS-232, Ethernet via USB, IP40
F320-F300M12M-NNS | 460800 | 696659 | F320 Smart Camera, 1.2 MP monochrome, Medium view, Fixed focus 300 mm, No outer light, AutoVISION Sensor, RS-232, Ethernet via USB, IP40
F320-F300M12M-NNV | 1090600 | 696661 | F320 Smart Camera, 1.2 MP monochrome, Medium view, Fixed focus 300 mm, No outer light, AutoVISION+Visionscape, RS-232, Ethernet via USB, IP40
F320-F300M50C-NNA | 751200 | 696702 | F320 Smart Camera, 5.0 MP color, Medium view, Fixed focus 300 mm, No outer light, AutoVISION, RS-232, Ethernet via USB, IP40
F320-F300M50C-NNS | 363900 | 696701 | F320 Smart Camera, 5.0 MP color, Medium view, Fixed focus 300 mm, No outer light, AutoVISION Sensor, RS-232, Ethernet via USB, IP40
F320-F300M50C-NNV | 993400 | 696703 | F320 Smart Camera, 5.0 MP color, Medium view, Fixed focus 300 mm, No outer light, AutoVISION+Visionscape, RS-232, Ethernet via USB, IP40
F320-F300W03M-NNA | 702800 | 696597 | F320 Smart Camera, 0.3 MP monochrome, Wide view, Fixed focus 300 mm, No outer light, AutoVISION, RS-232, Ethernet via USB, IP40
F320-F300W03M-NNS | 315200 | 696596 | F320 Smart Camera, 0.3 MP monochrome, Wide view, Fixed focus 300 mm, No outer light, AutoVISION Sensor, RS-232, Ethernet via USB, IP40
F320-F300W03M-NNV | 945000 | 696598 | F320 Smart Camera, 0.3 MP monochrome, Wide view, Fixed focus 300 mm, No outer light, AutoVISION+Visionscape, RS-232, Ethernet via USB, IP40
F320-F300W12M-NNA | 848200 | 696639 | F320 Smart Camera, 1.2 MP monochrome, Wide view, Fixed focus 300 mm, No outer light, AutoVISION, RS-232, Ethernet via USB, IP40
F320-F300W12M-NNS | 460800 | 696638 | F320 Smart Camera, 1.2 MP monochrome, Wide view, Fixed focus 300 mm, No outer light, AutoVISION Sensor, RS-232, Ethernet via USB, IP40
F320-F300W12M-NNV | 1090600 | 696640 | F320 Smart Camera, 1.2 MP monochrome, Wide view, Fixed focus 300 mm, No outer light, AutoVISION+Visionscape, RS-232, Ethernet via USB, IP40
F320-F300W50C-NNA | 751200 | 696681 | F320 Smart Camera, 5.0 MP color, Wide view, Fixed focus 300 mm, No outer light, AutoVISION, RS-232, Ethernet via USB, IP40
F320-F300W50C-NNS | 363900 | 696680 | F320 Smart Camera, 5.0 MP color, Wide view, Fixed focus 300 mm, No outer light, AutoVISION Sensor, RS-232, Ethernet via USB, IP40
F320-F300W50C-NNV | 993400 | 696682 | F320 Smart Camera, 5.0 MP color, Wide view, Fixed focus 300 mm, No outer light, AutoVISION+Visionscape, RS-232, Ethernet via USB, IP40
F330-F050M03M-NNA | 702800 | 696726 | F330 Smart Camera, 0.3 MP monochrome, Medium view, Fixed focus 50 mm, No outer light, AutoVISION, Ethernet TCP/IP, PROFINET, PoE, IP40
F330-F050M03M-NNS | 315200 | 696725 | F330 Smart Camera, 0.3 MP monochrome, Medium view, Fixed focus 50 mm, No outer light, AutoVISION Sensor, Ethernet TCP/IP, PROFINET, PoE, IP40
F330-F050M03M-NNV | 945000 | 696727 | F330 Smart Camera, 0.3 MP monochrome, Medium view, Fixed focus 50 mm, No outer light, AutoVISION+Visionscape, Ethernet TCP/IP, PROFINET, PoE, IP40
F330-F050M12M-NNA | 848200 | 696768 | F330 Smart Camera, 1.2 MP monochrome, Medium view, Fixed focus 50 mm, No outer light, AutoVISION, Ethernet TCP/IP, PROFINET, PoE, IP40
F330-F050M12M-NNS | 460800 | 696767 | F330 Smart Camera, 1.2 MP monochrome, Medium view, Fixed focus 50 mm, No outer light, AutoVISION Sensor, Ethernet TCP/IP, PROFINET, PoE, IP40
F330-F050M12M-NNV | 1090600 | 696769 | F330 Smart Camera, 1.2 MP monochrome, Medium view, Fixed focus 50 mm, No outer light, AutoVISION+Visionscape, Ethernet TCP/IP, PROFINET, PoE, IP40
F330-F050M50C-NNA | 751200 | 696810 | F330 Smart Camera, 5 MP color, Medium view, Fixed focus 50 mm, No outer light, AutoVISION, Ethernet TCP/IP, PROFINET, PoE, IP40
F330-F050M50C-NNS | 363900 | 696809 | F330 Smart Camera, 5 MP color, Medium view, Fixed focus 50 mm, No outer light, AutoVISION Sensor, Ethernet TCP/IP, PROFINET, PoE, IP40
F330-F050M50C-NNV | 993400 | 696811 | F330 Smart Camera, 5 MP color, Medium view, Fixed focus 50 mm, No outer light, AutoVISION+Visionscape, Ethernet TCP/IP, PROFINET, PoE, IP40
F330-F050W03M-NNA | 702800 | 696705 | F330 Smart Camera, 0.3 MP monochrome, Wide view, Fixed focus 50 mm, No outer light, AutoVISION, Ethernet TCP/IP, PROFINET, PoE, IP40
F330-F050W03M-NNS | 315200 | 696704 | F330 Smart Camera, 0.3 MP monochrome, Wide view, Fixed focus 50 mm, No outer light, AutoVISION Sensor, Ethernet TCP/IP, PROFINET, PoE, IP40
F330-F050W03M-NNV | 945000 | 696706 | F330 Smart Camera, 0.3 MP monochrome, Wide view, Fixed focus 50 mm, No outer light, AutoVISION+Visionscape, Ethernet TCP/IP, PROFINET, PoE, IP40
F330-F050W12M-NNA | 848200 | 696747 | F330 Smart Camera, 1.2 MP monochrome, Wide view, Fixed focus 50 mm, No outer light, AutoVISION, Ethernet TCP/IP, PROFINET, PoE, IP40
F330-F050W12M-NNS | 460800 | 696746 | F330 Smart Camera, 1.2 MP monochrome, Wide view, Fixed focus 50 mm, No outer light, AutoVISION Sensor, Ethernet TCP/IP, PROFINET, PoE, IP40
F330-F050W12M-NNV | 1090600 | 696748 | F330 Smart Camera, 1.2 MP monochrome, Wide view, Fixed focus 50 mm, No outer light, AutoVISION+Visionscape, Ethernet TCP/IP, PROFINET, PoE, IP40
F330-F050W50C-NNA | 751200 | 696789 | F330 Smart Camera, 5 MP color, Wide view, Fixed focus 50 mm, No outer light, AutoVISION, Ethernet TCP/IP, PROFINET, PoE, IP40
F330-F050W50C-NNS | 363900 | 696788 | F330 Smart Camera, 5 MP color, Wide view, Fixed focus 50 mm, No outer light, AutoVISION Sensor, Ethernet TCP/IP, PROFINET, PoE, IP40
F330-F050W50C-NNV | 993400 | 696790 | F330 Smart Camera, 5 MP color, Wide view, Fixed focus 50 mm, No outer light, AutoVISION+Visionscape, Ethernet TCP/IP, PROFINET, PoE, IP40
F330-F064M03M-NNA | 702800 | 696729 | F330 Smart Camera, 0.3 MP monochrome, Medium view, Fixed focus 64 mm, No outer light, AutoVISION, Ethernet TCP/IP, PROFINET, PoE, IP40
F330-F064M03M-NNS | 315200 | 696728 | F330 Smart Camera, 0.3 MP monochrome, Medium view, Fixed focus 64 mm, No outer light, AutoVISION Sensor, Ethernet TCP/IP, PROFINET, PoE, IP40
F330-F064M03M-NNV | 945000 | 696730 | F330 Smart Camera, 0.3 MP monochrome, Medium view, Fixed focus 64 mm, No outer light, AutoVISION+Visionscape, Ethernet TCP/IP, PROFINET, PoE, IP40
F330-F064M12M-NNA | 848200 | 696771 | F330 Smart Camera, 1.2 MP monochrome, Medium view, Fixed focus 64 mm, No outer light, AutoVISION, Ethernet TCP/IP, PROFINET, PoE, IP40
F330-F064M12M-NNS | 460800 | 696770 | F330 Smart Camera, 1.2 MP monochrome, Medium view, Fixed focus 64 mm, No outer light, AutoVISION Sensor, Ethernet TCP/IP, PROFINET, PoE, IP40
F330-F064M12M-NNV | 1090600 | 696772 | F330 Smart Camera, 1.2 MP monochrome, Medium view, Fixed focus 64 mm, No outer light, AutoVISION+Visionscape, Ethernet TCP/IP, PROFINET, PoE, IP40
F330-F064M50C-NNA | 751200 | 696813 | F330 Smart Camera, 5 MP color, Medium view, Fixed focus 64 mm, No outer light, AutoVISION, Ethernet TCP/IP, PROFINET, PoE, IP40
F330-F064M50C-NNS | 363900 | 696812 | F330 Smart Camera, 5 MP color, Medium view, Fixed focus 64 mm, No outer light, AutoVISION Sensor, Ethernet TCP/IP, PROFINET, PoE, IP40
F330-F064M50C-NNV | 993400 | 696814 | F330 Smart Camera, 5 MP color, Medium view, Fixed focus 64 mm, No outer light, AutoVISION+Visionscape, Ethernet TCP/IP, PROFINET, PoE, IP40
F330-F064W03M-NNA | 702800 | 696708 | F330 Smart Camera, 0.3 MP monochrome, Wide view, Fixed focus 64 mm, No outer light, AutoVISION, Ethernet TCP/IP, PROFINET, PoE, IP40
F330-F064W03M-NNS | 315200 | 696707 | F330 Smart Camera, 0.3 MP monochrome, Wide view, Fixed focus 64 mm, No outer light, AutoVISION Sensor, Ethernet TCP/IP, PROFINET, PoE, IP40
F330-F064W03M-NNV | 945000 | 696709 | F330 Smart Camera, 0.3 MP monochrome, Wide view, Fixed focus 64 mm, No outer light, AutoVISION+Visionscape, Ethernet TCP/IP, PROFINET, PoE, IP40
F330-F064W12M-NNA | 848200 | 696750 | F330 Smart Camera, 1.2 MP monochrome, Wide view, Fixed focus 64 mm, No outer light, AutoVISION, Ethernet TCP/IP, PROFINET, PoE, IP40
F330-F064W12M-NNS | 460800 | 696749 | F330 Smart Camera, 1.2 MP monochrome, Wide view, Fixed focus 64 mm, No outer light, AutoVISION Sensor, Ethernet TCP/IP, PROFINET, PoE, IP40
F330-F064W12M-NNV | 1090600 | 696751 | F330 Smart Camera, 1.2 MP monochrome, Wide view, Fixed focus 64 mm, No outer light, AutoVISION+Visionscape, Ethernet TCP/IP, PROFINET, PoE, IP40
F330-F064W50C-NNA | 751200 | 696792 | F330 Smart Camera, 5 MP color, Wide view, Fixed focus 64 mm, No outer light, AutoVISION, Ethernet TCP/IP, PROFINET, PoE, IP40
F330-F064W50C-NNS | 363900 | 696791 | F330 Smart Camera, 5 MP color, Wide view, Fixed focus 64 mm, No outer light, AutoVISION Sensor, Ethernet TCP/IP, PROFINET, PoE, IP40
F330-F064W50C-NNV | 993400 | 696793 | F330 Smart Camera, 5 MP color, Wide view, Fixed focus 64 mm, No outer light, AutoVISION+Visionscape, Ethernet TCP/IP, PROFINET, PoE, IP40
F330-F081M03M-NNA | 702800 | 696732 | F330 Smart Camera, 0.3 MP monochrome, Medium view, Fixed focus 81 mm, No outer light, AutoVISION, Ethernet TCP/IP, PROFINET, PoE, IP40
F330-F081M03M-NNS | 315200 | 696731 | F330 Smart Camera, 0.3 MP monochrome, Medium view, Fixed focus 81 mm, No outer light, AutoVISION Sensor, Ethernet TCP/IP, PROFINET, PoE, IP40
F330-F081M03M-NNV | 945000 | 696733 | F330 Smart Camera, 0.3 MP monochrome, Medium view, Fixed focus 81 mm, No outer light, AutoVISION+Visionscape, Ethernet TCP/IP, PROFINET, PoE, IP40
F330-F081M12M-NNA | 848200 | 696774 | F330 Smart Camera, 1.2 MP monochrome, Medium view, Fixed focus 81 mm, No outer light, AutoVISION, Ethernet TCP/IP, PROFINET, PoE, IP40
F330-F081M12M-NNS | 460800 | 696773 | F330 Smart Camera, 1.2 MP monochrome, Medium view, Fixed focus 81 mm, No outer light, AutoVISION Sensor, Ethernet TCP/IP, PROFINET, PoE, IP40
F330-F081M12M-NNV | 1090600 | 696775 | F330 Smart Camera, 1.2 MP monochrome, Medium view, Fixed focus 81 mm, No outer light, AutoVISION+Visionscape, Ethernet TCP/IP, PROFINET, PoE, IP40
F330-F081M50C-NNA | 751200 | 696816 | F330 Smart Camera, 5 MP color, Medium view, Fixed focus 81 mm, No outer light, AutoVISION, Ethernet TCP/IP, PROFINET, PoE, IP40
F330-F081M50C-NNS | 363900 | 696815 | F330 Smart Camera, 5 MP color, Medium view, Fixed focus 81 mm, No outer light, AutoVISION Sensor, Ethernet TCP/IP, PROFINET, PoE, IP40
F330-F081M50C-NNV | 993400 | 696817 | F330 Smart Camera, 5 MP color, Medium view, Fixed focus 81 mm, No outer light, AutoVISION+Visionscape, Ethernet TCP/IP, PROFINET, PoE, IP40
F330-F081W03M-NNA | 702800 | 696711 | F330 Smart Camera, 0.3 MP monochrome, Wide view, Fixed focus 81 mm, No outer light, AutoVISION, Ethernet TCP/IP, PROFINET, PoE, IP40
F330-F081W03M-NNS | 315200 | 696710 | F330 Smart Camera, 0.3 MP monochrome, Wide view, Fixed focus 81 mm, No outer light, AutoVISION Sensor, Ethernet TCP/IP, PROFINET, PoE, IP40
F330-F081W03M-NNV | 945000 | 696712 | F330 Smart Camera, 0.3 MP monochrome, Wide view, Fixed focus 81 mm, No outer light, AutoVISION+Visionscape, Ethernet TCP/IP, PROFINET, PoE, IP40
F330-F081W12M-NNA | 848200 | 696753 | F330 Smart Camera, 1.2 MP monochrome, Wide view, Fixed focus 81 mm, No outer light, AutoVISION, Ethernet TCP/IP, PROFINET, PoE, IP40
F330-F081W12M-NNS | 460800 | 696752 | F330 Smart Camera, 1.2 MP monochrome, Wide view, Fixed focus 81 mm, No outer light, AutoVISION Sensor, Ethernet TCP/IP, PROFINET, PoE, IP40
F330-F081W12M-NNV | 1090600 | 696754 | F330 Smart Camera, 1.2 MP monochrome, Wide view, Fixed focus 81 mm, No outer light, AutoVISION+Visionscape, Ethernet TCP/IP, PROFINET, PoE, IP40
F330-F081W50C-NNA | 751200 | 696795 | F330 Smart Camera, 5 MP color, Wide view, Fixed focus 81 mm, No outer light, AutoVISION, Ethernet TCP/IP, PROFINET, PoE, IP40
F330-F081W50C-NNS | 363900 | 696794 | F330 Smart Camera, 5 MP color, Wide view, Fixed focus 81 mm, No outer light, AutoVISION Sensor, Ethernet TCP/IP, PROFINET, PoE, IP40
F330-F081W50C-NNV | 993400 | 696796 | F330 Smart Camera, 5 MP color, Wide view, Fixed focus 81 mm, No outer light, AutoVISION+Visionscape, Ethernet TCP/IP, PROFINET, PoE, IP40
F330-F102M03M-NNA | 702800 | 696735 | F330 Smart Camera, 0.3 MP monochrome, Medium view, Fixed focus 102 mm, No outer light, AutoVISION, Ethernet TCP/IP, PROFINET, PoE, IP40
F330-F102M03M-NNS | 315200 | 696734 | F330 Smart Camera, 0.3 MP monochrome, Medium view, Fixed focus 102 mm, No outer light, AutoVISION Sensor, Ethernet TCP/IP, PROFINET, PoE, IP40
F330-F102M03M-NNV | 945000 | 696736 | F330 Smart Camera, 0.3 MP monochrome, Medium view, Fixed focus 102 mm, No outer light, AutoVISION+Visionscape, Ethernet TCP/IP, PROFINET, PoE, IP40
F330-F102M12M-NNA | 848200 | 696777 | F330 Smart Camera, 1.2 MP monochrome, Medium view, Fixed focus 102 mm, No outer light, AutoVISION, Ethernet TCP/IP, PROFINET, PoE, IP40
F330-F102M12M-NNS | 460800 | 696776 | F330 Smart Camera, 1.2 MP monochrome, Medium view, Fixed focus 102 mm, No outer light, AutoVISION Sensor, Ethernet TCP/IP, PROFINET, PoE, IP40
F330-F102M12M-NNV | 1090600 | 696778 | F330 Smart Camera, 1.2 MP monochrome, Medium view, Fixed focus 102 mm, No outer light, AutoVISION+Visionscape, Ethernet TCP/IP, PROFINET, PoE, IP40
F330-F102M50C-NNA | 751200 | 696819 | F330 Smart Camera, 5 MP color, Medium view, Fixed focus 102 mm, No outer light, AutoVISION, Ethernet TCP/IP, PROFINET, PoE, IP40
F330-F102M50C-NNS | 363900 | 696818 | F330 Smart Camera, 5 MP color, Medium view, Fixed focus 102 mm, No outer light, AutoVISION Sensor, Ethernet TCP/IP, PROFINET, PoE, IP40
F330-F102M50C-NNV | 993400 | 696820 | F330 Smart Camera, 5 MP color, Medium view, Fixed focus 102 mm, No outer light, AutoVISION+Visionscape, Ethernet TCP/IP, PROFINET, PoE, IP40
F330-F102N12M-NNV | 1133000 | 708123 | F330 Smart Camera, 1.2 MP monochrome, narrow view, fixed focus 102 mm, no outer light, AutoVISION and Visionscape, Ethernet TCP/IP, PROFINET, PoE, IP40
F330-F102W03M-NNA | 702800 | 696714 | F330 Smart Camera, 0.3 MP monochrome, Wide view, Fixed focus 102 mm, No outer light, AutoVISION, Ethernet TCP/IP, PROFINET, PoE, IP40
F330-F102W03M-NNS | 315200 | 696713 | F330 Smart Camera, 0.3 MP monochrome, Wide view, Fixed focus 102 mm, No outer light, AutoVISION Sensor, Ethernet TCP/IP, PROFINET, PoE, IP40
F330-F102W03M-NNV | 945000 | 696715 | F330 Smart Camera, 0.3 MP monochrome, Wide view, Fixed focus 102 mm, No outer light, AutoVISION+Visionscape, Ethernet TCP/IP, PROFINET, PoE, IP40
F330-F102W12M-NNA | 848200 | 696756 | F330 Smart Camera, 1.2 MP monochrome, Wide view, Fixed focus 102 mm, No outer light, AutoVISION, Ethernet TCP/IP, PROFINET, PoE, IP40
F330-F102W12M-NNS | 460800 | 696755 | F330 Smart Camera, 1.2 MP monochrome, Wide view, Fixed focus 102 mm, No outer light, AutoVISION Sensor, Ethernet TCP/IP, PROFINET, PoE, IP40
F330-F102W12M-NNV | 1090600 | 696757 | F330 Smart Camera, 1.2 MP monochrome, Wide view, Fixed focus 102 mm, No outer light, AutoVISION+Visionscape, Ethernet TCP/IP, PROFINET, PoE, IP40
F330-F102W50C-NNA | 751200 | 696798 | F330 Smart Camera, 5 MP color, Wide view, Fixed focus 102 mm, No outer light, AutoVISION, Ethernet TCP/IP, PROFINET, PoE, IP40
F330-F102W50C-NNS | 363900 | 696797 | F330 Smart Camera, 5 MP color, Wide view, Fixed focus 102 mm, No outer light, AutoVISION Sensor, Ethernet TCP/IP, PROFINET, PoE, IP40
F330-F102W50C-NNV | 993400 | 696799 | F330 Smart Camera, 5 MP color, Wide view, Fixed focus 102 mm, No outer light, AutoVISION+Visionscape, Ethernet TCP/IP, PROFINET, PoE, IP40
F330-F133M03M-NNA | 702800 | 696738 | F330 Smart Camera, 0.3 MP monochrome, Medium view, Fixed focus 133 mm, No outer light, AutoVISION, Ethernet TCP/IP, PROFINET, PoE, IP40
F330-F133M03M-NNS | 315200 | 696737 | F330 Smart Camera, 0.3 MP monochrome, Medium view, Fixed focus 133 mm, No outer light, AutoVISION Sensor, Ethernet TCP/IP, PROFINET, PoE, IP40
F330-F133M03M-NNV | 945000 | 696739 | F330 Smart Camera, 0.3 MP monochrome, Medium view, Fixed focus 133 mm, No outer light, AutoVISION+Visionscape, Ethernet TCP/IP, PROFINET, PoE, IP40
F330-F133M12M-NNA | 848200 | 696780 | F330 Smart Camera, 1.2 MP monochrome, Medium view, Fixed focus 133 mm, No outer light, AutoVISION, Ethernet TCP/IP, PROFINET, PoE, IP40
F330-F133M12M-NNS | 460800 | 696779 | F330 Smart Camera, 1.2 MP monochrome, Medium view, Fixed focus 133 mm, No outer light, AutoVISION Sensor, Ethernet TCP/IP, PROFINET, PoE, IP40
F330-F133M12M-NNV | 1090600 | 696781 | F330 Smart Camera, 1.2 MP monochrome, Medium view, Fixed focus 133 mm, No outer light, AutoVISION+Visionscape, Ethernet TCP/IP, PROFINET, PoE, IP40
F330-F133M50C-NNA | 751200 | 696822 | F330 Smart Camera, 5 MP color, Medium view, Fixed focus 133 mm, No outer light, AutoVISION, Ethernet TCP/IP, PROFINET, PoE, IP40
F330-F133M50C-NNS | 363900 | 696821 | F330 Smart Camera, 5 MP color, Medium view, Fixed focus 133 mm, No outer light, AutoVISION Sensor, Ethernet TCP/IP, PROFINET, PoE, IP40
F330-F133M50C-NNV | 993400 | 696823 | F330 Smart Camera, 5 MP color, Medium view, Fixed focus 133 mm, No outer light, AutoVISION+Visionscape, Ethernet TCP/IP, PROFINET, PoE, IP40
F330-F133N12M-NNV | 1133000 | 708122 | F330 Smart Camera, 1.2 MP monochrome, narrow view, fixed focus 133 mm, no outer light, AutoVISION and Visionscape, Ethernet TCP/IP, PROFINET, PoE, IP40
F330-F133W03M-NNA | 702800 | 696717 | F330 Smart Camera, 0.3 MP monochrome, Wide view, Fixed focus 133 mm, No outer light, AutoVISION, Ethernet TCP/IP, PROFINET, PoE, IP40
F330-F133W03M-NNS | 315200 | 696716 | F330 Smart Camera, 0.3 MP monochrome, Wide view, Fixed focus 133 mm, No outer light, AutoVISION Sensor, Ethernet TCP/IP, PROFINET, PoE, IP40
F330-F133W03M-NNV | 945000 | 696718 | F330 Smart Camera, 0.3 MP monochrome, Wide view, Fixed focus 133 mm, No outer light, AutoVISION+Visionscape, Ethernet TCP/IP, PROFINET, PoE, IP40
F330-F133W12M-NNA | 848200 | 696759 | F330 Smart Camera, 1.2 MP monochrome, Wide view, Fixed focus 133 mm, No outer light, AutoVISION, Ethernet TCP/IP, PROFINET, PoE, IP40
F330-F133W12M-NNS | 460800 | 696758 | F330 Smart Camera, 1.2 MP monochrome, Wide view, Fixed focus 133 mm, No outer light, AutoVISION Sensor, Ethernet TCP/IP, PROFINET, PoE, IP40
F330-F133W12M-NNV | 1090600 | 696760 | F330 Smart Camera, 1.2 MP monochrome, Wide view, Fixed focus 133 mm, No outer light, AutoVISION+Visionscape, Ethernet TCP/IP, PROFINET, PoE, IP40
F330-F133W50C-NNA | 751200 | 696801 | F330 Smart Camera, 5 MP color, Wide view, Fixed focus 133 mm, No outer light, AutoVISION, Ethernet TCP/IP, PROFINET, PoE, IP40
F330-F133W50C-NNS | 363900 | 696800 | F330 Smart Camera, 5 MP color, Wide view, Fixed focus 133 mm, No outer light, AutoVISION Sensor, Ethernet TCP/IP, PROFINET, PoE, IP40
F330-F133W50C-NNV | 993400 | 696802 | F330 Smart Camera, 5 MP color, Wide view, Fixed focus 133 mm, No outer light, AutoVISION+Visionscape, Ethernet TCP/IP, PROFINET, PoE, IP40
F330-F190M03M-NNA | 702800 | 696741 | F330 Smart Camera, 0.3 MP monochrome, Medium view, Fixed focus 190 mm, No outer light, AutoVISION, Ethernet TCP/IP, PROFINET, PoE, IP40
F330-F190M03M-NNS | 315200 | 696740 | F330 Smart Camera, 0.3 MP monochrome, Medium view, Fixed focus 190 mm, No outer light, AutoVISION Sensor, Ethernet TCP/IP, PROFINET, PoE, IP40
F330-F190M03M-NNV | 945000 | 696742 | F330 Smart Camera, 0.3 MP monochrome, Medium view, Fixed focus 190 mm, No outer light, AutoVISION+Visionscape, Ethernet TCP/IP, PROFINET, PoE, IP40
F330-F190M12M-NNA | 848200 | 696783 | F330 Smart Camera, 1.2 MP monochrome, Medium view, Fixed focus 190 mm, No outer light, AutoVISION, Ethernet TCP/IP, PROFINET, PoE, IP40
F330-F190M12M-NNS | 460800 | 696782 | F330 Smart Camera, 1.2 MP monochrome, Medium view, Fixed focus 190 mm, No outer light, AutoVISION Sensor, Ethernet TCP/IP, PROFINET, PoE, IP40
F330-F190M12M-NNV | 1090600 | 696784 | F330 Smart Camera, 1.2 MP monochrome, Medium view, Fixed focus 190 mm, No outer light, AutoVISION+Visionscape, Ethernet TCP/IP, PROFINET, PoE, IP40
F330-F190M50C-NNA | 751200 | 696825 | F330 Smart Camera, 5 MP color, Medium view, Fixed focus 190 mm, No outer light, AutoVISION, Ethernet TCP/IP, PROFINET, PoE, IP40
F330-F190M50C-NNS | 363900 | 696824 | F330 Smart Camera, 5 MP color, Medium view, Fixed focus 190 mm, No outer light, AutoVISION Sensor, Ethernet TCP/IP, PROFINET, PoE, IP40
F330-F190M50C-NNV | 993400 | 696826 | F330 Smart Camera, 5 MP color, Medium view, Fixed focus 190 mm, No outer light, AutoVISION+Visionscape, Ethernet TCP/IP, PROFINET, PoE, IP40
F330-F190N12M-NNV | 1133000 | 708121 | F330 Smart Camera, 1.2 MP monochrome, narrow view, fixed focus 190 mm, no outer light, AutoVISION and Visionscape, Ethernet TCP/IP, PROFINET, PoE, IP40
F330-F190W03M-NNA | 702800 | 696720 | F330 Smart Camera, 0.3 MP monochrome, Wide view, Fixed focus 190 mm, No outer light, AutoVISION, Ethernet TCP/IP, PROFINET, PoE, IP40
F330-F190W03M-NNS | 315200 | 696719 | F330 Smart Camera, 0.3 MP monochrome, Wide view, Fixed focus 190 mm, No outer light, AutoVISION Sensor, Ethernet TCP/IP, PROFINET, PoE, IP40
F330-F190W03M-NNV | 945000 | 696721 | F330 Smart Camera, 0.3 MP monochrome, Wide view, Fixed focus 190 mm, No outer light, AutoVISION+Visionscape, Ethernet TCP/IP, PROFINET, PoE, IP40
F330-F190W12M-NNA | 848200 | 696762 | F330 Smart Camera, 1.2 MP monochrome, Wide view, Fixed focus 190 mm, No outer light, AutoVISION, Ethernet TCP/IP, PROFINET, PoE, IP40
F330-F190W12M-NNS | 460800 | 696761 | F330 Smart Camera, 1.2 MP monochrome, Wide view, Fixed focus 190 mm, No outer light, AutoVISION Sensor, Ethernet TCP/IP, PROFINET, PoE, IP40
F330-F190W12M-NNV | 1090600 | 696763 | F330 Smart Camera, 1.2 MP monochrome, Wide view, Fixed focus 190 mm, No outer light, AutoVISION+Visionscape, Ethernet TCP/IP, PROFINET, PoE, IP40
F330-F190W50C-NNA | 751200 | 696804 | F330 Smart Camera, 5 MP color, Wide view, Fixed focus 190 mm, No outer light, AutoVISION, Ethernet TCP/IP, PROFINET, PoE, IP40
F330-F190W50C-NNS | 363900 | 696803 | F330 Smart Camera, 5 MP color, Wide view, Fixed focus 190 mm, No outer light, AutoVISION Sensor, Ethernet TCP/IP, PROFINET, PoE, IP40
F330-F190W50C-NNV | 993400 | 696805 | F330 Smart Camera, 5 MP color, Wide view, Fixed focus 190 mm, No outer light, AutoVISION+Visionscape, Ethernet TCP/IP, PROFINET, PoE, IP40
F330-F300M03M-NNA | 702800 | 696744 | F330 Smart Camera, 0.3 MP monochrome, Medium view, Fixed focus 300 mm, No outer light, AutoVISION, Ethernet TCP/IP, PROFINET, PoE, IP40
F330-F300M03M-NNS | 315200 | 696743 | F330 Smart Camera, 0.3 MP monochrome, Medium view, Fixed focus 300 mm, No outer light, AutoVISION Sensor, Ethernet TCP/IP, PROFINET, PoE, IP40
F330-F300M03M-NNV | 945000 | 696745 | F330 Smart Camera, 0.3 MP monochrome, Medium view, Fixed focus 300 mm, No outer light, AutoVISION+Visionscape, Ethernet TCP/IP, PROFINET, PoE, IP40
F330-F300M12M-NNA | 848200 | 696786 | F330 Smart Camera, 1.2 MP monochrome, Medium view, Fixed focus 300 mm, No outer light, AutoVISION, Ethernet TCP/IP, PROFINET, PoE, IP40
F330-F300M12M-NNS | 460800 | 696785 | F330 Smart Camera, 1.2 MP monochrome, Medium view, Fixed focus 300 mm, No outer light, AutoVISION Sensor, Ethernet TCP/IP, PROFINET, PoE, IP40
F330-F300M12M-NNV | 1090600 | 696787 | F330 Smart Camera, 1.2 MP monochrome, Medium view, Fixed focus 300 mm, No outer light, AutoVISION+Visionscape, Ethernet TCP/IP, PROFINET, PoE, IP40
F330-F300M50C-NNA | 751200 | 696828 | F330 Smart Camera, 5 MP color, Medium view, Fixed focus 300 mm, No outer light, AutoVISION, Ethernet TCP/IP, PROFINET, PoE, IP40
F330-F300M50C-NNS | 363900 | 696827 | F330 Smart Camera, 5 MP color, Medium view, Fixed focus 300 mm, No outer light, AutoVISION Sensor, Ethernet TCP/IP, PROFINET, PoE, IP40
F330-F300M50C-NNV | 993400 | 696829 | F330 Smart Camera, 5 MP color, Medium view, Fixed focus 300 mm, No outer light, AutoVISION+Visionscape, Ethernet TCP/IP, PROFINET, PoE, IP40
F330-F300W03M-NNA | 702800 | 696723 | F330 Smart Camera, 0.3 MP monochrome, Wide view, Fixed focus 300 mm, No outer light, AutoVISION, Ethernet TCP/IP, PROFINET, PoE, IP40
F330-F300W03M-NNS | 315200 | 696722 | F330 Smart Camera, 0.3 MP monochrome, Wide view, Fixed focus 300 mm, No outer light, AutoVISION Sensor, Ethernet TCP/IP, PROFINET, PoE, IP40
F330-F300W03M-NNV | 945000 | 696724 | F330 Smart Camera, 0.3 MP monochrome, Wide view, Fixed focus 300 mm, No outer light, AutoVISION+Visionscape, Ethernet TCP/IP, PROFINET, PoE, IP40
F330-F300W12M-NNA | 848200 | 696765 | F330 Smart Camera, 1.2 MP monochrome, Wide view, Fixed focus 300 mm, No outer light, AutoVISION, Ethernet TCP/IP, PROFINET, PoE, IP40
F330-F300W12M-NNS | 460800 | 696764 | F330 Smart Camera, 1.2 MP monochrome, Wide view, Fixed focus 300 mm, No outer light, AutoVISION Sensor, Ethernet TCP/IP, PROFINET, PoE, IP40
F330-F300W12M-NNV | 1090600 | 696766 | F330 Smart Camera, 1.2 MP monochrome, Wide view, Fixed focus 300 mm, No outer light, AutoVISION+Visionscape, Ethernet TCP/IP, PROFINET, PoE, IP40
F330-F300W50C-NNA | 751200 | 696807 | F330 Smart Camera, 5 MP color, Wide view, Fixed focus 300 mm, No outer light, AutoVISION, Ethernet TCP/IP, PROFINET, PoE, IP40
F330-F300W50C-NNS | 363900 | 696806 | F330 Smart Camera, 5 MP color, Wide view, Fixed focus 300 mm, No outer light, AutoVISION Sensor, Ethernet TCP/IP, PROFINET, PoE, IP40
F330-F300W50C-NNV | 993400 | 696808 | F330 Smart Camera, 5 MP color, Wide view, Fixed focus 300 mm, No outer light, AutoVISION+Visionscape, Ethernet TCP/IP, PROFINET, PoE, IP40
F39-A01PG-PAC | 138000 | 334222
F39-A01PR-PAC | 132400 | 230520 | Dedicated External Indicator Set, Indicator (Red),
F39-A01PY-PAC | 138800 | 371569
F39-A11 | 38410 | 150199 | Muting lamp, to be used with F3SP controllers
F39-A11MB | 1885 | 185490 | Bulb 24 V, 3 W/E14 to F39-A11
F39-BT | 36590 | 667386 | Safety sensor accessory, F3SG-R Advanced, bluetooth unit
F39-BTLP | 30390 | 667384 | Safety Sensor Accessory, F3SG-R Advanced, bluetooth and lamp unit
F39-CN1 | 58950 | 127067 | Branching Connector For Setting Console
F39-CN10 | 18420 | 365162 | Key cap for muting, F3SJ-B only, emitter or receiver, orange case
F39-CN11 | 5870 | 701426 | End cap for F3SJ-B only, both emitter and receiver, black case
F39-CN3 | 28380 | 242652 | Branch Connector
F39-CN5 | 54250 | 181192 | Accessory for Safety Light Curtain, T-brach connector for reduced wiring
F39-CN6 | 24780 | 230587 | Key cap for muting, F3SJ only, emitter or receiver
F39-CN9 | 11370 | 331287 | F3SJ End Cap
F39-CNM | 2239 | 667338 | Safety sensor accessory, F3SG-R Advanced, end cap
F39-EJ0263-D | 113900 | 392884 | Water-resistant case for F3SJ-A, for receiver, length 263 mm
F39-EJ0263-L | 113900 | 392883 | Water-resistant case for F3SJ-A, for emitter, length 263 mm
F39-EJ0295-D | 134300 | 377437
F39-EJ0295-L | 134300 | 377436
F39-EJ0317-D | 144000 | 373432 | Protection tubes for F3SJ-A
F39-EJ0317-L | 144000 | 373431 | Protection tubes for F3SJ-A
F39-EJ0461-D | 170200 | 380915 | Water-resistant case for F3SJ-A, for receiver, length 461mm
F39-EJ0461-L | 170200 | 380914 | Water-resistant case for F3SJ-A, for emitter, length 461mm
F39-EJ0470-D | 175200 | 379031 | Protection tube for F3SJ-A, receiver side, length 470mm
F39-EJ0470-L | 175200 | 379030 | Protection tube for F3SJ-A, emitter side, length 470mm
F39-EJ0620-D | 198400 | 382422 | Water-resistant case for F3SJ-A, for receiver, length 620mm
F39-EJ0620-L | 198400 | 382421 | Water-resistant case for F3SJ-A, for emitter, length 620mm
F39-EJ0695-D | 171800 | 369576
F39-EJ0695-L | 171800 | 369577
F39-EJ0995-D | 198400 | 390090 | Accessory F3SJ-A Water-resistant case, for receiver, length 995mm
F39-EJ0995-L | 198400 | 390089 | Accessory F3SJ-A Water-resistant case, for emitter, length 995mm
F39-EJ1020-D | 227500 | 392886 | Water-resistant case for F3SJ-A, for receiver, length 1020 mm
F39-EJ1020-L | 227500 | 392885 | Water-resistant case for F3SJ-A, for emitter, length 1020 mm
F39-EJ1199-D | 506600 | 382465 | Water-resistant case for F3SJ-A, for receiver, length 1199mm
F39-EJ1199-L | 506600 | 382464 | Water-resistant case for F3SJ-A, for emitter, length 1199mm
F39-EJ1270-D | 234200 | 416011 | Type 4 safety light curtain accessory F3SJ-series, water-resistant case for receiver, length 1270mm
F39-EJ1270-L | 234200 | 416010 | Type 4 safety light curtain accessory F3SJ-series, water-resistant case for emitter, length 1270mm
F39-EJ1995-D | 284200 | 393320 | Safety light curtain accessory, F3SJ-A, water-resistant case for receiver, length 1995mm
F39-EJ1995-L | 284200 | 393319 | Safety light curtain accessory, F3SJ-A, water-resistant case for emitter, length 1995mm
F39-EJ2220-D | 254900 | 380917 | Water-resistant case for F3SJ-A, for receiver, length 2220mm
F39-EJ2220-L | 254900 | 380916 | Water-resistant case for F3SJ-A, for emitter, length 2220mm
F39-EJ2470-D | 311200 | 380919 | Water-resistant case for F3SJ-A, for receiver, length 2470mm
F39-EJ2470-L | 311200 | 380918 | Water-resistant case for F3SJ-A, for emitter, length 2470mm
F39-EJ-R | 17270 | 373245 | Rear mounting brackets F3SJ
F39-EJ-S | 17270 | 373178 | Side mounting brackets F3SJ
F39-FMA150R | 26790 | 695791 | Muting sensor arm mounter for retroreflective sensor; length 150 mm (2 mounters per set)
F39-FMA150T | 21920 | 695793 | Muting sensor arm mounter for through-beam sensor; length 150 mm (2 mounters per set)
F39-FMA400R | 30190 | 695790 | Muting sensor arm mounter for retroreflective sensor; length 400 mm (2 mounters per set)
F39-FMA400T | 24850 | 695792 | Muting sensor arm mounter for through-beam sensor; length 400 mm (2 mounters per set)
F39-GCN4 | 50100 | 667378 | Safety sensor accessory, F3W-MA Smart Muting Actuator, 4 joint connector set (1 for receiver + 1 for emitter)
F39-GCN4-D | 28160 | 667380 | Safety Sensor Accessory, F3W-MA Smart Muting Actuator, 4 joint connector for receiver
F39-GCN4-L | 22000 | 667379 | Safety Sensor Accessory, F3W-MA Smart Muting Actuator, 4 joint connector for emitter
F39-GCN5 | 71200 | 695767 | Muting Sensor Connection Box for F3SG-SR/PG series
F39-GCNY1 | 9115 | 667638 | Safety sensor accessory, F3SG-R Easy, M12 Y-joint connector, 0.5 m
F39-GCNY2 | 14180 | 667643 | Safety sensor accessory, F3SG-R_SR, M12 Y-joint connector, 0.5 m
F39-GCNY3 | 17190 | 690523 | Safety sensor accessory, F3SG-R_SR, Reset Switch M12 Y-joint connector, 0.5 m
F39-GIF | 66200 | 667567 | Safety sensor accessory, F3SG-R Advanced, interface unit
F39-GWUM | 181800 | 233703 | Safety light curtain accessory, F3SJ-A, setting tool, CD-ROM, F39-CN1 branch connector, connector cap, 2m dedicated cable, 0,3m dedicated cable with plug
F39-HB0185 | 30090 | 372954 | Safety Light Curtain Accessory, F3SJ-E/-B , spatter protection cover, height 185mm
F39-HB0225 | 30630 | 372955 | Safety Light Curtain Accessory, F3SJ-E/-B , spatter protection cover, height 225mm
F39-HB0305 | 32370 | 372956 | Safety Light Curtain Accessory, F3SJ-E/-B , spatter protection cover, height 305mm
F39-HB0385 | 33960 | 372957 | Safety Light Curtain Accessory, F3SJ-E/-B , spatter protection cover, height 385mm
F39-HB0465 | 36290 | 372958 | Safety Light Curtain Accessory, F3SJ-E/-B , spatter protection cover, height 465mm
F39-HB0545 | 38050 | 372959 | Safety Light Curtain Accessory, F3SJ-E/-B , spatter protection cover, height 545mm
F39-HB0625 | 39650 | 372960 | Safety Light Curtain Accessory, F3SJ-E/-B , spatter protection cover, height 625mm
F39-HB0705 | 41410 | 372961 | Safety Light Curtain Accessory, F3SJ-E/-B , spatter protection cover, height 705mm
F39-HB0785 | 43150 | 372962 | Safety Light Curtain Accessory, F3SJ-E/-B , spatter protection cover, height 785mm
F39-HB0865 | 45310 | 372963 | Safety Light Curtain Accessory, F3SJ-E/-B , spatter protection cover, height 865mm
F39-HB0945 | 47070 | 372964 | Safety Light Curtain Accessory, F3SJ-E/-B , spatter protection cover, height 945mm
F39-HB1025 | 48630 | 372965 | Safety Light Curtain Accessory, F3SJ-E/-B , spatter protection cover, height 1025mm
F39-HB1105 | 50400 | 372966 | Safety Light Curtain Accessory, F3SJ-E/-B , spatter protection cover, height 1105mm
F39-HB1185 | 52200 | 372967 | Safety Light Curtain Accessory, F3SJ-E/-B , spatter protection cover, height 1185mm
F39-HB1265 | 54350 | 372968 | Safety Light Curtain Accessory, F3SJ-E/-B , spatter protection cover, height 1265mm
F39-HB1345 | 56150 | 372969 | Safety Light Curtain Accessory, F3SJ-E/-B , spatter protection cover, height 1345mm
F39-HB1425 | 57850 | 372970 | Safety Light Curtain Accessory, F3SJ-E/-B , spatter protection cover, height 1425mm
F39-HB1505 | 59550 | 372971 | Safety Light Curtain Accessory, F3SJ-E/-B , spatter protection cover, height 1505mm
F39-HB1585 | 61250 | 372972 | Safety Light Curtain Accessory, F3SJ-E/-B , spatter protection cover, height 1585mm
F39-HB1665 | 63650 | 372973 | Safety Light Curtain Accessory, F3SJ-E/-B , spatter protection cover, height 1665mm
F39-HB1745 | 65150 | 372974 | Safety Light Curtain Accessory, F3SJ-E/-B , spatter protection cover, height 1745mm
F39-HB1825 | 67000 | 372975 | Safety Light Curtain Accessory, F3SJ-E/-B , spatter protection cover, height 1825mm
F39-HB1905 | 68750 | 372976 | Safety Light Curtain Accessory, F3SJ-E/-B , spatter protection cover, height 1905mm
F39-HB1985 | 70250 | 372977 | Safety Light Curtain Accessory, F3SJ-E/-B , spatter protection cover, height 1985mm
F39-HB2065 | 72650 | 372978 | Safety Light Curtain Accessory, F3SJ-E/-B , spatter protection cover, height 2065mm
F39-HGA0200 | 13000 | 667438 | Safety sensor accessory, F3SG-R Advanced, spatter protection cover, height 200 mm
F39-HGA0280 | 14190 | 667375 | Safety Sensor Accessory, F3SG-R Advanced, spatter protection cover, height 280mm
F39-HGA0360 | 15350 | 667339 | Safety Sensor Accessory, F3SG-R Advanced, spatter protection cover, height 360mm
F39-HGA0440 | 16530 | 667439 | Safety Sensor Accessory, F3SG-R Advanced, spatter protection cover, height 440mm
F39-HGA0520 | 17610 | 667440 | Safety Sensor Accessory, F3SG-R Advanced, spatter protection cover, height 520mm
F39-HGA0550 | 18010 | 667343 | Safety Sensor Accessory, F3SG-R Advanced, spatter protection cover, height 550mm
F39-HGA0600 | 18590 | 667362 | Safety Sensor Accessory, F3SG-R Advanced, spatter protection cover, height 600mm
F39-HGA0680 | 19630 | 667413 | Safety Sensor Accessory, F3SG-R Advanced, spatter protection cover, height 680mm
F39-HGA0760 | 20640 | 667427 | Safety Sensor Accessory, F3SG-R Advanced, spatter protection cover, height 760mm
F39-HGA0840 | 21640 | 667428 | Safety Sensor Accessory, F3SG-R Advanced, spatter protection cover, height 840mm
F39-HGA0920 | 22620 | 667340 | Safety Sensor Accessory, F3SG-R Advanced, spatter protection cover, height 920mm
F39-HGA1000 | 25650 | 667363 | Safety sensor accessory, F3SG-R Advanced, spatter protection cover, height 1000 mm
F39-HGA1080 | 26650 | 667429 | Safety Sensor Accessory, F3SG-R Advanced, spatter protection cover, height 1080mm
F39-HGA1160 | 27630 | 667364 | Safety Sensor Accessory, F3SG-R Advanced, spatter protection cover, height 1160mm
F39-HGA1240 | 28690 | 667376 | Safety Sensor Accessory, F3SG-R Advanced, spatter protection cover, height 1240mm
F39-HGA1320 | 29690 | 667414 | Safety Sensor Accessory, F3SG-R Advanced, spatter protection cover, height 1320mm
F39-HGA1400 | 30660 | 667365 | Safety Sensor Accessory, F3SG-R Advanced, spatter protection cover, height 1400mm
F39-HGA1480 | 31660 | 667441 | Safety Sensor Accessory, F3SG-R Advanced, spatter protection cover, height 1480mm
F39-HGA1560 | 35710 | 667341 | Safety Sensor Accessory, F3SG-R Advanced, spatter protection cover, height 1560mm
F39-HGA1640 | 33640 | 667442 | Safety Sensor Accessory, F3SG-R Advanced, spatter protection cover, height 1640mm
F39-HGA1720 | 34710 | 667484 | Safety Sensor Accessory, F3SG-R Advanced, spatter protection cover, height 1720mm
F39-HGA1800 | 35700 | 667521 | Safety Sensor Accessory, F3SG-R Advanced, spatter protection cover, height 1800mm
F39-HGA1880 | 36680 | 667522 | Safety Sensor Accessory, F3SG-R Advanced, spatter protection cover, height 1880mm
F39-HGA1960 | 37670 | 667342 | Safety Sensor Accessory, F3SG-R Advanced, spatter protection cover, height 1960mm
F39-HGB0180 | 12790 | 667494 | Safety Sensor Accessory, F3SG-R Easy, spatter protection cover, height 180mm
F39-HGB0260 | 13970 | 667344 | Safety Sensor Accessory, F3SG-R Easy, spatter protection cover, height 260mm
F39-HGB0340 | 15130 | 667430 | Safety sensor accessory, F3SG-R Easy, spatter protection cover, height 340 mm
F39-HGB0420 | 16310 | 667431 | Safety Sensor Accessory, F3SG-R Easy, spatter protection cover, height 420mm
F39-HGB0500 | 17470 | 667432 | Safety Sensor Accessory, F3SG-R Easy, spatter protection cover, height 500mm
F39-HGB0580 | 18590 | 667377 | Safety Sensor Accessory, F3SG-R Easy, spatter protection cover, height 580mm
F39-HGB0660 | 19630 | 667433 | Safety Sensor Accessory, F3SG-R Easy, spatter protection cover, height 660mm
F39-HGB0740 | 20640 | 667345 | Safety Sensor Accessory, F3SG-R Easy, spatter protection cover, height 740mm
F39-HGB0820 | 21640 | 667495 | Safety sensor accessory, F3SG-R Easy, spatter protection cover, height 820 mm
F39-HGB0900 | 22620 | 667387 | Safety Sensor Accessory, F3SG-R Easy, spatter protection cover, height 900mm
F39-HGB0980 | 24430 | 667434 | Safety Sensor Accessory, F3SG-R Easy, spatter protection cover, height 980mm
F39-HGB1060 | 26650 | 667415 | Safety Sensor Accessory, F3SG-R Easy, spatter protection cover, height 1060mm
F39-HGB1140 | 27630 | 667366 | Safety Sensor Accessory, F3SG-R Easy, spatter protection cover, height 1140mm
F39-HGB1220 | 28690 | 667496 | Safety Sensor Accessory, F3SG-R Easy, spatter protection cover, height 1220mm
F39-HGB1300 | 29690 | 667497 | Safety Sensor Accessory, F3SG-R Easy, spatter protection cover, height 1300mm
F39-HGB1380 | 30660 | 667346 | Safety Sensor Accessory, F3SG-R Easy, spatter protection cover, height 1380mm
F39-HGB1460 | 31660 | 667367 | Safety Sensor Accessory, F3SG-R Easy, spatter protection cover, height 1460mm
F39-HGB1540 | 32660 | 667347 | Safety Sensor Accessory, F3SG-R Easy, spatter protection cover, height 1540mm
F39-HGB1620 | 33640 | 667443 | Safety Sensor Accessory, F3SG-R Easy, spatter protection cover, height 1620mm
F39-HGB1700 | 34710 | 667416 | Safety Sensor Accessory, F3SG-R Easy, spatter protection cover, height 1700mm
F39-HGB1780 | 35700 | 667523 | Safety Sensor Accessory, F3SG-R Easy, spatter protection cover, height 1780mm
F39-HGB1860 | 36680 | 667524 | Safety Sensor Accessory, F3SG-R Easy, spatter protection cover, height 1860mm
F39-HGB1940 | 37670 | 667498 | Safety Sensor Accessory, F3SG-R Easy, spatter protection cover, height 1940mm
F39-HJ0245 | 23540 | 374073 | Safety light curtain accessory, F3SJ-A , spatter protection cover, height 245 mm
F39-HJ0317 | 28920 | 328741 | Safety Light Curtain Accessory, F3SJ-A , spatter protection cover, height 317mm
F39-HJ0335 | 28920 | 328742 | Safety Light Curtain Accessory, F3SJ-A , spatter protection cover, height 335mm
F39-HJ0389 | 34020 | 373749 | Safety Light Curtain Accessory, F3SJ-A , spatter protection cover, height 389mm
F39-HJ0420 | 36200 | 189945 | Safety Light Curtain Accessory, F3SJ-A , spatter protection cover, height 420mm
F39-HJ0461 | 40460 | 374074 | Safety Light Curtain Accessory, F3SJ-A , spatter protection cover, height 461mm
F39-HJ0470 | 33040 | 236215 | Safety Light Curtain Accessory, F3SJ-A , spatter protection cover, height 470mm
F39-HJ0480 | 33060 | 351495 | Safety Light Curtain Accessory, F3SJ-A , spatter protection cover, height 480mm
F39-HJ0500 | 33050 | 327783 | Safety Light Curtain Accessory, F3SJ-A , spatter protection cover, height 500mm
F39-HJ0515 | 33050 | 327782 | Safety Light Curtain Accessory, F3SJ-A , spatter protection cover, height 515mm
F39-HJ0533 | 33040 | 233248 | Safety Light Curtain Accessory, F3SJ-A , spatter protection cover, height 533mm
F39-HJ0595 | 33040 | 323415 | Safety Light Curtain Accessory, F3SJ-A , spatter protection cover, height 595mm
F39-HJ0620 | 54950 | 374226 | Safety Light Curtain Accessory, F3SJ-A , spatter protection cover, height 620mm
F39-HJ0623 | 39950 | 233249 | Safety Light Curtain Accessory, F3SJ-A , spatter protection cover, height 623mm
F39-HJ0686 | 39950 | 233253 | Safety Light Curtain Accessory, F3SJ-A , spatter protection cover, height 686mm
F39-HJ0695 | 34310 | 393317 | Safety light curtain accessory, F3SJ-A, spatter protection cover, length: 695 mm
F39-HJ0767 | 39950 | 233250 | Safety Light Curtain Accessory, F3SJ-A , spatter protection cover, height 767mm
F39-HJ0776 | 39950 | 233252 | Safety Light Curtain Accessory, F3SJ-A , spatter protection cover, height 776mm
F39-HJ0803 | 48170 | 233251 | Safety Light Curtain Accessory, F3SJ-A , spatter protection cover, height 803mm
F39-HJ0920 | 51700 | 189930 | Safety Light Curtain Accessory, F3SJ-A , spatter protection cover, height 920mm
F39-HJ0950 | 48170 | 236218 | Safety Light Curtain Accessory, F3SJ-A , spatter protection cover, height 950mm
F39-HJ0960 | 48170 | 351496 | Safety Light Curtain Accessory, F3SJ-A , spatter protection cover, height 960mm
F39-HJ0995 | 48210 | 323416 | Safety Light Curtain Accessory, F3SJ-A , spatter protection cover, height 995mm
F39-HJ1020 | 89700 | 374225 | Safety Light Curtain Accessory, F3SJ-A , spatter protection cover, height 1020mm
F39-HJ1060 | 55600 | 353528 | Safety Light Curtain Accessory, F3SJ-A , spatter protection cover, height 1060mm
F39-HJ1115 | 98450 | 374627 | Safety Light Curtain Accessory, F3SJ-A , spatter protection cover, height 1115mm
F39-HJ1195 | 55100 | 323418 | Safety Light Curtain Accessory, F3SJ-A , spatter protection cover, height 1195mm
F39-HJ1220 | 69050 | 189946 | Safety Light Curtain Accessory, F3SJ-A , spatter protection cover, height 1220mm
F39-HJ1245 | 63350 | 323417 | Safety Light Curtain Accessory, F3SJ-A , spatter protection cover, height 1245mm
F39-HJ1260 | 63350 | 351494 | Safety Light Curtain Accessory, F3SJ-A , spatter protection cover, height 1260mm
F39-HJ1270 | 39100 | 408462 | Safety light curtain accessory, F3SJ-A, spatter protection cover, length: 1270 mm
F39-HJ1470 | 74050 | 189947 | Safety Light Curtain Accessory, F3SJ-A , spatter protection cover, height 1470mm
F39-HJ1505 | 68900 | 236216 | Safety Light Curtain Accessory, F3SJ-A , spatter protection cover, height 1505mm
F39-HJ1520 | 69000 | 351493 | Safety Light Curtain Accessory, F3SJ-A , spatter protection cover, height 1520mm
F39-HJ1580 | 69000 | 351497 | Safety Light Curtain Accessory, F3SJ-A , spatter protection cover, height 1580mm
F39-HJ1620 | 141900 | 374227 | Safety Light Curtain Accessory, F3SJ-A , spatter protection cover, height 1620mm
F39-HJ1745 | 76100 | 668454 | Safety light curtain accessory, F3SJ-A, spatter protection cover, length: 1745 mm
F39-HJ1870 | 77250 | 324639 | Safety Light Curtain Accessory, F3SJ-A , spatter protection cover, height 1870mm
F39-HSG0240 | 17030 | 690920 | Spatter Protection Cover, height 240 mm, two pieces per set
F39-HSG0320 | 16050 | 690832 | Spatter Protection Cover, height 320 mm, two pieces per set
F39-HSG0360 | 20810 | 690922 | Spatter Protection Cover, height 360 mm, two pieces per set
F39-HSG0560 | 24080 | 690921 | Spatter Protection Cover, height 560 mm, two pieces per set
F39-HSG0640 | 24270 | 693691 | Spatter Protection Cover, height 640 mm, two pieces per set
F39-HSG0800 | 19000 | 707127 | Spatter Protection Cover, height 800 mm, two pieces per set
F39-HSG0880 | 23750 | 706948 | Spatter Protection Cover, height 880 mm, two pieces per set
F39-HSG0960 | 21920 | 699922 | Spatter Protection Cover, height 960 mm, two pieces per set
F39-HSG1200 | 24850 | 700455 | Spatter Protection Cover, height 1200 mm, two pieces per set
F39-HSG1280 | 33380 | 690833 | Spatter Protection Cover, height 1280 mm, two pieces per set
F39-HSG1600 | 34990 | 690834 | Spatter Protection Cover, height 1600 mm, two pieces per set
F39-HSG1760 | 33750 | 707125 | Spatter Protection Cover, height 1760 mm, two pieces per set
F39-HSG1920 | 33220 | 707128 | Spatter Protection Cover, height 1920 mm, two pieces per set
F39-JBR2W | 43470 | 357833 | Series connection cable for extension for F3SJ
F39-JCR2C | 78500 | 153592 | Extension cable (pair), 0.2m, for F3SN/H, double ended, for G9SA-300-SC
F39-JD0503BA | 85900 | 668913 | Transmitter double-end connector cable 5m + Receiver single-end connector cable 3m
F39-JD10A | 111700 | 356813 | Safety Light Curtain Accessory, F3SJ Series, emitter + receiver cable M12 8-pin, female, 10 m
F39-JD10B | 168100 | 374272 | Safety Light Curtain Accessory, F3SJ Series, emitter + receiver extension cable M12 8-pin, male/female, 10 m
F39-JD10B-L | 53700 | 686101 | Safety Light Curtain Accessory, F3SJ Series, emitter double-end extension cable M12 8-pin, male/female, 10 m
F39-JD15A | 152500 | 356814 | Safety Light Curtain Accessory, F3SJ Series, emitter + receiver cable M12 8-pin, female, 15 m
F39-JD15B | 231600 | 374276 | Safety Light Curtain Accessory, F3SJ Series, emitter + receiver extension cable M12 8-pin, male/female, 15 m
F39-JD1B | 57850 | 374273 | Safety Light Curtain Accessory, F3SJ Series, emitter + receiver extension cable M12 8-pin, male/female, 1 m
F39-JD1B-D | 61050 | 686100 | Safety Light Curtain Accessory, F3SJ Series, receiver double-end extension cable M12 8-pin, male/female, 1 m
F39-JD20A | 184200 | 356815 | Safety Light Curtain Accessory, F3SJ Series, emitter + receiver cable M12 8-pin, female, 20 m
F39-JD20B | 289000 | 374275 | Safety Light Curtain Accessory, F3SJ Series, emitter + receiver extension cable M12 8-pin, male/female, 20 m
F39-JD3A | 58600 | 356811 | Safety Light Curtain Accessory, F3SJ Series, emitter + receiver cable M12 8-pin, female, 3 m
F39-JD3B | 84050 | 374270 | Safety Light Curtain Accessory, F3SJ Series, emitter + receiver extension cable M12 8-pin, male/female, 3 m
F39-JD3B-L | 27140 | 708306 | Safety Light Curtain Accessory, F3SJ Series, emitter extension cable M12 8-pin, male/female, 3 m
F39-JD5B | 101300 | 374274 | Safety Light Curtain Accessory, F3SJ Series, emitter + receiver extension cable M12 8-pin, male/female, 5 m
F39-JD7A | 86300 | 356812 | Safety Light Curtain Accessory, F3SJ Series, emitter + receiver cable M12 8-pin, female, 7 m
F39-JD7B | 130300 | 374271 | Safety Light Curtain Accessory, F3SJ Series, emitter + receiver extension cable M12 8-pin, male/female, 7 m
F39-JDR5B | 52050 | 359019 | Safety Light Curtain Accessory, F3SJ Series, emitter + receiver extension cable M12 8-pin, male/female, 0.5 m
F39-JG10A-D | 19250 | 667628 | Safety sensor accessory, F3SG-R Advanced, receiver cable M12 8-pin, female, 10 m
F39-JG10A-L | 14080 | 667630 | Safety sensor accessory, F3SG-R Advanced, emitter cable M12 5-pin, female, 10 m
F39-JG10B-D | 24510 | 667635 | Safety sensor accessory, F3SG-R Advanced, receiver extension cable M12 8-pin, male/female, 10 m
F39-JG10B-L | 17730 | 667645 | Safety sensor accessory, F3SG-R Advanced, emitter extension cable M12 5-pin, male/female, 10 m
F39-JG10C-D | 16120 | 690360 | Root-straight cable 10 m for F3SG-SR (cable for receiver with dedicated connector - Black)
F39-JG10C-L | 12210 | 690359 | Root-straight cable 10 m for F3SG-SR (cable for emitter with dedicated connector - Gray)
F39-JG15A-D | 25900 | 667600 | Safety sensor accessory, F3SG-R Advanced, receiver cable M12 8-pin, female, 15 m
F39-JG15A-L | 18760 | 667626 | Safety sensor accessory, F3SG-R Advanced, emitter cable M12 5-pin, female, 15 m
F39-JG15B-D | 31970 | 667602 | Safety sensor accessory, F3SG-R Advanced, receiver extension cable M12 8-pin, male/female, 15 m
F39-JG15B-L | 22860 | 667637 | Safety sensor accessory, F3SG-R Advanced, emitter extension cable M12 5-pin, male/female, 15 m
F39-JG1B-D | 10530 | 667634 | Safety sensor accessory, F3SG-R Advanced, receiver extension cable M12 8-pin, male/female, 1 m
F39-JG1B-L | 7885 | 667631 | Safety sensor accessory, F3SG-R Advanced, emitter extension cable M12 5-pin, male/female, 1 m
F39-JG20A-D | 32360 | 667633 | Safety sensor accessory, F3SG-R Advanced, receiver cable M12 8-pin, female, 20 m
F39-JG20A-L | 23280 | 667644 | Safety sensor accessory, F3SG-R Advanced, emitter cable M12 5-pin, female, 20 m
F39-JG20B-D | 39320 | 667642 | Safety sensor accessory, F3SG-R Advanced, receiver extension cable M12 8-pin, male/female, 20 m
F39-JG20B-L | 28100 | 667640 | Safety sensor accessory, F3SG-R Advanced, emitter extension cable M12 5-pin, male/female, 20 m
F39-JG3A-D | 9625 | 667599 | Safety sensor accessory, F3SG-R Advanced, receiver cable M12 8-pin, female, 3 m
F39-JG3A-L | 7285 | 667598 | Safety sensor accessory, F3SG-R Advanced, emitter cable M12 5-pin, female, 3 m
F39-JG3B-D | 13690 | 667646 | Safety sensor accessory, F3SG-R Advanced, receiver extension cable M12 8-pin, male/female, 3 m
F39-JG3B-L | 10130 | 667639 | Safety sensor accessory, F3SG-R Advanced, emitter extension cable M12 5-pin, male/female, 3 m
F39-JG3C | 25390 | 688668 | Single-ended cable set 3 m for F3SG-SR (2 cables per set with dedicated connector, one for emitter Gray and one for receiver Black)
F39-JG3C-D | 12690 | 690027 | Root-straight cable 3 m for F3SG-SR (cable for receiver with dedicated connector - Black)
F39-JG3C-L | 10740 | 690033 | Root-straight cable 3 m for F3SG-SR (cable for emitter with dedicated connector - Gray)
F39-JG5B-D | 16700 | 667601 | Safety sensor accessory, F3SG-R Advanced, receiver extension cable M12 8-pin, male/female, 5 m
F39-JG5B-L | 12260 | 667636 | Safety sensor accessory, F3SG-R Advanced, emitter extension cable M12 5-pin, male/female, 5 m
F39-JG7A-D | 15100 | 667627 | Safety sensor accessory, F3SG-R Advanced, receiver cable M12 8-pin, female, 7 m
F39-JG7A-L | 11140 | 667625 | Safety sensor accessory, F3SG-R Advanced, emitter cable M12 5-pin, female, 7 m
F39-JG7B-D | 19760 | 667629 | Safety Sensor Accessory, F3SG-R Advanced, receiver extension cable M12 8-pin, male/female, 7m
F39-JG7B-L | 14390 | 667632 | Safety sensor accessory, F3SG-R Advanced, emitter extension cable M12 5-pin, male/female, 7 m
F39-JG7C-D | 12210 | 690358 | Root-straight cable 7 m for F3SG-SR (cable for receiver with dedicated connector - Black)
F39-JG7C-L | 10740 | 690357 | Root-straight cable 7 m for F3SG-SR (cable for emitter with dedicated connector - Gray)
F39-JGR12L | 42080 | 688922 | Side-by-side Cascading Cable set 0.12 m for F3SG-4SR (2 cables per set, for emitter and receiver)
F39-JGR2W | 15760 | 667568 | Safety Sensor Accessory, F3SG-R Advanced, cascading cable set (2pcs.)
F39-JGR2WTS | 36580 | 679503 | Cascading cable for Safety sensor F3SG-4RA____-25-01TS (two cables per set, for emitter and receiver) M12 (8-pin) to cap connector
F39-JGR3K | 26850 | 690025 | Root-Plug cable for extended set 0.3 m for F3SG-4SR (2 cables per set, for emitter and receiver)
F39-JGR3K-D | 14660 | 690029 | Root-Plug cable for extended set 0.3 m for F3SG-4SR (cable for receiver - black)
F39-JGR3K-L | 11720 | 690028 | Root-Plug cable for extended set 0.3 m for F3SG-4SR (cable for emitter - gray)
F39-JGR3K-MS | 28870 | 701183 | Root-Plug cable for extended set 0.3 m for conversion MS (2 cables per set, for emitter and receiver)
F39-JGR3K-MS-D | 15390 | 701184 | Root-Plug cable for extended set 0.3 m for Conversion with MS (cable for receiver - black)
F39-JGR3K-MS-L | 13470 | 701185 | Root-Plug cable for extended set 0.3 m for Conversion with MS (cable for emitter - gray)
F39-JGR3K-RE | 23440 | 690299 | Root-Plug cable for extended set 0.3 m for conversion F3SG-RE (2 cables per set, for emitter and receiver)
F39-JGR3K-RE-D | 12690 | 690300 | Root-Plug cable for extended set 0.3 m for Conversion with F3SG-RA/ RE (cable for receiver - black)
F39-JGR3K-RE-L | 11240 | 690301 | Root-Plug cable for extended set 0.3 m for Conversion with F3SG-RA/ RE (cable for emitter - gray)
F39-JGR3K-SJ | 23440 | 690356 | Root-Plug cable for extended set 0.3 m for conversion F3SJ/ SN/ SR (2 cables per set, for emitter and receiver)
F39-JGR3K-SJ-D | 12690 | 690355 | Root-Plug cable for extended set 0.3 m for Conversion with F3SJ/ SN (cable for receiver - black)
F39-JGR3K-SJ-L | 11240 | 690354 | Root-Plug cable for extended set 0.3 m for Conversion with F3SJ/ SN (cable for emitter - gray)
F39-JGR3M-A55-L | 6860 | 669122 | Safety Sensor Accessory, Adapter Cable, Emitter, MS4800 to F3SG-RA, 0.3m
F39-JGR3M-A88-D | 9055 | 669121 | Safety Sensor Accessory, Adapter Cable, Receiver, MS4800 to F3SG-RA, 0.3m
F39-JGR3M-B58-L | 7820 | 669124 | Safety sensor accessory, Adapter Cable, Emitter, F3SJ-A/-B to F3SG-RA, 0.3 m
F39-JGR3M-B88-D | 9055 | 669123 | Safety sensor accessory, Adapter Cable, Receiver, F3SJ-A/-B to F3SG-RA, 0.3 m
F39-JGR3M-C48-D | 7820 | 669125 | Safety Sensor Accessory, Adapter Cable, Receiver, F3SJ-A/-B to F3SG-RE, 0.3m
F39-JGR3M-C48-L | 7820 | 669126 | Safety Sensor Accessory, Adapter Cable, Emitter, F3SJ-A/-B to F3SG-RE, 0.3m
F39-JGR3M-D58-L | 7820 | 669128 | Safety Sensor Accessory, Adapter Cable, Emitter, GL-R wired synchronisation system to F3SG-RA, 0.3m
F39-JGR3M-D88-D | 9055 | 669127 | Safety Sensor Accessory, Adapter Cable, Receiver, GL-R wired synchronisation system to F3SG-RA, 0.3m
F39-JGR3W | 46140 | 688669 | Cascading cable for extended set 0.3 m for F3SG-4SR (2 cables per set, for emitter and receiver)
F39-JGR5B-D | 9625 | 667641 | Safety sensor accessory, F3SG-R Advanced, receiver extension cable M12 8-pin, male/female, 0.5 m
F39-JGR5B-L | 7285 | 667611 | Safety sensor accessory, F3SG-R Advanced, emitter extension cable M12 5-pin, male/female, 0.5 m
F39-JJ3N | 26180 | 230519 | Universal indicator cable for muting, 3M, F3SJ only
F39-JJR06L | 50900 | 247101 | Series connection cable for F3SJ, 0.06M (cap both ends)
F39-JJR15L | 55150 | 189901 | Series connection cable for F3SJ, 0.15 m (cap both ends)
F39-JJR3K | 45470 | 263718 | Power connector
F39-JJR3W | 55150 | 189902 | Series connection cable for F3SJ, 0.3 m (cap one end M12 one end)
F39-L10 | 18860 | 144840 | Mounting bracket, L-shaped
F39-L11 | 18570 | 103785 | Mounting Bracket, Flat-Shaped
F39-L12 | 13530 | 127294 | Protective Bracket, One each for emitter & receiver, (mounting screws included)
F39-LE1 | 5455 | 242186 | Mounting Bracket, Flat-Shaped, for F3W-E series
F39-LE2 | 5455 | 242187 | Mounting Bracket, L-Shaped, for F3W-E series
F39-LE3 | 9565 | 242188 | Protective Bracket
F39-LGA | 8175 | 667566 | Safety Sensor Accessory, F3SG-R Series, adjustable bracket set (2pcs.), adjustable +/- 15°
F39-LGF | 5605 | 667565 | Safety sensor accessory, F3SG-R Series, fixed bracket set (2 pcs.)
F39-LGMAL | 24680 | 669119 | Safety Sensor Accessory, F3W-MA Smart Muting Actuator, L-Shape Muting Bracket (2pcs.)
F39-LGMAT | 36360 | 669120 | Safety Sensor Accessory, F3W-MA Smart Muting Actuator, T-Shape Muting Bracket (2pcs.)
F39-LGRA | 26410 | 684731 | Safety Sensor Accessory, F3SG-R Series, Oil resistance, adjustable bracket set (2pcs), adjustable +/- 15°
F39-LGTB | 26970 | 667385 | Safety Sensor Accessory, F3SG-R Series, top/bottom adjustable bracket set (4pcs.), adjustable +/- 22.5°
F39-LGTB-1 | 19180 | 667383 | Safety Sensor Accessory, F3SG-R Series, top/bottom adjustable bracket set (4pcs.), adjustable +/- 22.5° (without angle bracket)
F39-LITF1 | 8025 | 688923 | Intelligent Tap Bracket For DIN in Panel
F39-LJ1 | 16670 | 250325 | Safety Sensor Accessory, F3SJ-A Series, standard top/bottom bracket (4pcs.)
F39-LJ11 | 8330 | 701981 | Safety Sensor Accessory, F3SJ-A Series, Top/bottom bracket C; mounting hole pitch 13 mm (4pcs.)
F39-LJ2 | 19010 | 189909 | Safety Sensor Accessory, F3SJ-A Series, flat side mounting bracket (4pcs.)
F39-LJ3 | 25870 | 189910 | Safety Sensor Accessory, F3SJ-A Series, free-location mounting bracket (2pcs.)
F39-LJ3-SN | 38750 | 669355 | Safety Sensor Accessory, F3SJ-A Series, F3SN Intermediate Bracket Replacement Spacers (2pcs.)
F39-LJ4 | 27260 | 688518 | Safety Sensor Accessory, F3SJ-A Series, Top/bottom bracket B
F39-LJ5 | 16560 | 233245 | Safety Sensor Accessory, F3SJ-A Series, short-length (300mm or less) F3SN replacing bracket (4pcs.)
F39-LJ8 | 28920 | 331937 | Safety Sensor Accessory, F3SJ-A Series, space saving mounting bracket (4pcs.)
F39-LJB1 | 12770 | 355956 | Safety Light Curtain Accessory, F3SJ-E/-B Series, top/bottom bracket (4 pcs.)
F39-LJB2 | 21850 | 355957 | Safety Light Curtain Accessory, F3SJ-E/-B Series, intermediate-side mounting bracket (2 pcs.)
F39-LJB3-M6 | 23350 | 355958 | Safety Light Curtain Accessory, F3SJ-E/-B Series, quick mount bracket, M6 slide nut (2 pcs.)
F39-LJB3-M6K | 1522 | 355960 | Safety Light Curtain Accessory, F3SJ-E/-B Series, quick mount M6 bracket to mount an intermediate bracket
F39-LJB3-M8 | 23440 | 355959 | Safety Light Curtain Accessory, F3SJ-E/-B Series, quick mount bracket, M8 slide nut (2pcs.)
F39-LJB3-M8K | 1565 | 355961 | Safety Light Curtain Accessory, F3SJ-E/-B Series, quick mount M8 bracket to mount an intermediate bracket
F39-LJB4 | 19750 | 355962 | Safety Light Curtain Accessory, F3SJ-E/-B Series, compatible mounting bracket to replace existing F3SJ-A/F3SN (4pcs.)
F39-LJB5 | 17190 | 355963 | Safety Light Curtain Accessory, F3SJ-E/-B Series, contact mount bracket (4 pcs.)
F39-LJB8 | 14800 | 382893 | F3SJ replacement backside mounting bracket to F3SN
F39-LJB9 | 14800 | 382894 | F3SJ replacement backside mounting bracket to F3SN
F39-LMAF1 | 10720 | 695794 | Bracket for muting sensor arm mounter (2 units per set)
F39-LP | 13530 | 667337 | Safety Sensor Accessory, F3SG-R Advanced, lamp unit
F39-LSGA | 14420 | 690252 | Adjustable Side-Mount Bracket (2 brackets per set)
F39-LSGF | 9785 | 694903 | Fixed Side-Mount Bracket (2 brackets per set)
F39-LSGTB-K | 20460 | 695798 | Mounting bracket for F3SG-SRB IP69K Model (set of 2 brackets)
F39-LSGTB-MS | 54700 | 688670 | Adjustable top/bottom bracket set (2 pcs.) for MS4800/F3SR series
F39-LSGTB-RE | 10160 | 690269 | Adjustable top/bottom bracket set (2 pcs.) for F3SG-RA/ RE series
F39-LSGTB-SJ | 9095 | 690268 | Adjustable top/bottom bracket set (2 pcs.) for F3SJ/ SN series
F39-MC21 | 254500 | 224502 | Setting Console for F3SJ (includes all connectors and cables)
F39-PB0185 | 91150 | 384203 | Safety Light Curtain Accessory, F3SJ-E/-B , protective bar, height 185mm
F39-PB0305 | 94000 | 384204 | Safety Light Curtain Accessory, F3SJ-E/-B , protective bar, height 305mm
F39-PB0385 | 96850 | 384205 | Safety Light Curtain Accessory, F3SJ-E/-B , protective bar, height 385mm
F39-PB0465 | 99650 | 384206 | Safety Light Curtain Accessory, F3SJ-E/-B , protective bar, height 465mm
F39-PB0545 | 102600 | 384207 | Safety Light Curtain Accessory, F3SJ-E/-B , protective bar, height 545mm
F39-PB0625 | 105300 | 384208 | Safety Light Curtain Accessory, F3SJ-E/-B , protective bar, height 625mm
F39-PB0785 | 108300 | 384209 | Safety Light Curtain Accessory, F3SJ-E/-B , protective bar, height 785mm
F39-PB0865 | 111700 | 392847 | Safety Light Curtain Accessory, F3SJ-E/-B , protective bar, height 865mm
F39-PB0945 | 114000 | 384210 | Safety Light Curtain Accessory, F3SJ-E/-B , protective bar, height 945mm
F39-PB1025 | 145300 | 384211 | Safety Light Curtain Accessory, F3SJ-E/-B , protective bar, height 1025mm
F39-PB1265 | 148000 | 384212 | Safety Light Curtain Accessory, F3SJ-E/-B , protective bar, height 1265mm
F39-PB1505 | 162400 | 384213 | Safety Light Curtain Accessory, F3SJ-E/-B , protective bar, height 1505mm
F39-PB1585 | 165400 | 385121 | Safety Light Curtain Accessory, F3SJ-E/-B , protective bar, height 1585mm
F39-PB1745 | 168200 | 384214 | Safety Light Curtain Accessory, F3SJ-E/-B , protective bar, height 1745mm
F39-PB1825 | 176500 | 384215 | Safety Light Curtain Accessory, F3SJ-E/-B , protective bar, height 1825mm
F39-PJ0245-S | 38710 | 233702
F39-PJ0420 | 77600 | 210289 | Safety Light Curtain Accessory, F3SJ-A , protective bar, height 420mm
F39-PJ0920 | 95050 | 210290 | Safety Light Curtain Accessory, F3SJ-A , protective bar, height 920mm
F39-PJ1220 | 129500 | 210291 | Safety Light Curtain Accessory, F3SJ-A , protective bar, height 1220mm
F39-PJ1220-S | 69750 | 250327
F39-PJ1470 | 138100 | 210292 | Safety Light Curtain Accessory, F3SJ-A , protective bar, height 1470mm
F39-PJ1505 | 126800 | 236217 | Safety Light Curtain Accessory, F3SJ-A , protective bar, height 1505mm
F39-PJ1520 | 149500 | 351498 | Safety Light Curtain Accessory, F3SJ-A , protective bar, height 1520mm
F39-PML0990-2 | 87700 | 695785 | Mirror column 990 mm for multibeam safety sensor F3SG-PG_A/L (2 beams)
F39-PML1310-3 | 107200 | 695784 | Mirror column 1310 mm for multibeam safety sensor F3SG-PG_A/L (3 beams)
F39-PML1310-4 | 126300 | 695783 | Mirror column 1310 mm for multibeam safety sensor F3SG-PG_A/L (4 beams)
F39-PML1630-4 | 129200 | 695782 | Mirror column 1630 mm for multibeam safety sensor F3SG-PG_A/L (4 beams)
F39-PTG | 121400 | 668894 | Safety sensor accessory, F3SG-R Series, Laser-alignment kit
F39-PTJ | 282100 | 355126 | Safety Light Curtain Accessory, F3SJ Series, Laser-alignment kit
F39-PTS | 254300 | 701636 | Laser-alignment kit for F3SG-SR/PG Series
F39-SGBT | 32360 | 688699 | Bluetooth Communication Unit for F39-SGIT-IL3
F39-SGIT-IL3 | 75150 | 688700 | Intelligent Tap unit for F3SG-SR/PG
F39-SGLP | 6925 | 695768 | Safety sensor accessory, F3SG-SR/PG, lamp unit
F39-SML0990 | 158000 | 695789 | Mirror column 990 mm for Safety Light Curtain F3SG-SR/PG up to 800 mm
F39-SML1310 | 163700 | 695788 | Mirror column 1310 mm for Safety Light Curtain F3SG-SR/PG up to 1120 mm
F39-SML1630 | 235400 | 695787 | Mirror column 1630 mm for Safety Light Curtain F3SG-SR/PG up to 1440 mm
F39-SML1950 | 247900 | 695786 | Mirror column 1950 mm for Safety Light Curtain F3SG-SR/PG up to 1760 mm
F39-ST0990 | 51150 | 695770 | Floor mount column of 990 mm for F3SG-SR/PG; Protective Height up to 880 mm
F39-ST1310 | 59900 | 695771 | Floor mount column of 1310 mm for F3SG-SR/PG, protective height up to 1280 mm
F39-ST1630 | 78050 | 695772 | Floor mount column of 1630 mm for F3SG-SR/PG, protective height up to 1520 mm
F39-ST1950 | 80000 | 695773 | Floor mount column of 1950 mm for F3SG-SR/PG, protective height up to 1840 mm
F39-ST2270 | 85750 | 695774 | Floor mount column of 2270 mm for F3SG-SR/PG, protective height up to 2080mm
F39-STB | 41390 | 695769 | Mount-column adjustable base for F3SG-SR/PG
F39-TGR-AS-AM1 | 58200 | 354162 | Kit with adjustable mirror, can be mounted on F39-TGR-AS-MM1
F39-TGR-AS-MA-MBL | 126800 | 352026 | Accessory safety, F3S-TGR-CL, protective mounting arm for L-type muting sensor
F39-TGR-AS-MM1 | 92300 | 354161 | Mirror mounting bracket for 1200 and 1600 mm stand
F39-TGR-CL-CMB1 | 266500 | 406058 | Muting connector box for 4 x 4-pin M12 sensor connection, M12 8-pin connector (muting lamp/override/test input possible)
F39-TGR-CL-CMB2 | 253900 | 406059 | Muting connector box for 4 x 4-pin M12 sensor connection, M12 8-pin connector with 100 mm cable (muting lamp/override/test input possible)
F39-TGR-CL-LLK | 319100 | 377560 | Laser-alignment kit including bracket for F3S-TGR-CL SLC
F39-TGR-CL-MSA | 15350 | 667323 | Alignment kit - end cap
F39-TGR-CT-B-E | 8085 | 249194 | Connector M12, 4-pin, female for wiring
F39-TGR-CVL-B-15-R | 80200 | 284041 | Receiver cable M12 8-pin, female connector, shielded cable 15 m
F39-TGR-KAM | 2384 | 419025 | Key for safety key switch with metal head
F39-TGR-KF | 2384 | 419027 | Key for safety key switch, flat version
F39-TGR-KHF | 8160 | 393680 | Actuator Key, stainless steel, body anodized black, flexible
F39-TGR-KHFH | 17010 | 419029 | Key for safety key switch, flexible with hygienic stainless steel body
F39-TGR-M20 | 9995 | 419043 | Accessory, M20 gland for safety key switches with metal body, stainless steel
F39-TGR-MCL | 184800 | 337393 | Muting actuators for active/active safety sensor, set of Transmitter and Receiver unit, mounting bracket are pre-mounted
F39-TGR-MCL-CMD | 34950 | 337396 | Muting connection box for Transceiver and Receiver
F39-TGR-MCL-R | 185300 | 337394 | Muting actuators for active/passive safety sensor, set of Transceiver and Reflector unit, mounting bracket are pre-mounted
F39-TGR-MDG0001 | 50700 | 249217 | High efficiency mirror, 125x152mm
F39-TGR-MDG0310 | 93200 | 249218 | Mirror, 125x362mm, for 300mm Safety light curtains
F39-TGR-MDG0607 | 104800 | 249220 | Mirror, 125x658mm, for 600mm Safety light curtains
F39-TGR-MDG0750 | 141700 | 249221 | Mirror, 125x801mm, for 750mm Safety light curtains
F39-TGR-MDG0907 | 132200 | 249222 | Mirror, 125x958mm, for 900mm Safety light curtains
F39-TGR-MDG1057 | 156100 | 249223 | Mirror, 125x1108mm, for 1050mm Safety light curtains
F39-TGR-MDG1207 | 193400 | 249224 | Mirror, 125x1258mm, for 1200mm Safety light curtains
F39-TGR-MDG1357 | 207600 | 249225 | Mirror, 125x1408mm, for 1350mm Safety light curtains
F39-TGR-MDG1500 | 223700 | 249226 | Mirror, 125x1551mm, for 1500mm Safety light curtains
F39-TGR-MDG1657 | 241400 | 249227 | Mirror, 125x1708mm, for 1650mm Safety light curtains
F39-TGR-MDG1822 | 282100 | 249228 | Mirror, 125x1873mm, for 1800mm Safety light curtains
F39-TGR-MRK | 5030 | 419133 | Accessory, Manual release key for F3S-TGR-KHL3(-R)
F39-TGR-NBMC-A | 15450 | 387882 | Accessory F3S-TGR-NBMC actuator
F39-TGR-NBMR-A | 15450 | 387913 | Accessory F3S-TGR-NBMR , actuator
F39-TGR-NBMX-A | 30860 | 387946 | Accessory F3S-TGR-NBMX , actuator
F39-TGR-NBPC-A | 9925 | 387881 | Accessory F3S-TGR-NBPC , actuator
F39-TGR-NBPR-A | 9925 | 387912 | Accessory F3S-TGR-NBPR , actuator
F39-TGR-NCPR-A | 9925 | 387914 | Accessory F3S-TGR-NCPR , actuator
F39-TGR-NCR-SPACER | 3858 | 387951 | Accessory F3S-TGR-NMR, spacer
F39-TGR-NLMC-A | 15450 | 387880 | Accessory F3S-TGR-NLMC , actuator
F39-TGR-NLMR-A | 15450 | 387911 | Accessory F3S-TGR-NLMR , actuator
F39-TGR-NLMX-A | 30860 | 387945 | Accessory F3S-TGR-NLMX , actuator
F39-TGR-NLPC-A | 9925 | 234166 | Spare actuator for Coded type, Plastic, Elongated
F39-TGR-NLPM-A | 9925 | 387926 | Accessory F3S-TGR-NLPM , actuator
F39-TGR-NLPR-A | 9925 | 234167 | Spare actuator for Reed type, Plastic, Elongated
F39-TGR-NLR-SPACER | 3858 | 387950 | Accessory F3S-TGR-NMR, spacer
F39-TGR-NMHC-A | 15450 | 387876 | Accessory F3S-TGR-NMHC , actuator
F39-TGR-NMHR-A | 15450 | 387907 | Accessory F3S-TGR-NMHR , actuator
F39-TGR-NMPC-A | 10660 | 252064 | Accessory F3S-TGR-NMPC , actuator
F39-TGR-NMPR-A | 10660 | 252055 | Spare actuator for non-coded type, Plastic, Miniature
F39-TGR-NMPR-A-NP | 4906 | 355765
F39-TGR-NMR-SPACER | 3858 | 387948 | Accessory F3S-TGR-NMR, spacer
F39-TGR-N-PLUGS | 2595 | 687755 | Rubber cover plugs for Safety Torx screws set, M4
F39-TGR-N-SCREWS | 3858 | 387947 | Safety Torx screws set, M4, 4 x 30 mm + 4 x 20 mm + 4 x 10 mm, incl. Washers and Torx bit
F39-TGR-NSFC-A | 15450 | 387879 | Accessory F3S-TGR-NSFC , actuator
F39-TGR-NSFR-A | 15450 | 387910 | Accessory F3S-TGR-NSFR , actuator
F39-TGR-NSHC-A | 15450 | 387878 | Accessory F3S-TGR-NSHC , actuator
F39-TGR-NSHR-A | 15450 | 387909 | Accessory F3S-TGR-NSHR , actuator
F39-TGR-NSMC-A | 16780 | 234168 | Spare actuator for Coded type, Stainless steel, small body
F39-TGR-NSMR-A | 16780 | 234169 | Spare actuator for Reed type, Stainless steel, small body
F39-TGR-NSPC-A | 9925 | 387877 | Accessory F3S-TGR-NSPC , actuator
F39-TGR-NSPM-A | 9925 | 387925 | Accessory F3S-TGR-NSPM , actuator
F39-TGR-NSPR-A | 9925 | 387908 | Accessory F3S-TGR-NSPR , actuator
F39-TGR-NSR-SPACER | 3858 | 387949 | Accessory F3S-TGR-NMR, spacer
F39-TGR-NT | 35420 | 667288 | T-Connector for F3S-TGR-N_C and F3S-TGR-N_M(U)
F39-TGR-NWPR-A | 9925 | 387915 | Accessory F3S-TGR-NWPR , actuator
F39-TGR-NWR-SPACER | 3858 | 387952 | Accessory for F3S-TGR-NMR, spacer
F39-TGR-SMS-A | 16050 | 387940 | Accessory F3S-TGR-SMSA and -SMSD , actuator
F39-TGR-SPS-A | 12050 | 387939 | Accessory F3S-TGR-SPSA and -SPSD , actuator
F39-TGR-ST-ADJ | 10960 | 249239 | Mounting bracket (1 pc) for TGR light curtain, adjustable +/- 8°
F39-TGR-ST-MDG1 | 21310 | 249240 | Mounting kit to fix MDG0001 mirror on ECO-1 stand
F39-TGR-ST-MDG2 | 37230 | 249241 | Mounting kit to fix MDG-serie mirror on ECO-1 stand
F39-TRD14 | 14890 | 397116 | Safety light curtain accessory, test rod , 14 mm
F39-TRD20 | 14890 | 397117 | Safety Light Curtain Accessory, test rod , 20mm
F39-TRD25 | 14890 | 397118 | Safety Light Curtain Accessory, test rod , 25mm
F39-TRD30 | 14890 | 397119 | Safety light curtain accessory, test rod , 30 mm
F3E-06-T1 5M | 112000 | 253470 | Light curtain, through-beam, 5m, pitch 40mm, potential free output, M8 4-pin plug-in, detection area 200mm
F3E-06-T6 | 109200 | 235624 | Light curtain, through-beam, 5m, pitch 40mm, potentialfree output, M8 4-pin connector, detection area 200mm
F3E-06-T6-1 | 112300 | 279065
F3E-08-20-T6 | 236100 | 393088 | Light-curtain, through-beam, 5 m, pitch 20 mm, potentialfree output, M8 4-pin plug-in, detection area 140 mm
F3E-12-T1 5M | 146300 | 253471 | Light curtain, through-beam, 5m, pitch 120mm, potentialfree output, detection area 1320mm, 5m cable
F3E-12-T6 | 146300 | 253472 | Light curtain, through-beam, 5m, pitch 120mm, potentialfree output, detection area 1320mm, M8-4pin connector
F3E-16-T1 3.5M | 149000 | 242526 | Multibeam light curtain,
F3E-16-T1 5M | 163900 | 231742 | Light curtain, through-beam, 5m, pitch 120mm, potentialfree output, cable 5m, detection area 1800mm
F3E-16-T1-3 5M | 364100 | 393406 | Multibeam light curtain for lifts, 1800mm detection area, 120mm pitch, 10m sd, 5m pre-cabled
F3E-16-T6 | 244300 | 231744 | Light curtain, through-beam, 5m, pitch 120mm, potentialfree output, M8 4-pin plug-in, detection area 1800mm
F3E-35-8120-T6 | 297500 | 670563 | Light curtain, through-beam, 5m, pitch 47mm, potentialfree output, detection area 1600mm, M8-4pin connector, perform EN81.20
F3E-39-8120-T6 | 332100 | 670569 | Light curtain, through-beam, 5m, pitch 47mm, potentialfree output, detection area 1800mm, M8-4pin connector, perform EN81.20 & EN81.70
F3E-46-T1 5M | 261700 | 231746 | Light curtain, through-beam, 5m, pitch 40mm, potentialfree output, cable 5m, detection area 1800mm
F3E-46-T1-1 5M | 470700 | 393405 | Multibeam light curtain for lifts, 1800mm detection area, 40mm pitch, 10m sd, 5m pre-cabled
F3E-46-T6 | 342600 | 231748 | Light curtain, through-beam, 5m, pitch 40mm, potentialfree output, M8 4-pin plug-in, detection area 1800mm
F3E-IK-M | 82950 | 231752 | Installation kit for mounting to mobile door panel
F3E-IK-S | 89750 | 231750 | Installation Kit for stationary mounting on lift doors
F3EM2-005-100-AV | 345100 | 374993 | Measuring light curtain, 5 mm beam pitch, 100 mm measuring area, analogue output
F3EM2-005-150-AV | 392700 | 365873 | Measuring light curtain, 5mm resolution, 150mm height, analog output
F3EM2-005-450 | 732200 | 365894 | Measuring light curtain, 5mm resolution, 450mm height, RS-232 output
F3EM2-005-450-AV | 705800 | 365877 | Measuring light curtain, 5mm resolution, 450mm height, analog output
F3EM2-005-600-485 | 880200 | 375981 | Measuring light curtain, 600mm, 5mm beam pitch, 24VDC, RS485 output
F3EM2-005-600-AV | 856900 | 365879 | Measuring light curtain, 5mm resolution, 600mm height, analog output
F3EM2-018-900 | 743300 | 365899 | Measuring light curtain, 18mm resolution, 900mm height, RS-232 output
F3EM2-018-900-485 | 707300 | 382528 | Measuring light curtain with RS485; Measurement range: 900mm; Pitch: 18mm; No of channels: 48 ;Sensing distance: 15m
F3EM2-018-900-AV | 718900 | 365882 | Measuring light curtain, 18mm resolution, 900mm height, analog output
F3ET2-005-150 | 392700 | 365856 | Light curtain, 5mm resolution, 150mm height, NPN/PNP output
F3ET2-005-300 | 550300 | 365858 | Light curtain, 5mm resolution, 300mm height, NPN/PNP output
F3ET2-005-450 | 705800 | 365860 | Light curtain, 5mm resolution, 450mm height, NPN/PNP output
F3ET2-018-150 | 320400 | 365857 | Light curtain, 18mm resolution, 150mm height, NPN/PNP output
F3ET2-018-300 | 397400 | 365859 | Light curtain, 18mm resolution, 300mm height, NPN/PNP output
F3ET2-018-450 | 478100 | 365861 | Light curtain, 18mm resolution, 450mm height, NPN/PNP output
F3SG-2RA0160-14 | 254400 | 674080 | Safety sensor, F3SG-R Advanced, Type 2, 14 mm resolution, range 0.3 to 10.0 m, height 160 mm, PNP/NPN
F3SG-2RA0190-30 | 205600 | 674111 | Safety Sensor, F3SG-R Advanced, Type 2, 30 mm resolution, range 0.3 to 20.0 m, height 190 mm, PNP/NPN
F3SG-2RA0240-14 | 287400 | 674087 | Safety Sensor, F3SG-R Advanced, Type 2, 14 mm resolution, range 0.3 to 10.0 m, height 240 mm, PNP/NPN
F3SG-2RA0270-30 | 228700 | 674075 | Safety Sensor, F3SG-R Advanced, Type 2, 30 mm resolution, range 0.3 to 20.0 m, height 270 mm, PNP/NPN
F3SG-2RA0320-14 | 320100 | 674116 | Safety Sensor, F3SG-R Advanced, Type 2, 14 mm resolution, range 0.3 to 10.0 m, height 320 mm, PNP/NPN
F3SG-2RA0350-30 | 252100 | 674113 | Safety Sensor, F3SG-R Advanced, Type 2, 30 mm resolution, range 0.3 to 20.0 m, height 350 mm, PNP/NPN
F3SG-2RA0400-14 | 352900 | 674092 | Safety Sensor, F3SG-R Advanced, Type 2, 14 mm resolution, range 0.3 to 10.0 m, height 400 mm, PNP/NPN
F3SG-2RA0430-30 | 275200 | 674110 | Safety Sensor, F3SG-R Advanced, Type 2, 30 mm resolution, range 0.3 to 20.0 m, height 430 mm, PNP/NPN
F3SG-2RA0480-14 | 385900 | 674090 | Safety Sensor, F3SG-R Advanced, Type 2, 14 mm resolution, range 0.3 to 10.0 m, height 480 mm, PNP/NPN
F3SG-2RA0510-30 | 298600 | 674108 | Safety Sensor, F3SG-R Advanced, Type 2, 30 mm resolution, range 0.3 to 20.0 m, height 510 mm, PNP/NPN
F3SG-2RA0560-14 | 418700 | 674081 | Safety Sensor, F3SG-R Advanced, Type 2, 14 mm resolution, range 0.3 to 10.0 m, height 560 mm, PNP/NPN
F3SG-2RA0590-30 | 321900 | 674124 | Safety Sensor, F3SG-R Advanced, Type 2, 30 mm resolution, range 0.3 to 20.0 m, height 590 mm, PNP/NPN
F3SG-2RA0640-14 | 451600 | 674088 | Safety Sensor, F3SG-R Advanced, Type 2, 14 mm resolution, range 0.3 to 10.0 m, height 640 mm, PNP/NPN
F3SG-2RA0670-30 | 345100 | 674109 | Safety Sensor, F3SG-R Advanced, Type 2, 30 mm resolution, range 0.3 to 20.0 m, height 670 mm, PNP/NPN
F3SG-2RA0720-14 | 484400 | 674084 | Safety Sensor, F3SG-R Advanced, Type 2, 14 mm resolution, range 0.3 to 10.0 m, height 720 mm, PNP/NPN
F3SG-2RA0750-30 | 368500 | 674120 | Safety Sensor, F3SG-R Advanced, Type 2, 30 mm resolution, range 0.3 to 20.0 m, height 750 mm, PNP/NPN
F3SG-2RA0800-14 | 517000 | 674121 | Safety Sensor, F3SG-R Advanced, Type 2, 14 mm resolution, range 0.3 to 10.0 m, height 800 mm, PNP/NPN
F3SG-2RA0830-30 | 391800 | 674086 | Safety Sensor, F3SG-R Advanced, Type 2, 30 mm resolution, range 0.3 to 20.0 m, height 830 mm, PNP/NPN
F3SG-2RA0880-14 | 550300 | 674117 | Safety Sensor, F3SG-R Advanced, Type 2, 14 mm resolution, range 0.3 to 10.0 m, height 880 mm, PNP/NPN
F3SG-2RA0910-30 | 415300 | 674128 | Safety Sensor, F3SG-R Advanced, Type 2, 30 mm resolution, range 0.3 to 20.0 m, height 910 mm, PNP/NPN
F3SG-2RA0960-14 | 583100 | 674118 | Safety Sensor, F3SG-R Advanced, Type 2, 14 mm resolution, range 0.3 to 10.0 m, height 960 mm, PNP/NPN
F3SG-2RA0990-30 | 438400 | 674091 | Safety Sensor, F3SG-R Advanced, Type 2, 30 mm resolution, range 0.3 to 20.0 m, height 990 mm, PNP/NPN
F3SG-2RA1040-14 | 616000 | 674123 | Safety Sensor, F3SG-R Advanced, Type 2, 14 mm resolution, range 0.3 to 10.0 m, height 1040 mm, PNP/NPN
F3SG-2RA1070-30 | 461700 | 674097 | Safety Sensor, F3SG-R Advanced, Type 2, 30 mm resolution, range 0.3 to 20.0 m, height 1070 mm, PNP/NPN
F3SG-2RA1120-14 | 648600 | 674094 | Safety Sensor, F3SG-R Advanced, Type 2, 14 mm resolution, range 0.3 to 10.0 m, height 1120 mm, PNP/NPN
F3SG-2RA1150-30 | 484800 | 674106 | Safety Sensor, F3SG-R Advanced, Type 2, 30 mm resolution, range 0.3 to 20.0 m, height 1150 mm, PNP/NPN
F3SG-2RA1200-14 | 681700 | 674119 | Safety Sensor, F3SG-R Advanced, Type 2, 14 mm resolution, range 0.3 to 10.0 m, height 1200 mm, PNP/NPN
F3SG-2RA1230-30 | 508200 | 674083 | Safety Sensor, F3SG-R Advanced, Type 2, 30 mm resolution, range 0.3 to 20.0 m, height 1230 mm, PNP/NPN
F3SG-2RA1280-14 | 714500 | 674096 | Safety Sensor, F3SG-R Advanced, Type 2, 14 mm resolution, range 0.3 to 10.0 m, height 1280 mm, PNP/NPN
F3SG-2RA1310-30 | 531500 | 674127 | Safety Sensor, F3SG-R Advanced, Type 2, 30 mm resolution, range 0.3 to 20.0 m, height 1310 mm, PNP/NPN
F3SG-2RA1360-14 | 747300 | 674093 | Safety Sensor, F3SG-R Advanced, Type 2, 14 mm resolution, range 0.3 to 10.0 m, height 1360 mm, PNP/NPN
F3SG-2RA1390-30 | 554800 | 674077 | Safety Sensor, F3SG-R Advanced, Type 2, 30 mm resolution, range 0.3 to 20.0 m, height 1390 mm, PNP/NPN
F3SG-2RA1440-14 | 780500 | 674078 | Safety Sensor, F3SG-R Advanced, Type 2, 14 mm resolution, range 0.3 to 10.0 m, height 1440 mm, PNP/NPN
F3SG-2RA1470-30 | 578300 | 674100 | Safety Sensor, F3SG-R Advanced, Type 2, 30 mm resolution, range 0.3 to 20.0 m, height 1470 mm, PNP/NPN
F3SG-2RA1520-14 | 813100 | 674085 | Safety Sensor, F3SG-R Advanced, Type 2, 14 mm resolution, range 0.3 to 10.0 m, height 1520 mm, PNP/NPN
F3SG-2RA1550-30 | 601300 | 674079 | Safety Sensor, F3SG-R Advanced, Type 2, 30 mm resolution, range 0.3 to 20.0 m, height 1550 mm, PNP/NPN
F3SG-2RA1600-14 | 846100 | 674099 | Safety Sensor, F3SG-R Advanced, Type 2, 14 mm resolution, range 0.3 to 10.0 m, height 1600 mm, PNP/NPN
F3SG-2RA1630-30 | 624800 | 674102 | Safety Sensor, F3SG-R Advanced, Type 2, 30 mm resolution, range 0.3 to 20.0 m, height 1630 mm, PNP/NPN
F3SG-2RA1680-14 | 878800 | 674074 | Safety Sensor, F3SG-R Advanced, Type 2, 14 mm resolution, range 0.3 to 10.0 m, height 1680 mm, PNP/NPN
F3SG-2RA1710-30 | 648000 | 674103 | Safety Sensor, F3SG-R Advanced, Type 2, 30 mm resolution, range 0.3 to 20.0 m, height 1710 mm, PNP/NPN
F3SG-2RA1760-14 | 912000 | 674101 | Safety Sensor, F3SG-R Advanced, Type 2, 14 mm resolution, range 0.3 to 10.0 m, height 1760 mm, PNP/NPN
F3SG-2RA1790-30 | 671400 | 674076 | Safety Sensor, F3SG-R Advanced, Type 2, 30 mm resolution, range 0.3 to 20.0 m, height 1790 mm, PNP/NPN
F3SG-2RA1840-14 | 944600 | 674115 | Safety Sensor, F3SG-R Advanced, Type 2, 14 mm resolution, range 0.3 to 10.0 m, height 1840 mm, PNP/NPN
F3SG-2RA1870-30 | 694500 | 674125 | Safety Sensor, F3SG-R Advanced, Type 2, 30 mm resolution, range 0.3 to 20.0 m, height 1870 mm, PNP/NPN
F3SG-2RA1920-14 | 977200 | 674112 | Safety Sensor, F3SG-R Advanced, Type 2, 14 mm resolution, range 0.3 to 10.0 m, height 1920 mm, PNP/NPN
F3SG-2RA1950-30 | 718100 | 674114 | Safety Sensor, F3SG-R Advanced, Type 2, 30 mm resolution, range 0.3 to 20.0 m, height 1950 mm, PNP/NPN
F3SG-2RA2000-14 | 1010300 | 674126 | Safety Sensor, F3SG-R Advanced, Type 2, 14 mm resolution, range 0.3 to 10.0 m, height 2000 mm, PNP/NPN
F3SG-2RA2030-30 | 741100 | 674107 | Safety Sensor, F3SG-R Advanced, Type 2, 30 mm resolution, range 0.3 to 20.0 m, height 2030 mm, PNP/NPN
F3SG-2RA2080-14 | 1043200 | 674089 | Safety Sensor, F3SG-R Advanced, Type 2, 14 mm resolution, range 0.3 to 10.0 m, height 2080 mm, PNP/NPN
F3SG-2RA2110-30 | 764600 | 674105 | Safety Sensor, F3SG-R Advanced, Type 2, 30 mm resolution, range 0.3 to 20.0 m, height 2110 mm, PNP/NPN
F3SG-2RA2190-30 | 787600 | 674098 | Safety Sensor, F3SG-R Advanced, Type 2, 30 mm resolution, range 0.3 to 20.0 m, height 2190 mm, PNP/NPN
F3SG-2RA2270-30 | 811300 | 674122 | Safety Sensor, F3SG-R Advanced, Type 2, 30 mm resolution, range 0.3 to 20.0 m, height 2270 mm, PNP/NPN
F3SG-2RA2350-30 | 834500 | 674082 | Safety Sensor, F3SG-R Advanced, Type 2, 30 mm resolution, range 0.3 to 20.0 m, height 2350 mm, PNP/NPN
F3SG-2RA2430-30 | 857700 | 674104 | Safety Sensor, F3SG-R Advanced, Type 2, 30 mm resolution, range 0.3 to 20.0 m, height 2430 mm, PNP/NPN
F3SG-2RA2510-30 | 881000 | 674095 | Safety Sensor, F3SG-R Advanced, Type 2, 30 mm resolution, range 0.3 to 20.0 m, height 2510 mm, PNP/NPN
F3SG-2RE0160P14 | 209000 | 673577 | Safety sensor, F3SG-R Easy, Type 2, 14 mm resolution, range 0.3 to 10.0 m, height 160 mm, PNP
F3SG-2RE0190P30 | 165400 | 673584 | Safety Sensor, F3SG-R Easy, Type 2, 30 mm resolution, range 0.3 to 20.0 m, height 190 mm, PNP
F3SG-2RE0240P14 | 238700 | 673531 | Safety Sensor, F3SG-R Easy, Type 2, 14 mm resolution, range 0.3 to 10.0 m, height 240 mm, PNP
F3SG-2RE0270P30 | 186900 | 673579 | Safety Sensor, F3SG-R Easy, Type 2, 30 mm resolution, range 0.3 to 20.0 m, height 270 mm, PNP
F3SG-2RE0320P14 | 268800 | 673572 | Safety Sensor, F3SG-R Easy, Type 2, 14 mm resolution, range 0.3 to 10.0 m, height 320 mm, PNP
F3SG-2RE0350P30 | 208100 | 673509 | Safety Sensor, F3SG-R Easy, Type 2, 30 mm resolution, range 0.3 to 20.0 m, height 350 mm, PNP
F3SG-2RE0400P14 | 298600 | 673552 | Safety Sensor, F3SG-R Easy, Type 2, 14 mm resolution, range 0.3 to 10.0 m, height 400 mm, PNP
F3SG-2RE0430P30 | 229200 | 673498 | Safety Sensor, F3SG-R Easy, Type 2, 30 mm resolution, range 0.3 to 20.0 m, height 430 mm, PNP
F3SG-2RE0480P14 | 328600 | 673571 | Safety Sensor, F3SG-R Easy, Type 2, 14 mm resolution, range 0.3 to 10.0 m, height 480 mm, PNP
F3SG-2RE0510P30 | 250200 | 673556 | Safety Sensor, F3SG-R Easy, Type 2, 30 mm resolution, range 0.3 to 20.0 m, height 510 mm, PNP
F3SG-2RE0560P14 | 358100 | 673575 | Safety Sensor, F3SG-R Easy, Type 2, 14 mm resolution, range 0.3 to 10.0 m, height 560 mm, PNP
F3SG-2RE0590P30 | 271900 | 673500 | Safety Sensor, F3SG-R Easy, Type 2, 30 mm resolution, range 0.3 to 20.0 m, height 590 mm, PNP
F3SG-2RE0640P14 | 387900 | 673501 | Safety Sensor, F3SG-R Easy, Type 2, 14 mm resolution, range 0.3 to 10.0 m, height 640 mm, PNP
F3SG-2RE0670P30 | 292800 | 673541 | Safety Sensor, F3SG-R Easy, Type 2, 30 mm resolution, range 0.3 to 20.0 m, height 670 mm, PNP
F3SG-2RE0720P14 | 418300 | 673585 | Safety Sensor, F3SG-R Easy, Type 2, 14 mm resolution, range 0.3 to 10.0 m, height 720 mm, PNP
F3SG-2RE0750P30 | 314200 | 673588 | Safety Sensor, F3SG-R Easy, Type 2, 30 mm resolution, range 0.3 to 20.0 m, height 750 mm, PNP
F3SG-2RE0800P14 | 448100 | 673526 | Safety Sensor, F3SG-R Easy, Type 2, 14 mm resolution, range 0.3 to 10.0 m, height 800 mm, PNP
F3SG-2RE0830P30 | 335100 | 673530 | Safety Sensor, F3SG-R Easy, Type 2, 30 mm resolution, range 0.3 to 20.0 m, height 830 mm, PNP
F3SG-2RE0880P14 | 477900 | 673525 | Safety Sensor, F3SG-R Easy, Type 2, 14 mm resolution, range 0.3 to 10.0 m, height 880 mm, PNP
F3SG-2RE0910P30 | 356400 | 673490 | Safety Sensor, F3SG-R Easy, Type 2, 30 mm resolution, range 0.3 to 20.0 m, height 910 mm, PNP
F3SG-2RE0960P14 | 507800 | 673561 | Safety Sensor, F3SG-R Easy, Type 2, 14 mm resolution, range 0.3 to 10.0 m, height 960 mm, PNP
F3SG-2RE0990P30 | 377700 | 673591 | Safety Sensor, F3SG-R Easy, Type 2, 30 mm resolution, range 0.3 to 20.0 m, height 990 mm, PNP
F3SG-2RE1040P14 | 537600 | 673516 | Safety Sensor, F3SG-R Easy, Type 2, 14 mm resolution, range 0.3 to 10.0 m, height 1040 mm, PNP
F3SG-2RE1070P30 | 398900 | 673489 | Safety Sensor, F3SG-R Easy, Type 2, 30 mm resolution, range 0.3 to 20.0 m, height 1070 mm, PNP
F3SG-2RE1120P14 | 567600 | 673521 | Safety Sensor, F3SG-R Easy, Type 2, 14 mm resolution, range 0.3 to 10.0 m, height 1120 mm, PNP
F3SG-2RE1150P30 | 419700 | 673517 | Safety Sensor, F3SG-R Easy, Type 2, 30 mm resolution, range 0.3 to 20.0 m, height 1150 mm, PNP
F3SG-2RE1200P14 | 597200 | 673544 | Safety Sensor, F3SG-R Easy, Type 2, 14 mm resolution, range 0.3 to 10.0 m, height 1200 mm, PNP
F3SG-2RE1230P30 | 441300 | 673493 | Safety Sensor, F3SG-R Easy, Type 2, 30 mm resolution, range 0.3 to 20.0 m, height 1230 mm, PNP
F3SG-2RE1280P14 | 627300 | 673507 | Safety Sensor, F3SG-R Easy, Type 2, 14 mm resolution, range 0.3 to 10.0 m, height 1280 mm, PNP
F3SG-2RE1310P30 | 462400 | 673515 | Safety Sensor, F3SG-R Easy, Type 2, 30 mm resolution, range 0.3 to 20.0 m, height 1310 mm, PNP
F3SG-2RE1360P14 | 657100 | 673557 | Safety Sensor, F3SG-R Easy, Type 2, 14 mm resolution, range 0.3 to 10.0 m, height 1360 mm, PNP
F3SG-2RE1390P30 | 483700 | 673555 | Safety Sensor, F3SG-R Easy, Type 2, 30 mm resolution, range 0.3 to 20.0 m, height 1390 mm, PNP
F3SG-2RE1440P14 | 686800 | 673508 | Safety Sensor, F3SG-R Easy, Type 2, 14 mm resolution, range 0.3 to 10.0 m, height 1440 mm, PNP
F3SG-2RE1470P30 | 504800 | 673583 | Safety Sensor, F3SG-R Easy, Type 2, 30 mm resolution, range 0.3 to 20.0 m, height 1470 mm, PNP
F3SG-2RE1520P14 | 716900 | 673592 | Safety Sensor, F3SG-R Easy, Type 2, 14 mm resolution, range 0.3 to 10.0 m, height 1520 mm, PNP
F3SG-2RE1550P30 | 525800 | 673581 | Safety Sensor, F3SG-R Easy, Type 2, 30 mm resolution, range 0.3 to 20.0 m, height 1550 mm, PNP
F3SG-2RE1600P14 | 746800 | 673503 | Safety Sensor, F3SG-R Easy, Type 2, 14 mm resolution, range 0.3 to 10.0 m, height 1600 mm, PNP
F3SG-2RE1630P30 | 547200 | 673496 | Safety Sensor, F3SG-R Easy, Type 2, 30 mm resolution, range 0.3 to 20.0 m, height 1630 mm, PNP
F3SG-2RE1680P14 | 776700 | 673528 | Safety Sensor, F3SG-R Easy, Type 2, 14 mm resolution, range 0.3 to 10.0 m, height 1680 mm, PNP
F3SG-2RE1710P30 | 568300 | 673538 | Safety Sensor, F3SG-R Easy, Type 2, 30 mm resolution, range 0.3 to 20.0 m, height 1710 mm, PNP
F3SG-2RE1760P14 | 806400 | 673522 | Safety Sensor, F3SG-R Easy, Type 2, 14 mm resolution, range 0.3 to 10.0 m, height 1760 mm, PNP
F3SG-2RE1790P30 | 589600 | 673520 | Safety sensor, F3SG-R Easy, Type 2, 30 mm resolution, range 0.3 to 20.0 m, height 1790 mm, PNP
F3SG-2RE1840P14 | 836200 | 673536 | Safety Sensor, F3SG-R Easy, Type 2, 14 mm resolution, range 0.3 to 10.0 m, height 1840 mm, PNP
F3SG-2RE1870P30 | 610700 | 673495 | Safety Sensor, F3SG-R Easy, Type 2, 30 mm resolution, range 0.3 to 20.0 m, height 1870 mm, PNP
F3SG-2RE1920P14 | 866400 | 673488 | Safety Sensor, F3SG-R Easy, Type 2, 14 mm resolution, range 0.3 to 10.0 m, height 1920 mm, PNP
F3SG-2RE1950P30 | 632000 | 673506 | Safety Sensor, F3SG-R Easy, Type 2, 30 mm resolution, range 0.3 to 20.0 m, height 1950 mm, PNP
F3SG-2RE2000P14 | 896100 | 673540 | Safety Sensor, F3SG-R Easy, Type 2, 14 mm resolution, range 0.3 to 10.0 m, height 2000 mm, PNP
F3SG-2RE2030P30 | 653300 | 673586 | Safety Sensor, F3SG-R Easy, Type 2, 30 mm resolution, range 0.3 to 20.0 m, height 2030 mm, PNP
F3SG-2RE2080P14 | 925900 | 673595 | Safety Sensor, F3SG-R Easy, Type 2, 14 mm resolution, range 0.3 to 10.0 m, height 2080 mm, PNP
F3SG-2RE2110P30 | 674300 | 673566 | Safety Sensor, F3SG-R Easy, Type 2, 30 mm resolution, range 0.3 to 20.0 m, height 2110 mm, PNP
F3SG-2RE2190P30 | 695500 | 673562 | Safety Sensor, F3SG-R Easy, Type 2, 30 mm resolution, range 0.3 to 20.0 m, height 2190 mm, PNP
F3SG-2RE2270P30 | 716900 | 673499 | Safety Sensor, F3SG-R Easy, Type 2, 30 mm resolution, range 0.3 to 20.0 m, height 2270 mm, PNP
F3SG-2RE2350P30 | 738300 | 673589 | Safety Sensor, F3SG-R Easy, Type 2, 30 mm resolution, range 0.3 to 20.0 m, height 2350 mm, PNP
F3SG-2RE2430P30 | 759500 | 673539 | Safety Sensor, F3SG-R Easy, Type 2, 30 mm resolution, range 0.3 to 20.0 m, height 2430 mm, PNP
F3SG-2RE2510P30 | 780600 | 673565 | Safety Sensor, F3SG-R Easy, Type 2, 30 mm resolution, range 0.3 to 20.0 m, height 2510 mm, PNP
F3SG-2SRB0160-14 | 202100 | 699754 | Safety Light Curtain, F3SG-SRB Standard, Type 2, 14 mm resolution, range 0.3 to 10.0 m, height 160 mm, PNP/NPN
F3SG-2SRB0160-25 | 190000 | 699755 | Safety Light Curtain, F3SG-SRB Standard, Type 2, 25 mm resolution, range 0.3 to 20.0 m, height 160 mm, PNP/NPN
F3SG-2SRB0240-14 | 229300 | 699756 | Safety Light Curtain, F3SG-SRB Standard, Type 2, 14 mm resolution, range 0.3 to 10.0 m, height 240 mm, PNP/NPN
F3SG-2SRB0240-25 | 211800 | 699757 | Safety Light Curtain, F3SG-SRB Standard, Type 2, 25 mm resolution, range 0.3 to 20.0 m, height 240 mm, PNP/NPN
F3SG-2SRB0240-45 | 203700 | 699758 | Safety Light Curtain, F3SG-SRB Standard, Type 2, 45 mm resolution, range 0.3 to 20.0 m, height 240 mm, PNP/NPN
F3SG-2SRB0280-85 | 211100 | 699725 | Safety Light Curtain, F3SG-SRB Standard, Type 2, 85 mm resolution, range 0.3 to 20.0 m, height 280 mm, PNP/NPN
F3SG-2SRB0320-14 | 256500 | 699759 | Safety Light Curtain, F3SG-SRB Standard, Type 2, 14 mm resolution, range 0.3 to 10.0 m, height 320 mm, PNP/NPN
F3SG-2SRB0320-25 | 233300 | 699760 | Safety Light Curtain, F3SG-SRB Standard, Type 2, 25 mm resolution, range 0.3 to 20.0 m, height 320 mm, PNP/NPN
F3SG-2SRB0400-14 | 270800 | 699761 | Safety Light Curtain, F3SG-SRB Standard, Type 2, 14 mm resolution, range 0.3 to 10.0 m, height 400 mm, PNP/NPN
F3SG-2SRB0400-25 | 240300 | 699762 | Safety Light Curtain, F3SG-SRB Standard, Type 2, 25 mm resolution, range 0.3 to 20.0 m, height 400 mm, PNP/NPN
F3SG-2SRB0400-45 | 226900 | 699763 | Safety Light Curtain, F3SG-SRB Standard, Type 2, 45 mm resolution, range 0.3 to 20.0 m, height 400 mm, PNP/NPN
F3SG-2SRB0440-85 | 231800 | 699764 | Safety Light Curtain, F3SG-SRB Standard, Type 2, 85 mm resolution, range 0.3 to 20.0 m, height 440 mm, PNP/NPN
F3SG-2SRB0480-14 | 298100 | 699765 | Safety Light Curtain, F3SG-SRB Standard, Type 2, 14 mm resolution, range 0.3 to 10.0 m, height 480 mm, PNP/NPN
F3SG-2SRB0480-25 | 261600 | 699766 | Safety Light Curtain, F3SG-SRB Standard, Type 2, 25 mm resolution, range 0.3 to 20.0 m, height 480 mm, PNP/NPN
F3SG-2SRB0560-14 | 325400 | 699767 | Safety Light Curtain, F3SG-SRB Standard, Type 2, 14 mm resolution, range 0.3 to 10.0 m, height 560 mm, PNP/NPN
F3SG-2SRB0560-25 | 283500 | 699768 | Safety Light Curtain, F3SG-SRB Standard, Type 2, 25 mm resolution, range 0.3 to 20.0 m, height 560 mm, PNP/NPN
F3SG-2SRB0560-45 | 264500 | 699769 | Safety Light Curtain, F3SG-SRB Standard, Type 2, 45 mm resolution, range 0.3 to 20.0 m, height 560 mm, PNP/NPN
F3SG-2SRB0600-85 | 266800 | 699770 | Safety Light Curtain, F3SG-SRB Standard, Type 2, 85 mm resolution, range 0.3 to 20.0 m, height 600 mm, PNP/NPN
F3SG-2SRB0640-14 | 339700 | 699771 | Safety Light Curtain, F3SG-SRB Standard, Type 2, 14 mm resolution, range 0.3 to 10.0 m, height 640 mm, PNP/NPN
F3SG-2SRB0640-25 | 290400 | 699772 | Safety Light Curtain, F3SG-SRB Standard, Type 2, 25 mm resolution, range 0.3 to 20.0 m, height 640 mm, PNP/NPN
F3SG-2SRB0720-25 | 312400 | 699773 | Safety Light Curtain, F3SG-SRB Standard, Type 2, 25 mm resolution, range 0.3 to 20.0 m, height 720 mm, PNP/NPN
F3SG-2SRB0720-45 | 288300 | 699774 | Safety Light Curtain, F3SG-SRB Standard, Type 2, 45 mm resolution, range 0.3 to 20.0 m, height 720 mm, PNP/NPN
F3SG-2SRB0760-85 | 288300 | 699727 | Safety Light Curtain, F3SG-SRB Standard, Type 2, 85 mm resolution, range 0.3 to 20.0 m, height 760 mm, PNP/NPN
F3SG-2SRB0800-14 | 394600 | 699775 | Safety Light Curtain, F3SG-SRB Standard, Type 2, 14 mm resolution, range 0.3 to 10.0 m, height 800 mm, PNP/NPN
F3SG-2SRB0800-25 | 334200 | 699776 | Safety Light Curtain, F3SG-SRB Standard, Type 2, 25 mm resolution, range 0.3 to 20.0 m, height 800 mm, PNP/NPN
F3SG-2SRB0880-25 | 340400 | 699777 | Safety Light Curtain, F3SG-SRB Standard, Type 2, 25 mm resolution, range 0.3 to 20.0 m, height 880 mm, PNP/NPN
F3SG-2SRB0880-45 | 311600 | 699778 | Safety Light Curtain, F3SG-SRB Standard, Type 2, 45 mm resolution, range 0.3 to 20.0 m, height 880 mm, PNP/NPN
F3SG-2SRB0920-85 | 314100 | 699726 | Safety Light Curtain, F3SG-SRB Standard, Type 2, 85 mm resolution, range 0.3 to 20.0 m, height 920 mm, PNP/NPN
F3SG-2SRB0960-25 | 367300 | 699779 | Safety Light Curtain, F3SG-SRB Standard, Type 2, 25 mm resolution, range 0.3 to 20.0 m, height 960 mm, PNP/NPN
F3SG-2SRB1000-14 | 455000 | 699780 | Safety Light Curtain, F3SG-SRB Standard, Type 2, 14 mm resolution, range 0.3 to 10.0 m, height 1000 mm, PNP/NPN
F3SG-2SRB1040-25 | 388700 | 699781 | Safety Light Curtain, F3SG-SRB Standard, Type 2, 25 mm resolution, range 0.3 to 20.0 m, height 1040 mm, PNP/NPN
F3SG-2SRB1040-25-K | 1213000 | 702463 | Safety Light Curtain, F3SG-SRB IP69K version, Type 2, 25 mm resolution, range 0.3 to 16.0 m, height 1040 mm, PNP/NPN
F3SG-2SRB1120-25 | 395600 | 699782 | Safety Light Curtain, F3SG-SRB Standard, Type 2, 25 mm resolution, range 0.3 to 20.0 m, height 1120 mm, PNP/NPN
F3SG-2SRB1200-14 | 508600 | 699783 | Safety Light Curtain, F3SG-SRB Standard, Type 2, 14 mm resolution, range 0.3 to 10.0 m, height 1200 mm, PNP/NPN
F3SG-2SRB1200-25 | 417500 | 699784 | Safety Light Curtain, F3SG-SRB Standard, Type 2, 25 mm resolution, range 0.3 to 20.0 m, height 1200 mm, PNP/NPN
F3SG-2SRB1200-45 | 378000 | 699785 | Safety Light Curtain, F3SG-SRB Standard, Type 2, 45 mm resolution, range 0.3 to 20.0 m, height 1200 mm, PNP/NPN
F3SG-2SRB1280-25 | 440800 | 699786 | Safety Light Curtain, F3SG-SRB Standard, Type 2, 25 mm resolution, range 0.3 to 20.0 m, height 1280 mm, PNP/NPN
F3SG-2SRB1360-25 | 447600 | 699787 | Safety Light Curtain, F3SG-SRB Standard, Type 2, 25 mm resolution, range 0.3 to 20.0 m, height 1360 mm, PNP/NPN
F3SG-2SRB1400-14 | 567000 | 699788 | Safety Light Curtain, F3SG-SRB Standard, Type 2, 14 mm resolution, range 0.3 to 10.0 m, height 1400 mm, PNP/NPN
F3SG-2SRB1440-25 | 469200 | 699789 | Safety Light Curtain, F3SG-SRB Standard, Type 2, 25 mm resolution, range 0.3 to 20.0 m, height 1440 mm, PNP/NPN
F3SG-2SRB1520-25 | 498300 | 699790 | Safety Light Curtain, F3SG-SRB Standard, Type 2, 25 mm resolution, range 0.3 to 20.0 m, height 1520 mm, PNP/NPN
F3SG-2SRB1520-45 | 448000 | 699791 | Safety Light Curtain, F3SG-SRB Standard, Type 2, 45 mm resolution, range 0.3 to 20.0 m, height 1520 mm, PNP/NPN
F3SG-2SRB1600-14 | 627900 | 699792 | Safety Light Curtain, F3SG-SRB Standard, Type 2, 14 mm resolution, range 0.3 to 10.0 m, height 1600 mm, PNP/NPN
F3SG-2SRB1600-25 | 505100 | 699793 | Safety Light Curtain, F3SG-SRB Standard, Type 2, 25 mm resolution, range 0.3 to 20.0 m, height 1600 mm, PNP/NPN
F3SG-2SRB1680-25 | 527000 | 699794 | Safety Light Curtain, F3SG-SRB Standard, Type 2, 25 mm resolution, range 0.3 to 20.0 m, height 1680 mm, PNP/NPN
F3SG-2SRB1760-25 | 548500 | 699795 | Safety Light Curtain, F3SG-SRB Standard, Type 2, 25 mm resolution, range 0.3 to 20.0 m, height 1760 mm, PNP/NPN
F3SG-2SRB1800-14 | 697400 | 699796 | Safety Light Curtain, F3SG-SRB Standard, Type 2, 14 mm resolution, range 0.3 to 10.0 m, height 1800 mm, PNP/NPN
F3SG-2SRB1840-25 | 555400 | 699797 | Safety Light Curtain, F3SG-SRB Standard, Type 2, 25 mm resolution, range 0.3 to 20.0 m, height 1840 mm, PNP/NPN
F3SG-2SRB1920-25 | 577700 | 699798 | Safety Light Curtain, F3SG-SRB Standard, Type 2, 25 mm resolution, range 0.3 to 20.0 m, height 1920 mm, PNP/NPN
F3SG-2SRB2000-14 | 751000 | 699799 | Safety Light Curtain, F3SG-SRB Standard, Type 2, 14 mm resolution, range 0.3 to 10.0 m, height 2000 mm, PNP/NPN
F3SG-2SRB2080-25 | 605400 | 699800 | Safety Light Curtain, F3SG-SRB Standard, Type 2, 25 mm resolution, range 0.3 to 20.0 m, height 2080 mm, PNP/NPN
F3SG-2SRB2280-25 | 676200 | 699801 | Safety Light Curtain, F3SG-SRB Standard, Type 2, 25 mm resolution, range 0.3 to 20.0 m, height 2280 mm, PNP/NPN
F3SG-2SRB2480-25 | 714100 | 699802 | Safety Light Curtain, F3SG-SRB Standard, Type 2, 25 mm resolution, range 0.3 to 20.0 m, height 2480 mm, PNP/NPN
F3SG-4PGA0670-2A | 361100 | 695671 | Safety Multi-Light Beam, F3SG-PG Perimeter Guarding, Type 4, 2 beams, range 0.5 to 20.0 m, Product length 670 mm, Active/active
F3SG-4PGA0670-2C | 323400 | 695715 | Safety Multi-Light Beam, F3SG-PG Perimeter Guarding, Type 4, 2 beams, range 0.5 to 5 m, product length 670 mm, Active/passive
F3SG-4PGA0670-2L | 370800 | 695718 | Safety Multi-Light Beam, F3SG-PG Perimeter Guarding, Type 4, 2 beams, range 0.5 to 70 m, product length 670 mm, Active/active
F3SG-4PGA0970-3A | 448700 | 695664 | Safety Multi-Light Beam, F3SG-PG Perimeter Guarding, Type 4, 3 beams, range 0.5 to 20.0 m, Product length 970 mm, Active/active
F3SG-4PGA0970-3L | 460600 | 695719 | Safety Multi-Light Beam, F3SG-PG Perimeter Guarding, Type 4, 3 beams, range 0.5 to 70 m, product length 970 mm, Active/active
F3SG-4PGA1070-4A | 576200 | 695711 | Safety Multi-Light Beam, F3SG-PG Perimeter Guarding, Type 4, 4 beams, range 0.5 to 20 m, product length 1070 mm, Active/active
F3SG-4PGA1070-4C | 516500 | 695716 | Safety Multi-Light Beam, F3SG-PG Perimeter Guarding, Type 4, 4 beams, range 0.5 to 5 m, product length 1070 mm, Active/passive
F3SG-4PGA1070-4L | 578300 | 695720 | Safety Multi-Light Beam, F3SG-PG Perimeter Guarding, Type 4, 4 beams, range 0.5 to 70 m, product length 1070 mm, Active/active
F3SG-4PGA1370-4A | 601900 | 695710 | Safety Multi-Light Beam, F3SG-PG Perimeter Guarding, Type 4, 4 beams, range 0.5 to 20 m, product length 1370 mm, Active/active
F3SG-4PGA1370-4C | 540900 | 695717 | Safety Multi-Light Beam, F3SG-PG Perimeter Guarding, Type 4, 4 beams, range 0.5 to 5 m, product length 1370 mm, Active/passive
F3SG-4PGA1370-4L | 604500 | 695721 | Safety Multi-Light Beam, F3SG-PG Perimeter Guarding, Type 4, 4 beams, range 0.5 to 70 m, product length 1370 mm, Active/active
F3SG-4RA0160-14 | 348500 | 673587 | Safety Sensor, F3SG-R Advanced, Type 4, 14 mm resolution, range 0.3 to 10.0 m, height 160 mm, PNP/NPN
F3SG-4RA0185-25-01TS | 215300 | 679519 | Safety Sensor, F3SG-R Advanced, Type 4, 25 mm resolution, range 0.3 to 17 m, height 185 mm, PNP/NPN
F3SG-4RA0190-30 | 300400 | 673582 | Safety Sensor, F3SG-R Advanced, Type 4, 30 mm resolution, range 0.3 to 20.0 m, height 190 mm, PNP/NPN
F3SG-4RA0240-14 | 393600 | 673576 | Safety Sensor, F3SG-R Advanced, Type 4, 14 mm resolution, range 0.3 to 10.0 m, height 240 mm, PNP/NPN
F3SG-4RA0265-25-01TS | 221300 | 679528 | Safety Sensor, F3SG-R Advanced, Type 4, 25 mm resolution, range 0.3 to 17 m, height 265 mm, PNP/NPN
F3SG-4RA0270-30 | 334200 | 673533 | Safety Sensor, F3SG-R Advanced, Type 4, 30 mm resolution, range 0.3 to 20.0 m, height 270 mm, PNP/NPN
F3SG-4RA0320-14 | 438600 | 673491 | Safety Sensor, F3SG-R Advanced, Type 4, 14 mm resolution, range 0.3 to 10.0 m, height 320 mm, PNP/NPN
F3SG-4RA0345-25-01TS | 248600 | 679513 | Safety Sensor, F3SG-R Advanced, Type 4, 25 mm resolution, range 0.3 to 17 m, height 345 mm, PNP/NPN
F3SG-4RA0350-30 | 368200 | 673564 | Safety Sensor, F3SG-R Advanced, Type 4, 30 mm resolution, range 0.3 to 20.0 m, height 350 mm, PNP/NPN
F3SG-4RA0400-14 | 483600 | 673497 | Safety Sensor, F3SG-R Advanced, Type 4, 14 mm resolution, range 0.3 to 10.0 m, height 400 mm, PNP/NPN
F3SG-4RA0425-25-01TS | 267800 | 679514 | Safety Sensor, F3SG-R Advanced, Type 4, 25 mm resolution, range 0.3 to 17 m, height 425 mm, PNP/NPN
F3SG-4RA0430-30 | 402100 | 673560 | Safety Sensor, F3SG-R Advanced, Type 4, 30 mm resolution, range 0.3 to 20.0 m, height 430 mm, PNP/NPN
F3SG-4RA0480-14 | 528900 | 673567 | Safety Sensor, F3SG-R Advanced, Type 4, 14 mm resolution, range 0.3 to 10.0 m, height 480 mm, PNP/NPN
F3SG-4RA0505-25-01TS | 275000 | 679529 | Safety Sensor, F3SG-R Advanced, Type 4, 25 mm resolution, range 0.3 to 17 m, height 505 mm, PNP/NPN
F3SG-4RA0510-30 | 436300 | 673569 | Safety Sensor, F3SG-R Advanced, Type 4, 30 mm resolution, range 0.3 to 20.0 m, height 510 mm, PNP/NPN
F3SG-4RA0560-14 | 573900 | 673542 | Safety Sensor, F3SG-R Advanced, Type 4, 14 mm resolution, range 0.3 to 10.0 m, height 560 mm, PNP/NPN
F3SG-4RA0585-25-01TS | 298200 | 679520 | Safety Sensor, F3SG-R Advanced, Type 4, 25 mm resolution, range 0.3 to 17 m, height 585 mm, PNP/NPN
F3SG-4RA0590-30 | 470300 | 673519 | Safety Sensor, F3SG-R Advanced, Type 4, 30 mm resolution, range 0.3 to 20.0 m, height 590 mm, PNP/NPN
F3SG-4RA0640-14 | 618900 | 673510 | Safety Sensor, F3SG-R Advanced, Type 4, 14 mm resolution, range 0.3 to 10.0 m, height 640 mm, PNP/NPN
F3SG-4RA0665-25-01TS | 317800 | 679518 | Safety Sensor, F3SG-R Advanced, Type 4, 25 mm resolution, range 0.3 to 17 m, height 665 mm, PNP/NPN
F3SG-4RA0670-30 | 504300 | 673578 | Safety Sensor, F3SG-R Advanced, Type 4, 30 mm resolution, range 0.3 to 20.0 m, height 670 mm, PNP/NPN
F3SG-4RA0720-14 | 664100 | 673518 | Safety Sensor, F3SG-R Advanced, Type 4, 14 mm resolution, range 0.3 to 10.0 m, height 720 mm, PNP/NPN
F3SG-4RA0750-30 | 538300 | 673511 | Safety Sensor, F3SG-R Advanced, Type 4, 30 mm resolution, range 0.3 to 20.0 m, height 750 mm, PNP/NPN
F3SG-4RA0800-14 | 708900 | 673529 | Safety Sensor, F3SG-R Advanced, Type 4, 14 mm resolution, range 0.3 to 10.0 m, height 800 mm, PNP/NPN
F3SG-4RA0825-25-01TS | 349300 | 679527 | Safety Sensor, F3SG-R Advanced, Type 4, 25 mm resolution, range 0.3 to 17 m, height 825 mm, PNP/NPN
F3SG-4RA0830-30 | 572600 | 673504 | Safety Sensor, F3SG-R Advanced, Type 4, 30 mm resolution, range 0.3 to 20.0 m, height 830 mm, PNP/NPN
F3SG-4RA0880-14 | 754100 | 673573 | Safety Sensor, F3SG-R Advanced, Type 4, 14 mm resolution, range 0.3 to 10.0 m, height 880 mm, PNP/NPN
F3SG-4RA0905-25-01TS | 368900 | 679522 | Safety Sensor, F3SG-R Advanced, Type 4, 25 mm resolution, range 0.3 to 17 m, height 905 mm, PNP/NPN
F3SG-4RA0910-30 | 606700 | 673554 | Safety Sensor, F3SG-R Advanced, Type 4, 30 mm resolution, range 0.3 to 20.0 m, height 910 mm, PNP/NPN
F3SG-4RA0960-14 | 799300 | 673568 | Safety Sensor, F3SG-R Advanced, Type 4, 14 mm resolution, range 0.3 to 10.0 m, height 960 mm, PNP/NPN
F3SG-4RA0985-25-01TS | 392300 | 679515 | Safety Sensor, F3SG-R Advanced, Type 4, 25 mm resolution, range 0.3 to 17 m, height 985 mm, PNP/NPN
F3SG-4RA0990-30 | 641000 | 673505 | Safety Sensor, F3SG-R Advanced, Type 4, 30 mm resolution, range 0.3 to 20.0 m, height 990 mm, PNP/NPN
F3SG-4RA1040-14 | 844400 | 673550 | Safety Sensor, F3SG-R Advanced, Type 4, 14 mm resolution, range 0.3 to 10.0 m, height 1040 mm, PNP/NPN
F3SG-4RA1065-25-01TS | 417200 | 679526 | Safety Sensor, F3SG-R Advanced, Type 4, 25 mm resolution, range 0.3 to 17 m, height 1065 mm, PNP/NPN
F3SG-4RA1070-30 | 675000 | 673553 | Safety Sensor, F3SG-R Advanced, Type 4, 30 mm resolution, range 0.3 to 20.0 m, height 1070 mm, PNP/NPN
F3SG-4RA1120-14 | 889300 | 673524 | Safety Sensor, F3SG-R Advanced, Type 4, 14 mm resolution, range 0.3 to 10.0 m, height 1120 mm, PNP/NPN
F3SG-4RA1145-25-01TS | 412800 | 679525 | Safety Sensor, F3SG-R Advanced, Type 4, 25 mm resolution, range 0.3 to 17 m, height 1145 mm, PNP/NPN
F3SG-4RA1150-30 | 708900 | 673527 | Safety Sensor, F3SG-R Advanced, Type 4, 30 mm resolution, range 0.3 to 20.0 m, height 1150 mm, PNP/NPN
F3SG-4RA1200-14 | 934300 | 673580 | Safety Sensor, F3SG-R Advanced, Type 4, 14 mm resolution, range 0.3 to 10.0 m, height 1200 mm, PNP/NPN
F3SG-4RA1225-25-01TS | 439400 | 679524 | Safety Sensor, F3SG-R Advanced, Type 4, 25 mm resolution, range 0.3 to 17 m, height 1225 mm, PNP/NPN
F3SG-4RA1230-30 | 743000 | 673594 | Safety Sensor, F3SG-R Advanced, Type 4, 30 mm resolution, range 0.3 to 20.0 m, height 1230 mm, PNP/NPN
F3SG-4RA1280-14 | 979500 | 673570 | Safety Sensor, F3SG-R Advanced, Type 4, 14 mm resolution, range 0.3 to 10.0 m, height 1280 mm, PNP/NPN
F3SG-4RA1305-25-01TS | 466000 | 679516 | Safety Sensor, F3SG-R Advanced, Type 4, 25 mm resolution, range 0.3 to 17 m, height 1305 mm, PNP/NPN
F3SG-4RA1310-30 | 777000 | 673502 | Safety Sensor, F3SG-R Advanced, Type 4, 30 mm resolution, range 0.3 to 20.0 m, height 1310 mm, PNP/NPN
F3SG-4RA1360-14 | 1024300 | 673548 | Safety Sensor, F3SG-R Advanced, Type 4, 14 mm resolution, range 0.3 to 10.0 m, height 1360 mm, PNP/NPN
F3SG-4RA1390-30 | 811200 | 673593 | Safety Sensor, F3SG-R Advanced, Type 4, 30 mm resolution, range 0.3 to 20.0 m, height 1390 mm, PNP/NPN
F3SG-4RA1440-14 | 1069700 | 673514 | Safety Sensor, F3SG-R Advanced, Type 4, 14 mm resolution, range 0.3 to 10.0 m, height 1440 mm, PNP/NPN
F3SG-4RA1465-25-01TS | 494200 | 679521 | Safety Sensor, F3SG-R Advanced, Type 4, 25 mm resolution, range 0.3 to 17 m, height 1465 mm, PNP/NPN
F3SG-4RA1470-30 | 845300 | 673513 | Safety Sensor, F3SG-R Advanced, Type 4, 30 mm resolution, range 0.3 to 20.0 m, height 1470 mm, PNP/NPN
F3SG-4RA1520-14 | 1114900 | 673537 | Safety Sensor, F3SG-R Advanced, Type 4, 14 mm resolution, range 0.3 to 10.0 m, height 1520 mm, PNP/NPN
F3SG-4RA1545-25-01TS | 518300 | 679523 | Safety Sensor, F3SG-R Advanced, Type 4, 25 mm resolution, range 0.3 to 17 m, height 1545 mm, PNP/NPN
F3SG-4RA1550-30 | 879400 | 673549 | Safety Sensor, F3SG-R Advanced, Type 4, 30 mm resolution, range 0.3 to 20.0 m, height 1550 mm, PNP/NPN
F3SG-4RA1600-14 | 1159600 | 673535 | Safety Sensor, F3SG-R Advanced, Type 4, 14 mm resolution, range 0.3 to 10.0 m, height 1600 mm, PNP/NPN
F3SG-4RA1625-25-01TS | 545200 | 679517 | Safety Sensor, F3SG-R Advanced, Type 4, 25 mm resolution, range 0.3 to 17 m, height 1625 mm, PNP/NPN
F3SG-4RA1630-30 | 913500 | 673523 | Safety Sensor, F3SG-R Advanced, Type 4, 30 mm resolution, range 0.3 to 20.0 m, height 1630 mm, PNP/NPN
F3SG-4RA1680-14 | 1204900 | 673532 | Safety Sensor, F3SG-R Advanced, Type 4, 14 mm resolution, range 0.3 to 10.0 m, height 1680 mm, PNP/NPN
F3SG-4RA1710-30 | 947500 | 673559 | Safety Sensor, F3SG-R Advanced, Type 4, 30 mm resolution, range 0.3 to 20.0 m, height 1710 mm, PNP/NPN
F3SG-4RA1760-14 | 1249800 | 673486 | Safety Sensor, F3SG-R Advanced, Type 4, 14 mm resolution, range 0.3 to 10.0 m, height 1760 mm, PNP/NPN
F3SG-4RA1785-25-01TS | 572300 | 679512 | Safety Sensor, F3SG-R Advanced, Type 4, 25 mm resolution, range 0.3 to 17 m, height 1785 mm, PNP/NPN
F3SG-4RA1790-30 | 981700 | 673546 | Safety Sensor, F3SG-R Advanced, Type 4, 30 mm resolution, range 0.3 to 20.0 m, height 1790 mm, PNP/NPN
F3SG-4RA1840-14 | 1295100 | 673551 | Safety Sensor, F3SG-R Advanced, Type 4, 14 mm resolution, range 0.3 to 10.0 m, height 1840 mm, PNP/NPN
F3SG-4RA1870-30 | 1015600 | 673543 | Safety Sensor, F3SG-R Advanced, Type 4, 30 mm resolution, range 0.3 to 20.0 m, height 1870 mm, PNP/NPN
F3SG-4RA1920-14 | 1339900 | 673534 | Safety Sensor, F3SG-R Advanced, Type 4, 14 mm resolution, range 0.3 to 10.0 m, height 1920 mm, PNP/NPN
F3SG-4RA1950-30 | 1049800 | 673487 | Safety Sensor, F3SG-R Advanced, Type 4, 30 mm resolution, range 0.3 to 20.0 m, height 1950 mm, PNP/NPN
F3SG-4RA2000-14 | 1385100 | 673563 | Safety Sensor, F3SG-R Advanced, Type 4, 14 mm resolution, range 0.3 to 10.0 m, height 2000 mm, PNP/NPN
F3SG-4RA2030-30 | 1083900 | 673494 | Safety Sensor, F3SG-R Advanced, Type 4, 30 mm resolution, range 0.3 to 20.0 m, height 2030 mm, PNP/NPN
F3SG-4RA2080-14 | 1430300 | 673547 | Safety Sensor, F3SG-R Advanced, Type 4, 14 mm resolution, range 0.3 to 10.0 m, height 2080 mm, PNP/NPN
F3SG-4RA2110-30 | 1118000 | 673558 | Safety Sensor, F3SG-R Advanced, Type 4, 30 mm resolution, range 0.3 to 20.0 m, height 2110 mm, PNP/NPN
F3SG-4RA2190-30 | 1152000 | 673492 | Safety Sensor, F3SG-R Advanced, Type 4, 30 mm resolution, range 0.3 to 20.0 m, height 2190 mm, PNP/NPN
F3SG-4RA2270-30 | 1186000 | 673574 | Safety Sensor, F3SG-R Advanced, Type 4, 30 mm resolution, range 0.3 to 20.0 m, height 2270 mm, PNP/NPN
F3SG-4RA2350-30 | 1220200 | 673512 | Safety Sensor, F3SG-R Advanced, Type 4, 30 mm resolution, range 0.3 to 20.0 m, height 2350 mm, PNP/NPN
F3SG-4RA2430-30 | 1254300 | 673590 | Safety Sensor, F3SG-R Advanced, Type 4, 30 mm resolution, range 0.3 to 20.0 m, height 2430 mm, PNP/NPN
F3SG-4RA2510-30 | 1288400 | 673545 | Safety Sensor, F3SG-R Advanced, Type 4, 30 mm resolution, range 0.3 to 20.0 m, height 2510 mm, PNP/NPN
F3SG-4RE0160P14 | 286300 | 673303 | Safety Sensor, F3SG-R Easy, Type 4, 14 mm resolution, range 0.3 to 10.0 m, height 160 mm, PNP
F3SG-4RE0190P30 | 241700 | 673285 | Safety Sensor, F3SG-R Easy, Type 4, 30 mm resolution, range 0.3 to 20.0 m, height 190 mm, PNP
F3SG-4RE0240P14 | 327100 | 673276 | Safety Sensor, F3SG-R Easy, Type 4, 14 mm resolution, range 0.3 to 10.0 m, height 240 mm, PNP
F3SG-4RE0270P30 | 272800 | 673299 | Safety Sensor, F3SG-R Easy, Type 4, 30 mm resolution, range 0.3 to 20.0 m, height 270 mm, PNP
F3SG-4RE0320P14 | 368200 | 673294 | Safety Sensor, F3SG-R Easy, Type 4, 14 mm resolution, range 0.3 to 10.0 m, height 320 mm, PNP
F3SG-4RE0350P30 | 303900 | 673256 | Safety Sensor, F3SG-R Easy, Type 4, 30 mm resolution, range 0.3 to 20.0 m, height 350 mm, PNP
F3SG-4RE0400P14 | 409200 | 673272 | Safety Sensor, F3SG-R Easy, Type 4, 14 mm resolution, range 0.3 to 10.0 m, height 400 mm, PNP
F3SG-4RE0430P30 | 334800 | 673293 | Safety Sensor, F3SG-R Easy, Type 4, 30 mm resolution, range 0.3 to 20.0 m, height 430 mm, PNP
F3SG-4RE0480P14 | 450100 | 673258 | Safety Sensor, F3SG-R Easy, Type 4, 14 mm resolution, range 0.3 to 10.0 m, height 480 mm, PNP
F3SG-4RE0510N30 | 365900 | 671501 | Safety Sensor, F3SG-R Easy, Type 4, 30 mm resolution, range 0.3 to 20.0 m, height 510 mm, NPN
F3SG-4RE0510P30 | 365900 | 673297 | Safety Sensor, F3SG-R Easy, Type 4, 30 mm resolution, range 0.3 to 20.0 m, height 510 mm, PNP
F3SG-4RE0560P14 | 491000 | 673298 | Safety Sensor, F3SG-R Easy, Type 4, 14 mm resolution, range 0.3 to 10.0 m, height 560 mm, PNP
F3SG-4RE0590P30 | 396800 | 673278 | Safety Sensor, F3SG-R Easy, Type 4, 30 mm resolution, range 0.3 to 20.0 m, height 590 mm, PNP
F3SG-4RE0640P14 | 532100 | 673270 | Safety Sensor, F3SG-R Easy, Type 4, 14 mm resolution, range 0.3 to 10.0 m, height 640 mm, PNP
F3SG-4RE0670P30 | 427900 | 673279 | Safety Sensor, F3SG-R Easy, Type 4, 30 mm resolution, range 0.3 to 20.0 m, height 670 mm, PNP
F3SG-4RE0720P14 | 572900 | 673292 | Safety Sensor, F3SG-R Easy, Type 4, 14 mm resolution, range 0.3 to 10.0 m, height 720 mm, PNP
F3SG-4RE0750P30 | 459300 | 673289 | Safety Sensor, F3SG-R Easy, Type 4, 30 mm resolution, range 0.3 to 20.0 m, height 750 mm, PNP
F3SG-4RE0800P14 | 614200 | 673290 | Safety Sensor, F3SG-R Easy, Type 4, 14 mm resolution, range 0.3 to 10.0 m, height 800 mm, PNP
F3SG-4RE0830P30 | 489900 | 673291 | Safety Sensor, F3SG-R Easy, Type 4, 30 mm resolution, range 0.3 to 20.0 m, height 830 mm, PNP
F3SG-4RE0880P14 | 654800 | 673300 | Safety Sensor, F3SG-R Easy, Type 4, 14 mm resolution, range 0.3 to 10.0 m, height 880 mm, PNP
F3SG-4RE0910P30 | 521100 | 673284 | Safety Sensor, F3SG-R Easy, Type 4, 30 mm resolution, range 0.3 to 20.0 m, height 910 mm, PNP
F3SG-4RE0960P14 | 695900 | 673283 | Safety Sensor, F3SG-R Easy, Type 4, 14 mm resolution, range 0.3 to 10.0 m, height 960 mm, PNP
F3SG-4RE0990P30 | 552000 | 673263 | Safety Sensor, F3SG-R Easy, Type 4, 30 mm resolution, range 0.3 to 20.0 m, height 990 mm, PNP
F3SG-4RE1040P14 | 737000 | 673304 | Safety Sensor, F3SG-R Easy, Type 4, 14 mm resolution, range 0.3 to 10.0 m, height 1040 mm, PNP
F3SG-4RE1070P30 | 583100 | 673269 | Safety Sensor, F3SG-R Easy, Type 4, 30 mm resolution, range 0.3 to 20.0 m, height 1070 mm, PNP
F3SG-4RE1120P14 | 777800 | 673301 | Safety Sensor, F3SG-R Easy, Type 4, 14 mm resolution, range 0.3 to 10.0 m, height 1120 mm, PNP
F3SG-4RE1150P30 | 614200 | 673280 | Safety Sensor, F3SG-R Easy, Type 4, 30 mm resolution, range 0.3 to 20.0 m, height 1150 mm, PNP
F3SG-4RE1200P14 | 818900 | 673262 | Safety Sensor, F3SG-R Easy, Type 4, 14 mm resolution, range 0.3 to 10.0 m, height 1200 mm, PNP
F3SG-4RE1230P30 | 645000 | 673271 | Safety Sensor, F3SG-R Easy, Type 4, 30 mm resolution, range 0.3 to 20.0 m, height 1230 mm, PNP
F3SG-4RE1280P14 | 859800 | 673282 | Safety Sensor, F3SG-R Easy, Type 4, 14 mm resolution, range 0.3 to 10.0 m, height 1280 mm, PNP
F3SG-4RE1310P30 | 676200 | 673257 | Safety Sensor, F3SG-R Easy, Type 4, 30 mm resolution, range 0.3 to 20.0 m, height 1310 mm, PNP
F3SG-4RE1360P14 | 900800 | 673277 | Safety Sensor, F3SG-R Easy, Type 4, 14 mm resolution, range 0.3 to 10.0 m, height 1360 mm, PNP
F3SG-4RE1390P30 | 706800 | 673261 | Safety Sensor, F3SG-R Easy, Type 4, 30 mm resolution, range 0.3 to 20.0 m, height 1390 mm, PNP
F3SG-4RE1440P14 | 941800 | 673252 | Safety Sensor, F3SG-R Easy, Type 4, 14 mm resolution, range 0.3 to 10.0 m, height 1440 mm, PNP
F3SG-4RE1470P30 | 738200 | 673275 | Safety Sensor, F3SG-R Easy, Type 4, 30 mm resolution, range 0.3 to 20.0 m, height 1470 mm, PNP
F3SG-4RE1520P14 | 982600 | 673281 | Safety Sensor, F3SG-R Easy, Type 4, 14 mm resolution, range 0.3 to 10.0 m, height 1520 mm, PNP
F3SG-4RE1550P30 | 769000 | 673273 | Safety Sensor, F3SG-R Easy, Type 4, 30 mm resolution, range 0.3 to 20.0 m, height 1550 mm, PNP
F3SG-4RE1600P14 | 1023800 | 673302 | Safety Sensor, F3SG-R Easy, Type 4, 14 mm resolution, range 0.3 to 10.0 m, height 1600 mm, PNP
F3SG-4RE1630P30 | 800000 | 673274 | Safety Sensor, F3SG-R Easy, Type 4, 30 mm resolution, range 0.3 to 20.0 m, height 1630 mm, PNP
F3SG-4RE1680P14 | 1064800 | 673250 | Safety Sensor, F3SG-R Easy, Type 4, 14 mm resolution, range 0.3 to 10.0 m, height 1680 mm, PNP
F3SG-4RE1710P30 | 831200 | 673259 | Safety Sensor, F3SG-R Easy, Type 4, 30 mm resolution, range 0.3 to 20.0 m, height 1710 mm, PNP
F3SG-4RE1760P14 | 1105600 | 673296 | Safety Sensor, F3SG-R Easy, Type 4, 14 mm resolution, range 0.3 to 10.0 m, height 1760 mm, PNP
F3SG-4RE1790P30 | 862000 | 673264 | Safety Sensor, F3SG-R Easy, Type 4, 30 mm resolution, range 0.3 to 20.0 m, height 1790 mm, PNP
F3SG-4RE1840P14 | 1146800 | 673251 | Safety Sensor, F3SG-R Easy, Type 4, 14 mm resolution, range 0.3 to 10.0 m, height 1840 mm, PNP
F3SG-4RE1870P30 | 893100 | 673266 | Safety Sensor, F3SG-R Easy, Type 4, 30 mm resolution, range 0.3 to 20.0 m, height 1870 mm, PNP
F3SG-4RE1920P14 | 1187600 | 673265 | Safety Sensor, F3SG-R Easy, Type 4, 14 mm resolution, range 0.3 to 10.0 m, height 1920 mm, PNP
F3SG-4RE1950P30 | 924000 | 673288 | Safety Sensor, F3SG-R Easy, Type 4, 30 mm resolution, range 0.3 to 20.0 m, height 1950 mm, PNP
F3SG-4RE2000P14 | 1228600 | 673267 | Safety Sensor, F3SG-R Easy, Type 4, 14 mm resolution, range 0.3 to 10.0 m, height 2000 mm, PNP
F3SG-4RE2030P30 | 955200 | 673255 | Safety Sensor, F3SG-R Easy, Type 4, 30 mm resolution, range 0.3 to 20.0 m, height 2030 mm, PNP
F3SG-4RE2080P14 | 1269700 | 673268 | Safety Sensor, F3SG-R Easy, Type 4, 14 mm resolution, range 0.3 to 10.0 m, height 2080 mm, PNP
F3SG-4RE2110P30 | 986200 | 673287 | Safety Sensor, F3SG-R Easy, Type 4, 30 mm resolution, range 0.3 to 20.0 m, height 2110 mm, PNP
F3SG-4RE2190P30 | 1017300 | 673253 | Safety Sensor, F3SG-R Easy, Type 4, 30 mm resolution, range 0.3 to 20.0 m, height 2190 mm, PNP
F3SG-4RE2270P30 | 1048200 | 673295 | Safety Sensor, F3SG-R Easy, Type 4, 30 mm resolution, range 0.3 to 20.0 m, height 2270 mm, PNP
F3SG-4RE2350P30 | 1079200 | 673260 | Safety Sensor, F3SG-R Easy, Type 4, 30 mm resolution, range 0.3 to 20.0 m, height 2350 mm, PNP
F3SG-4RE2430P30 | 1110400 | 673286 | Safety Sensor, F3SG-R Easy, Type 4, 30 mm resolution, range 0.3 to 20.0 m, height 2430 mm, PNP
F3SG-4RE2510P30 | 1141300 | 673254 | Safety Sensor, F3SG-R Easy, Type 4, 30 mm resolution, range 0.3 to 20.0 m, height 2510 mm, PNP
F3SG-4SRA0160-14 | 294100 | 699729 | Safety Light Curtain, F3SG-SRA Advanced, Type 4, 14 mm resolution, range 0.3 to 10.0 m, height 160 mm, PNP/NPN
F3SG-4SRA0160-25 | 246800 | 699730 | Safety Light Curtain, F3SG-SRA Advanced, Type 4, 25 mm resolution, range 0.3 to 20.0 m, height 160 mm, PNP/NPN
F3SG-4SRA0200-14-F | 221200 | 699881 | Safety Light Curtain, F3SG-SRA Advanced, Type 4, 14 mm resolution, range 0.3 to 10.0 m, height 200 mm, PNP/NPN
F3SG-4SRA0200-25-F | 174600 | 699891 | Safety Light Curtain, F3SG-SRA Advanced, Type 4, 25 mm resolution, range 0.3 to 20.0 m, height 200 mm, PNP/NPN
F3SG-4SRA0240-14 | 336000 | 699731 | Safety Light Curtain, F3SG-SRA Advanced, Type 4, 14 mm resolution, range 0.3 to 10.0 m, height 240 mm, PNP/NPN
F3SG-4SRA0240-25 | 252400 | 699732 | Safety Light Curtain, F3SG-SRA Advanced, Type 4, 25 mm resolution, range 0.3 to 20.0 m, height 240 mm, PNP/NPN
F3SG-4SRA0240-45 | 234000 | 699898 | Safety Light Curtain, F3SG-SRA Advanced, Type 4, 45 mm resolution, range 0.3 to 20.0 m, height 240 mm, PNP/NPN
F3SG-4SRA0280-14-F | 256700 | 699882 | Safety Light Curtain, F3SG-SRA Advanced, Type 4, 14 mm resolution, range 0.3 to 10.0 m, height 280 mm, PNP/NPN
F3SG-4SRA0280-25-F | 281500 | 699733 | Safety Light Curtain, F3SG-SRA Advanced, Type 4, 25 mm resolution, range 0.3 to 20.0 m, height 280 mm, PNP/NPN
F3SG-4SRA0280-85 | 249000 | 699903 | Safety Light Curtain, F3SG-SRA Advanced, Type 4, 85 mm resolution, range 0.3 to 20.0 m, height 280 mm, PNP/NPN
F3SG-4SRA0320-14 | 351000 | 699734 | Safety Light Curtain, F3SG-SRA Advanced, Type 4, 14 mm resolution, range 0.3 to 10.0 m, height 320 mm, PNP/NPN
F3SG-4SRA0320-25 | 278400 | 699735 | Safety Light Curtain, F3SG-SRA Advanced, Type 4, 25 mm resolution, range 0.3 to 20.0 m, height 320 mm, PNP/NPN
F3SG-4SRA0360-14-F | 301600 | 699883 | Safety Light Curtain, F3SG-SRA Advanced, Type 4, 14 mm resolution, range 0.3 to 10.0 m, height 360 mm, PNP/NPN
F3SG-4SRA0360-25-F | 230900 | 699892 | Safety Light Curtain, F3SG-SRA Advanced, Type 4, 25 mm resolution, range 0.3 to 20.0 m, height 360 mm, PNP/NPN
F3SG-4SRA0400-14 | 394900 | 699736 | Safety Light Curtain, F3SG-SRA Advanced, Type 4, 14 mm resolution, range 0.3 to 10.0 m, height 400 mm, PNP/NPN
F3SG-4SRA0400-25 | 318900 | 699737 | Safety Light Curtain, F3SG-SRA Advanced, Type 4, 25 mm resolution, range 0.3 to 20.0 m, height 400 mm, PNP/NPN
F3SG-4SRA0400-45 | 268900 | 699899 | Safety Light Curtain, F3SG-SRA Advanced, Type 4, 45 mm resolution, range 0.3 to 20.0 m, height 400 mm, PNP/NPN
F3SG-4SRA0440-14-F | 330900 | 699884 | Safety Light Curtain, F3SG-SRA Advanced, Type 4, 14 mm resolution, range 0.3 to 10.0 m, height 440 mm, PNP/NPN
F3SG-4SRA0440-25-F | 334400 | 699738 | Safety Light Curtain, F3SG-SRA Advanced, Type 4, 25 mm resolution, range 0.3 to 20.0 m, height 440 mm, PNP/NPN
F3SG-4SRA0440-85 | 280900 | 699904 | Safety Light Curtain, F3SG-SRA Advanced, Type 4, 85 mm resolution, range 0.3 to 20.0 m, height 440 mm, PNP/NPN
F3SG-4SRA0480-14 | 437700 | 699739 | Safety Light Curtain, F3SG-SRA Advanced, Type 4, 14 mm resolution, range 0.3 to 10.0 m, height 480 mm, PNP/NPN
F3SG-4SRA0480-25 | 343600 | 699740 | Safety Light Curtain, F3SG-SRA Advanced, Type 4, 25 mm resolution, range 0.3 to 20.0 m, height 480 mm, PNP/NPN
F3SG-4SRA0520-14-F | 367000 | 699885 | Safety Light Curtain, F3SG-SRA Advanced, Type 4, 14 mm resolution, range 0.3 to 10.0 m, height 520 mm, PNP/NPN
F3SG-4SRA0520-25-F | 274200 | 699893 | Safety Light Curtain, F3SG-SRA Advanced, Type 4, 25 mm resolution, range 0.3 to 20.0 m, height 520 mm, PNP/NPN
F3SG-4SRA0560-14 | 483800 | 699741 | Safety Light Curtain, F3SG-SRA Advanced, Type 4, 14 mm resolution, range 0.3 to 10.0 m, height 560 mm, PNP/NPN
F3SG-4SRA0560-25 | 379200 | 699724 | Safety Light Curtain, F3SG-SRA Advanced, Type 4, 25 mm resolution, range 0.3 to 20.0 m, height 560 mm, PNP/NPN
F3SG-4SRA0600-14-F | 494600 | 699742 | Safety Light Curtain, F3SG-SRA Advanced, Type 4, 14 mm resolution, range 0.3 to 10.0 m, height 600 mm, PNP/NPN
F3SG-4SRA0600-25-F | 366600 | 699723 | Safety Light Curtain, F3SG-SRA Advanced, Type 4, 25 mm resolution, range 0.3 to 20.0 m, height 600 mm, PNP/NPN
F3SG-4SRA0600-85 | 331600 | 699905 | Safety Light Curtain, F3SG-SRA Advanced, Type 4, 85 mm resolution, range 0.3 to 20.0 m, height 600 mm, PNP/NPN
F3SG-4SRA0640-14 | 518300 | 699743 | Safety Light Curtain, F3SG-SRA Advanced, Type 4, 14 mm resolution, range 0.3 to 10.0 m, height 640 mm, PNP/NPN
F3SG-4SRA0640-25 | 390900 | 699722 | Safety Light Curtain, F3SG-SRA Advanced, Type 4, 25 mm resolution, range 0.3 to 20.0 m, height 640 mm, PNP/NPN
F3SG-4SRA0680-14-F | 440000 | 699886 | Safety Light Curtain, F3SG-SRA Advanced, Type 4, 14 mm resolution, range 0.3 to 10.0 m, height 680 mm, PNP/NPN
F3SG-4SRA0680-25-F | 360900 | 699894 | Safety Light Curtain, F3SG-SRA Advanced, Type 4, 25 mm resolution, range 0.3 to 20.0 m, height 680 mm, PNP/NPN
F3SG-4SRA0720-14-F | 454000 | 699887 | Safety Light Curtain, F3SG-SRA Advanced, Type 4, 14 mm resolution, range 0.3 to 10.0 m, height 720 mm, PNP/NPN
F3SG-4SRA0720-25 | 421000 | 699721 | Safety Light Curtain, F3SG-SRA Advanced, Type 4, 25 mm resolution, range 0.3 to 20.0 m, height 720 mm, PNP/NPN
F3SG-4SRA0720-45 | 360300 | 699900 | Safety Light Curtain, F3SG-SRA Advanced, Type 4, 45 mm resolution, range 0.3 to 20.0 m, height 720 mm, PNP/NPN
F3SG-4SRA0760-14-F | 480400 | 699888 | Safety Light Curtain, F3SG-SRA Advanced, Type 4, 14 mm resolution, range 0.3 to 10.0 m, height 760 mm, PNP/NPN
F3SG-4SRA0760-25-F | 351600 | 699895 | Safety Light Curtain, F3SG-SRA Advanced, Type 4, 25 mm resolution, range 0.3 to 20.0 m, height 760 mm, PNP/NPN
F3SG-4SRA0760-85 | 364600 | 699906 | Safety Light Curtain, F3SG-SRA Advanced, Type 4, 85 mm resolution, range 0.3 to 20.0 m, height 760 mm, PNP/NPN
F3SG-4SRA0800-14 | 599100 | 699744 | Safety Light Curtain, F3SG-SRA Advanced, Type 4, 14 mm resolution, range 0.3 to 10.0 m, height 800 mm, PNP/NPN
F3SG-4SRA0800-25 | 447200 | 699720 | Safety Light Curtain, F3SG-SRA Advanced, Type 4, 25 mm resolution, range 0.3 to 20.0 m, height 800 mm, PNP/NPN
F3SG-4SRA0840-14-F | 523700 | 699889 | Safety Light Curtain, F3SG-SRA Advanced, Type 4, 14 mm resolution, range 0.3 to 10.0 m, height 840 mm, PNP/NPN
F3SG-4SRA0840-25-F | 378300 | 699896 | Safety Light Curtain, F3SG-SRA Advanced, Type 4, 25 mm resolution, range 0.3 to 20.0 m, height 840 mm, PNP/NPN
F3SG-4SRA0880-14-F | 517800 | 699890 | Safety Light Curtain, F3SG-SRA Advanced, Type 4, 14 mm resolution, range 0.3 to 10.0 m, height 880 mm, PNP/NPN
F3SG-4SRA0880-25 | 475400 | 699719 | Safety Light Curtain, F3SG-SRA Advanced, Type 4, 25 mm resolution, range 0.3 to 20.0 m, height 880 mm, PNP/NPN
F3SG-4SRA0880-45 | 395800 | 699901 | Safety Light Curtain, F3SG-SRA Advanced, Type 4, 45 mm resolution, range 0.3 to 20.0 m, height 880 mm, PNP/NPN
F3SG-4SRA0920-14-F | 666700 | 699745 | Safety Light Curtain, F3SG-SRA Advanced, Type 4, 14 mm resolution, range 0.3 to 10.0 m, height 920 mm, PNP/NPN
F3SG-4SRA0920-25-F | 406800 | 699897 | Safety Light Curtain, F3SG-SRA Advanced, Type 4, 25 mm resolution, range 0.3 to 20.0 m, height 920 mm, PNP/NPN
F3SG-4SRA0960-14-F | 700700 | 699746 | Safety Light Curtain, F3SG-SRA Advanced, Type 4, 14 mm resolution, range 0.3 to 10.0 m, height 960 mm, PNP/NPN
F3SG-4SRA0960-25 | 543800 | 699718 | Safety Light Curtain, F3SG-SRA Advanced, Type 4, 25 mm resolution, range 0.3 to 20.0 m, height 960 mm, PNP/NPN
F3SG-4SRA1000-14 | 741800 | 699747 | Safety Light Curtain, F3SG-SRA Advanced, Type 4, 14 mm resolution, range 0.3 to 10.0 m, height 1000 mm, PNP/NPN
F3SG-4SRA1000-25-F | 547100 | 699717 | Safety Light Curtain, F3SG-SRA Advanced, Type 4, 25 mm resolution, range 0.3 to 20.0 m, height 1000 mm, PNP/NPN
F3SG-4SRA1040-25 | 528400 | 699716 | Safety Light Curtain, F3SG-SRA Advanced, Type 4, 25 mm resolution, range 0.3 to 20.0 m, height 1040 mm, PNP/NPN
F3SG-4SRA1120-25 | 540300 | 699715 | Safety Light Curtain, F3SG-SRA Advanced, Type 4, 25 mm resolution, range 0.3 to 20.0 m, height 1120 mm, PNP/NPN
F3SG-4SRA1200-14 | 824800 | 699748 | Safety Light Curtain, F3SG-SRA Advanced, Type 4, 14 mm resolution, range 0.3 to 10.0 m, height 1200 mm, PNP/NPN
F3SG-4SRA1200-25 | 658100 | 699714 | Safety Light Curtain, F3SG-SRA Advanced, Type 4, 25 mm resolution, range 0.3 to 20.0 m, height 1200 mm, PNP/NPN
F3SG-4SRA1200-45 | 487900 | 699902 | Safety Light Curtain, F3SG-SRA Advanced, Type 4, 45 mm resolution, range 0.3 to 20.0 m, height 1200 mm, PNP/NPN
F3SG-4SRA1280-25 | 602400 | 699713 | Safety Light Curtain, F3SG-SRA Advanced, Type 4, 25 mm resolution, range 0.3 to 20.0 m, height 1280 mm, PNP/NPN
F3SG-4SRA1360-25 | 614200 | 699712 | Safety Light Curtain, F3SG-SRA Advanced, Type 4, 25 mm resolution, range 0.3 to 20.0 m, height 1360 mm, PNP/NPN
F3SG-4SRA1400-14 | 855400 | 699749 | Safety Light Curtain, F3SG-SRA Advanced, Type 4, 14 mm resolution, range 0.3 to 10.0 m, height 1400 mm, PNP/NPN
F3SG-4SRA1440-25 | 658800 | 699711 | Safety Light Curtain, F3SG-SRA Advanced, Type 4, 25 mm resolution, range 0.3 to 20.0 m, height 1440 mm, PNP/NPN
F3SG-4SRA1520-25 | 770200 | 699710 | Safety Light Curtain, F3SG-SRA Advanced, Type 4, 25 mm resolution, range 0.3 to 20.0 m, height 1520 mm, PNP/NPN
F3SG-4SRA1520-45 | 768200 | 699700 | Safety Light Curtain, F3SG-SRA Advanced, Type 4, 45 mm resolution, range 0.3 to 20.0 m, height 1520 mm, PNP/NPN
F3SG-4SRA1600-14 | 1003300 | 699750 | Safety Light Curtain, F3SG-SRA Advanced, Type 4, 14 mm resolution, range 0.3 to 10.0 m, height 1600 mm, PNP/NPN
F3SG-4SRA1600-25 | 801100 | 699709 | Safety Light Curtain, F3SG-SRA Advanced, Type 4, 25 mm resolution, range 0.3 to 20.0 m, height 1600 mm, PNP/NPN
F3SG-4SRA1680-25 | 783500 | 699708 | Safety Light Curtain, F3SG-SRA Advanced, Type 4, 25 mm resolution, range 0.3 to 20.0 m, height 1680 mm, PNP/NPN
F3SG-4SRA1760-25 | 815700 | 699707 | Safety Light Curtain, F3SG-SRA Advanced, Type 4, 25 mm resolution, range 0.3 to 20.0 m, height 1760 mm, PNP/NPN
F3SG-4SRA1800-14 | 1107700 | 699751 | Safety Light Curtain, F3SG-SRA Advanced, Type 4, 14 mm resolution, range 0.3 to 10.0 m, height 1800 mm, PNP/NPN
F3SG-4SRA1840-25 | 828000 | 699706 | Safety Light Curtain, F3SG-SRA Advanced, Type 4, 25 mm resolution, range 0.3 to 20.0 m, height 1840 mm, PNP/NPN
F3SG-4SRA1920-25 | 797700 | 699705 | Safety Light Curtain, F3SG-SRA Advanced, Type 4, 25 mm resolution, range 0.3 to 20.0 m, height 1920 mm, PNP/NPN
F3SG-4SRA2000-14 | 1212100 | 699752 | Safety Light Curtain, F3SG-SRA Advanced, Type 4, 14 mm resolution, range 0.3 to 10.0 m, height 2000 mm, PNP/NPN
F3SG-4SRA2080-25 | 906000 | 699704 | Safety Light Curtain, F3SG-SRA Advanced, Type 4, 25 mm resolution, range 0.3 to 20.0 m, height 2080 mm, PNP/NPN
F3SG-4SRA2280-25 | 1007700 | 699703 | Safety Light Curtain, F3SG-SRA Advanced, Type 4, 25 mm resolution, range 0.3 to 20.0 m, height 2280 mm, PNP/NPN
F3SG-4SRA2480-25 | 1093300 | 699702 | Safety Light Curtain, F3SG-SRA Advanced, Type 4, 25 mm resolution, range 0.3 to 20.0 m, height 2480 mm, PNP/NPN
F3SG-4SRB0160-14 | 253700 | 699803 | Safety Light Curtain, F3SG-SRB Standard, Type 4, 14 mm resolution, range 0.3 to 10.0 m, height 160 mm, PNP/NPN
F3SG-4SRB0160-25 | 202700 | 699804 | Safety Light Curtain, F3SG-SRB Standard, Type 4, 25 mm resolution, range 0.3 to 20.0 m, height 160 mm, PNP/NPN
F3SG-4SRB0200-14-F | 270800 | 699805 | Safety Light Curtain, F3SG-SRB Standard, Type 4, 14 mm resolution, range 0.3 to 10.0 m, height 200 mm, PNP/NPN
F3SG-4SRB0200-25-F | 214700 | 699806 | Safety Light Curtain, F3SG-SRB Standard, Type 4, 25 mm resolution, range 0.3 to 20.0 m, height 200 mm, PNP/NPN
F3SG-4SRB0240-14 | 287800 | 699807 | Safety Light Curtain, F3SG-SRB Standard, Type 4, 14 mm resolution, range 0.3 to 10.0 m, height 240 mm, PNP/NPN
F3SG-4SRB0240-25 | 229300 | 699808 | Safety Light Curtain, F3SG-SRB Standard, Type 4, 25 mm resolution, range 0.3 to 20.0 m, height 240 mm, PNP/NPN
F3SG-4SRB0240-45 | 305100 | 699809 | Safety Light Curtain, F3SG-SRB Standard, Type 4, 45 mm resolution, range 0.3 to 20.0 m, height 240 mm, PNP/NPN
F3SG-4SRB0280-14-F | 307600 | 699810 | Safety Light Curtain, F3SG-SRB Standard, Type 4, 14 mm resolution, range 0.3 to 10.0 m, height 280 mm, PNP/NPN
F3SG-4SRB0280-25-F | 244100 | 699811 | Safety Light Curtain, F3SG-SRB Standard, Type 4, 25 mm resolution, range 0.3 to 20.0 m, height 280 mm, PNP/NPN
F3SG-4SRB0280-85 | 316100 | 699812 | Safety Light Curtain, F3SG-SRB Standard, Type 4, 85 mm resolution, range 0.3 to 20.0 m, height 280 mm, PNP/NPN
F3SG-4SRB0320-14 | 326900 | 699813 | Safety Light Curtain, F3SG-SRB Standard, Type 4, 14 mm resolution, range 0.3 to 10.0 m, height 320 mm, PNP/NPN
F3SG-4SRB0320-14-K | 890900 | 700911 | Safety Light Curtain, F3SG-SRB IP69K version, Type 4, 14 mm resolution, range 0.3 to 8.0 m, height 320 mm, PNP/NPN
F3SG-4SRB0320-25 | 256100 | 699814 | Safety Light Curtain, F3SG-SRB Standard, Type 4, 25 mm resolution, range 0.3 to 20.0 m, height 320 mm, PNP/NPN
F3SG-4SRB0320-25-K | 872500 | 696345 | Safety Light Curtain, F3SG-SRB IP69K version, Type 4, 25 mm resolution, range 0.3 to 16.0 m, height 320 mm, PNP/NPN
F3SG-4SRB0360-14-F | 343900 | 699815 | Safety Light Curtain, F3SG-SRB Standard, Type 4, 14 mm resolution, range 0.3 to 10.0 m, height 360 mm, PNP/NPN
F3SG-4SRB0360-25-F | 268500 | 699816 | Safety Light Curtain, F3SG-SRB Standard, Type 4, 25 mm resolution, range 0.3 to 20.0 m, height 360 mm, PNP/NPN
F3SG-4SRB0400-14 | 360900 | 699817 | Safety Light Curtain, F3SG-SRB Standard, Type 4, 14 mm resolution, range 0.3 to 10.0 m, height 400 mm, PNP/NPN
F3SG-4SRB0400-14-K | 932500 | 706947 | Safety Light Curtain, F3SG-SRB IP69K version, Type 4, 14 mm resolution, range 0.3 to 8.0 m, height 400 mm, PNP/NPN
F3SG-4SRB0400-25 | 283200 | 699818 | Safety Light Curtain, F3SG-SRB Standard, Type 4, 25 mm resolution, range 0.3 to 20.0 m, height 400 mm, PNP/NPN
F3SG-4SRB0400-25-K | 896900 | 707098 | Safety Light Curtain, F3SG-SRB IP69K version, Type 4, 25 mm resolution, range 0.3 to 16.0 m, height 400 mm, PNP/NPN
F3SG-4SRB0400-45 | 340100 | 699819 | Safety Light Curtain, F3SG-SRB Standard, Type 4, 45 mm resolution, range 0.3 to 20.0 m, height 400 mm, PNP/NPN
F3SG-4SRB0440-14-F | 380400 | 699820 | Safety Light Curtain, F3SG-SRB Standard, Type 4, 14 mm resolution, range 0.3 to 10.0 m, height 440 mm, PNP/NPN
F3SG-4SRB0440-25-F | 297700 | 699821 | Safety Light Curtain, F3SG-SRB Standard, Type 4, 25 mm resolution, range 0.3 to 20.0 m, height 440 mm, PNP/NPN
F3SG-4SRB0440-85 | 347300 | 699822 | Safety Light Curtain, F3SG-SRB Standard, Type 4, 85 mm resolution, range 0.3 to 20.0 m, height 440 mm, PNP/NPN
F3SG-4SRB0480-14 | 400100 | 699823 | Safety Light Curtain, F3SG-SRB Standard, Type 4, 14 mm resolution, range 0.3 to 10.0 m, height 480 mm, PNP/NPN
F3SG-4SRB0480-14-K | 962900 | 695983 | Safety Light Curtain, F3SG-SRB IP69K version, Type 4, 14 mm resolution, range 0.3 to 8.0 m, height 480 mm, PNP/NPN
F3SG-4SRB0480-25 | 312400 | 699824 | Safety Light Curtain, F3SG-SRB Standard, Type 4, 25 mm resolution, range 0.3 to 20.0 m, height 480 mm, PNP/NPN
F3SG-4SRB0480-25-K | 921100 | 700917 | Safety Light Curtain, F3SG-SRB IP69K version, Type 4, 25 mm resolution, range 0.3 to 16.0 m, height 480 mm, PNP/NPN
F3SG-4SRB0520-14-F | 417100 | 699825 | Safety Light Curtain, F3SG-SRB Standard, Type 4, 14 mm resolution, range 0.3 to 10.0 m, height 520 mm, PNP/NPN
F3SG-4SRB0520-25-F | 326900 | 699826 | Safety Light Curtain, F3SG-SRB Standard, Type 4, 25 mm resolution, range 0.3 to 20.0 m, height 520 mm, PNP/NPN
F3SG-4SRB0560-14 | 433800 | 699827 | Safety Light Curtain, F3SG-SRB Standard, Type 4, 14 mm resolution, range 0.3 to 10.0 m, height 560 mm, PNP/NPN
F3SG-4SRB0560-14-K | 1001200 | 700703 | Safety Light Curtain, F3SG-SRB IP69K version, Type 4, 14 mm resolution, range 0.3 to 8.0 m, height 560 mm, PNP/NPN
F3SG-4SRB0560-25 | 339000 | 699828 | Safety Light Curtain, F3SG-SRB Standard, Type 4, 25 mm resolution, range 0.3 to 20.0 m, height 560 mm, PNP/NPN
F3SG-4SRB0560-25-K | 963200 | 699491 | Safety Light Curtain, F3SG-SRB IP69K version, Type 4, 25 mm resolution, range 0.3 to 16.0 m, height 560 mm, PNP/NPN
F3SG-4SRB0560-45 | 396500 | 699829 | Safety Light Curtain, F3SG-SRB Standard, Type 4, 45 mm resolution, range 0.3 to 20.0 m, height 560 mm, PNP/NPN
F3SG-4SRB0600-14-F | 453400 | 699698 | Safety Light Curtain, F3SG-SRB Standard, Type 4, 14 mm resolution, range 0.3 to 10.0 m, height 600 mm, PNP/NPN
F3SG-4SRB0600-25-F | 351100 | 699830 | Safety Light Curtain, F3SG-SRB Standard, Type 4, 25 mm resolution, range 0.3 to 20.0 m, height 600 mm, PNP/NPN
F3SG-4SRB0600-85 | 400100 | 699831 | Safety Light Curtain, F3SG-SRB Standard, Type 4, 85 mm resolution, range 0.3 to 20.0 m, height 600 mm, PNP/NPN
F3SG-4SRB0640-14 | 472900 | 699832 | Safety Light Curtain, F3SG-SRB Standard, Type 4, 14 mm resolution, range 0.3 to 10.0 m, height 640 mm, PNP/NPN
F3SG-4SRB0640-14-K | 1024200 | 700704 | Safety Light Curtain, F3SG-SRB IP69K version, Type 4, 14 mm resolution, range 0.3 to 8.0 m, height 640 mm, PNP/NPN
F3SG-4SRB0640-25 | 365800 | 699833 | Safety Light Curtain, F3SG-SRB Standard, Type 4, 25 mm resolution, range 0.3 to 20.0 m, height 640 mm, PNP/NPN
F3SG-4SRB0640-25-K | 978100 | 696356 | Safety Light Curtain, F3SG-SRB IP69K version, Type 4, 25 mm resolution, range 0.3 to 16.0 m, height 640 mm, PNP/NPN
F3SG-4SRB0680-14-F | 489900 | 699834 | Safety Light Curtain, F3SG-SRB Standard, Type 4, 14 mm resolution, range 0.3 to 10.0 m, height 680 mm, PNP/NPN
F3SG-4SRB0680-25-F | 380400 | 699835 | Safety Light Curtain, F3SG-SRB Standard, Type 4, 25 mm resolution, range 0.3 to 20.0 m, height 680 mm, PNP/NPN
F3SG-4SRB0720-14-F | 507100 | 699836 | Safety Light Curtain, F3SG-SRB Standard, Type 4, 14 mm resolution, range 0.3 to 10.0 m, height 720 mm, PNP/NPN
F3SG-4SRB0720-25 | 392500 | 699837 | Safety Light Curtain, F3SG-SRB Standard, Type 4, 25 mm resolution, range 0.3 to 20.0 m, height 720 mm, PNP/NPN
F3SG-4SRB0720-25-K | 1010000 | 696346 | Safety Light Curtain, F3SG-SRB IP69K version, Type 4, 25 mm resolution, range 0.3 to 16.0 m, height 720 mm, PNP/NPN
F3SG-4SRB0720-45 | 432200 | 699838 | Safety Light Curtain, F3SG-SRB Standard, Type 4, 45 mm resolution, range 0.3 to 20.0 m, height 720 mm, PNP/NPN
F3SG-4SRB0760-14-F | 526600 | 699839 | Safety Light Curtain, F3SG-SRB Standard, Type 4, 14 mm resolution, range 0.3 to 10.0 m, height 760 mm, PNP/NPN
F3SG-4SRB0760-25-F | 404900 | 699840 | Safety Light Curtain, F3SG-SRB Standard, Type 4, 25 mm resolution, range 0.3 to 20.0 m, height 760 mm, PNP/NPN
F3SG-4SRB0760-85 | 432200 | 699841 | Safety Light Curtain, F3SG-SRB Standard, Type 4, 85 mm resolution, range 0.3 to 20.0 m, height 760 mm, PNP/NPN
F3SG-4SRB0800-14 | 545900 | 699842 | Safety Light Curtain, F3SG-SRB Standard, Type 4, 14 mm resolution, range 0.3 to 10.0 m, height 800 mm, PNP/NPN
F3SG-4SRB0800-25 | 419500 | 699843 | Safety Light Curtain, F3SG-SRB Standard, Type 4, 25 mm resolution, range 0.3 to 20.0 m, height 800 mm, PNP/NPN
F3SG-4SRB0800-25-K | 1042800 | 698652 | Safety Light Curtain, F3SG-SRB IP69K version, Type 4, 25 mm resolution, range 0.3 to 16.0 m, height 800 mm, PNP/NPN
F3SG-4SRB0840-14-F | 563000 | 699844 | Safety Light Curtain, F3SG-SRB Standard, Type 4, 14 mm resolution, range 0.3 to 10.0 m, height 840 mm, PNP/NPN
F3SG-4SRB0840-25-F | 433800 | 699845 | Safety Light Curtain, F3SG-SRB Standard, Type 4, 25 mm resolution, range 0.3 to 20.0 m, height 840 mm, PNP/NPN
F3SG-4SRB0880-14-F | 580100 | 699846 | Safety Light Curtain, F3SG-SRB Standard, Type 4, 14 mm resolution, range 0.3 to 10.0 m, height 880 mm, PNP/NPN
F3SG-4SRB0880-25 | 448700 | 699847 | Safety Light Curtain, F3SG-SRB Standard, Type 4, 25 mm resolution, range 0.3 to 20.0 m, height 880 mm, PNP/NPN
F3SG-4SRB0880-25-K | 1030100 | 707689 | Safety Light Curtain, F3SG-SRB IP69K version, Type 4, 25 mm resolution, range 0.3 to 16.0 m, height 880 mm, PNP/NPN
F3SG-4SRB0880-45 | 467100 | 699848 | Safety Light Curtain, F3SG-SRB Standard, Type 4, 45 mm resolution, range 0.3 to 20.0 m, height 880 mm, PNP/NPN
F3SG-4SRB0920-14-F | 599600 | 699849 | Safety Light Curtain, F3SG-SRB Standard, Type 4, 14 mm resolution, range 0.3 to 10.0 m, height 920 mm, PNP/NPN
F3SG-4SRB0920-25-F | 463200 | 699850 | Safety Light Curtain, F3SG-SRB Standard, Type 4, 25 mm resolution, range 0.3 to 20.0 m, height 920 mm, PNP/NPN
F3SG-4SRB0920-85 | 471000 | 699851 | Safety Light Curtain, F3SG-SRB Standard, Type 4, 85 mm resolution, range 0.3 to 20.0 m, height 920 mm, PNP/NPN
F3SG-4SRB0960-14-F | 619200 | 699852 | Safety Light Curtain, F3SG-SRB Standard, Type 4, 14 mm resolution, range 0.3 to 10.0 m, height 960 mm, PNP/NPN
F3SG-4SRB0960-25 | 475300 | 699853 | Safety Light Curtain, F3SG-SRB Standard, Type 4, 25 mm resolution, range 0.3 to 20.0 m, height 960 mm, PNP/NPN
F3SG-4SRB0960-25-K | 1115700 | 695799 | Safety Light Curtain, F3SG-SRB IP69K version, Type 4, 25 mm resolution, range 0.3 to 16.0 m, height 960 mm, PNP/NPN
F3SG-4SRB1000-14 | 672600 | 699854 | Safety Light Curtain, F3SG-SRB Standard, Type 4, 14 mm resolution, range 0.3 to 10.0 m, height 1000 mm, PNP/NPN
F3SG-4SRB1000-14-K | 1233500 | 699291 | Safety Light Curtain, F3SG-SRB IP69K version, Type 4, 14 mm resolution, range 0.3 to 8.0 m, height 1000 mm, PNP/NPN
F3SG-4SRB1000-25-F | 487600 | 699855 | Safety Light Curtain, F3SG-SRB Standard, Type 4, 25 mm resolution, range 0.3 to 20.0 m, height 1000 mm, PNP/NPN
F3SG-4SRB1000-25-K | 1145500 | 699189 | Safety Light Curtain, F3SG-SRB IP69K version, Type 4, 25 mm resolution, range 0.3 to 16.0 m, height 1000 mm, PNP/NPN
F3SG-4SRB1040-25 | 517000 | 699856 | Safety Light Curtain, F3SG-SRB Standard, Type 4, 25 mm resolution, range 0.3 to 20.0 m, height 1040 mm, PNP/NPN
F3SG-4SRB1040-25-K | 1281000 | 700925 | Safety Light Curtain, F3SG-SRB IP69K version, Type 4, 25 mm resolution, range 0.3 to 16.0 m, height 1040 mm, PNP/NPN
F3SG-4SRB1120-25 | 545900 | 699857 | Safety Light Curtain, F3SG-SRB Standard, Type 4, 25 mm resolution, range 0.3 to 20.0 m, height 1120 mm, PNP/NPN
F3SG-4SRB1200-14 | 726400 | 699858 | Safety Light Curtain, F3SG-SRB Standard, Type 4, 14 mm resolution, range 0.3 to 10.0 m, height 1200 mm, PNP/NPN
F3SG-4SRB1200-14-K | 1474100 | 699292 | Safety Light Curtain, F3SG-SRB IP69K version, Type 4, 14 mm resolution, range 0.3 to 8.0 m, height 1200 mm, PNP/NPN
F3SG-4SRB1200-25 | 570200 | 699859 | Safety Light Curtain, F3SG-SRB Standard, Type 4, 25 mm resolution, range 0.3 to 20.0 m, height 1200 mm, PNP/NPN
F3SG-4SRB1200-25-K | 1208200 | 700894 | Safety Light Curtain, F3SG-SRB IP69K version, Type 4, 25 mm resolution, range 0.3 to 16.0 m, height 1200 mm, PNP/NPN
F3SG-4SRB1200-45 | 566600 | 699860 | Safety Light Curtain, F3SG-SRB Standard, Type 4, 45 mm resolution, range 0.3 to 20.0 m, height 1200 mm, PNP/NPN
F3SG-4SRB1280-25 | 599600 | 699861 | Safety Light Curtain, F3SG-SRB Standard, Type 4, 25 mm resolution, range 0.3 to 20.0 m, height 1280 mm, PNP/NPN
F3SG-4SRB1360-25 | 629100 | 699862 | Safety Light Curtain, F3SG-SRB Standard, Type 4, 25 mm resolution, range 0.3 to 20.0 m, height 1360 mm, PNP/NPN
F3SG-4SRB1360-25-K | 1407900 | 699293 | Safety Light Curtain, F3SG-SRB IP69K version, Type 4, 25 mm resolution, range 0.3 to 16.0 m, height 1360 mm, PNP/NPN
F3SG-4SRB1400-14 | 816400 | 699863 | Safety Light Curtain, F3SG-SRB Standard, Type 4, 14 mm resolution, range 0.3 to 10.0 m, height 1400 mm, PNP/NPN
F3SG-4SRB1400-14-K | 1551000 | 696213 | Safety Light Curtain, F3SG-SRB IP69K version, Type 4, 14 mm resolution, range 0.3 to 8.0 m, height 1400 mm, PNP/NPN
F3SG-4SRB1440-25 | 653200 | 699864 | Safety Light Curtain, F3SG-SRB Standard, Type 4, 25 mm resolution, range 0.3 to 20.0 m, height 1440 mm, PNP/NPN
F3SG-4SRB1520-25 | 682400 | 699865 | Safety Light Curtain, F3SG-SRB Standard, Type 4, 25 mm resolution, range 0.3 to 20.0 m, height 1520 mm, PNP/NPN
F3SG-4SRB1520-25-K | 1335700 | 699029 | Safety Light Curtain, F3SG-SRB IP69K version, Type 4, 25 mm resolution, range 0.3 to 16.0 m, height 1520 mm, PNP/NPN
F3SG-4SRB1520-45 | 671700 | 699866 | Safety Light Curtain, F3SG-SRB Standard, Type 4, 45 mm resolution, range 0.3 to 20.0 m, height 1520 mm, PNP/NPN
F3SG-4SRB1600-14 | 906300 | 699867 | Safety Light Curtain, F3SG-SRB Standard, Type 4, 14 mm resolution, range 0.3 to 10.0 m, height 1600 mm, PNP/NPN
F3SG-4SRB1600-25 | 711600 | 699868 | Safety Light Curtain, F3SG-SRB Standard, Type 4, 25 mm resolution, range 0.3 to 20.0 m, height 1600 mm, PNP/NPN
F3SG-4SRB1600-25-K | 1350300 | 699490 | Safety Light Curtain, F3SG-SRB IP69K version, Type 4, 25 mm resolution, range 0.3 to 16.0 m, height 1600 mm, PNP/NPN
F3SG-4SRB1680-25 | 736100 | 699869 | Safety Light Curtain, F3SG-SRB Standard, Type 4, 25 mm resolution, range 0.3 to 20.0 m, height 1680 mm, PNP/NPN
F3SG-4SRB1760-25 | 765000 | 699870 | Safety Light Curtain, F3SG-SRB Standard, Type 4, 25 mm resolution, range 0.3 to 20.0 m, height 1760 mm, PNP/NPN
F3SG-4SRB1800-14 | 999000 | 699871 | Safety Light Curtain, F3SG-SRB Standard, Type 4, 14 mm resolution, range 0.3 to 10.0 m, height 1800 mm, PNP/NPN
F3SG-4SRB1800-14-K | 1578600 | 700977 | Safety Light Curtain, F3SG-SRB IP69K version, Type 4, 14 mm resolution, range 0.3 to 8.0 m, height 1800 mm, PNP/NPN
F3SG-4SRB1840-25 | 794400 | 699872 | Safety Light Curtain, F3SG-SRB Standard, Type 4, 25 mm resolution, range 0.3 to 20.0 m, height 1840 mm, PNP/NPN
F3SG-4SRB1840-25-K | 1431300 | 699489 | Safety Light Curtain, F3SG-SRB IP69K version, Type 4, 25 mm resolution, range 0.3 to 16.0 m, height 1840 mm, PNP/NPN
F3SG-4SRB1920-25 | 818800 | 699873 | Safety Light Curtain, F3SG-SRB Standard, Type 4, 25 mm resolution, range 0.3 to 20.0 m, height 1920 mm, PNP/NPN
F3SG-4SRB2000-14 | 1091500 | 699874 | Safety Light Curtain, F3SG-SRB Standard, Type 4, 14 mm resolution, range 0.3 to 10.0 m, height 2000 mm, PNP/NPN
F3SG-4SRB2080-25 | 848200 | 699875 | Safety Light Curtain, F3SG-SRB Standard, Type 4, 25 mm resolution, range 0.3 to 20.0 m, height 2080 mm, PNP/NPN
F3SG-4SRB2280-25 | 901400 | 699728 | Safety Light Curtain, F3SG-SRB Standard, Type 4, 25 mm resolution, range 0.3 to 20.0 m, height 2280 mm, PNP/NPN
F3SG-4SRB2480-25 | 955200 | 699753 | Safety Light Curtain, F3SG-SRB Standard, Type 4, 25 mm resolution, range 0.3 to 20.0 m, height 2480 mm, PNP/NPN
F3SJ-A0245N14 | 806200 | 390087 | Safety Light Curtain, F3SJ Advanced, Type 4, 14mm resolution, range 0.2 to 9.0m, height 245mm, NPN
F3SJ-A0245N20 | 474400 | 266637 | Safety Light Curtain, F3SJ Advanced, Type 4, 20mm resolution, range 0.2 to 9.0m, height 245mm, NPN
F3SJ-A0245P14 | 819400 | 225437 | Safety Light Curtain, F3SJ Advanced, Type 4, 14mm resolution, range 0.2 to 9.0m, height 245mm, PNP
F3SJ-A0245P20 | 391200 | 189726 | Safety Light Curtain, F3SJ Advanced, Type 4, 20 mm resolution, range 0.2 to 9.0 m, height 245 mm, PNP
F3SJ-A0245P20-TS | 439800 | 371587 | Safety Light Curtain, F3SJ Advanced, Type 4, 20mm resolution, range 0.2 to 9.0m, height 245mm, PNP, TS version
F3SJ-A0245P30 | 452600 | 189825 | Safety Light Curtain, F3SJ Advanced, Type 4, 30mm resolution, range 0.2 to 9.0m, height 245mm, PNP
F3SJ-A0263P14 | 845700 | 248813 | Safety Light Curtain, F3SJ Advanced, Type 4, 14mm resolution, range 0.2 to 9.0m, height 263mm, PNP
F3SJ-A0270P55 | 317200 | 668653 | Safety Light Curtain, F3SJ Advanced, Type 4, 55mm resolution, range 0.2 to 9.0m, height 270mm, PNP
F3SJ-A0275P20 | 478800 | 225442 | Safety Light Curtain, F3SJ Advanced, Type 4, 20mm resolution, range 0.2 to 9.0m, height 275mm, PNP
F3SJ-A0295P30 | 351400 | 189827 | Safety Light Curtain, F3SJ Advanced, Type 4, 30mm resolution, range 0.2 to 9.0m, height 295mm, PNP
F3SJ-A0299P14 | 904700 | 246952 | Safety Light Curtain, F3SJ Advanced, Type 4, 14mm resolution, range 0.2 to 9.0m, height 299mm, PNP
F3SJ-A0300P25 | 422300 | 353526 | Safety Light Curtain, F3SJ Advanced, Type 4, 25mm resolution, range 0.2 to 9.0m, height 300mm, PNP
F3SJ-A0300P25-TS | 422300 | 353513 | Safety Light Curtain, F3SJ Advanced, Type 4, 25mm resolution, range 0.2 to 9.0m, height 300mm, PNP, TS version
F3SJ-A0305N20 | 746800 | 373074 | Safety Light Curtain, F3SJ Advanced, Type 4, 20mm resolution, range 0.2 to 9.0m, height 305mm, NPN
F3SJ-A0305P20 | 505200 | 224503 | Safety Light Curtain, F3SJ Advanced, Type 4, 20mm resolution, range 0.2 to 9.0m, height 305mm, PNP
F3SJ-A0305P20-TS | 503100 | 239147 | Safety Light Curtain, F3SJ Advanced, Type 4, 20mm resolution, range 0.2 to 9.0m, height 305mm, PNP, TS version
F3SJ-A0317P14 | 933100 | 328736 | Safety Light Curtain, F3SJ Advanced, Type 4, 14 mm resolution, range 0.2 to 9.0 m, height 317 mm, PNP
F3SJ-A0320P25-TS | 672200 | 383767 | Safety Light Curtain, F3SJ Advanced, Type 4, 25mm resolution, range 0.2 to 9.0m, height 320mm, PNP, TS version
F3SJ-A0380P25-TS | 699100 | 383764 | Safety Light Curtain, F3SJ Advanced, Type 4, 25mm resolution, range 0.2 to 9.0m, height 380mm, PNP, TS version
F3SJ-A0389P14 | 1050500 | 248738 | Safety Light Curtain, F3SJ Advanced, Type 4, 14mm resolution, range 0.2 to 9.0m, height 389mm, PNP
F3SJ-A0395P20 | 584400 | 312822 | Safety Light Curtain, F3SJ Advanced, Type 4, 20mm resolution, range 0.2 to 9.0m, height 395mm, PNP
F3SJ-A0395P30 | 420200 | 229453 | Safety Light Curtain, F3SJ Advanced, Type 4, 30mm resolution, range 0.2 to 9.0m, height 395mm, PNP
F3SJ-A0420P55 | 411100 | 374072 | Safety Light Curtain, F3SJ Advanced, Type 4, 55mm resolution, range 0.2 to 9.0m, height 420mm, PNP
F3SJ-A0455N20 | 639100 | 327779 | Safety Light Curtain, F3SJ Advanced, Type 4, 20mm resolution, range 0.2 to 9.0m, height 455mm, NPN
F3SJ-A0455P20 | 639100 | 232589 | Safety Light Curtain, F3SJ Advanced, Type 4, 20 mm resolution, range 0.2 to 9.0 m, height 455 mm, PNP
F3SJ-A0455P20-TS | 637000 | 237696 | Safety Light Curtain, F3SJ Advanced, Type 4, 20mm resolution, range 0.2 to 9.0m, height 455mm, PNP, TS version
F3SJ-A0460P25 | 558100 | 353997 | Safety Light Curtain, F3SJ Advanced, Type 4, 25mm resolution, range 0.2 to 9.0m, height 460mm, PNP
F3SJ-A0461P14 | 1163800 | 294390 | Safety Light Curtain, F3SJ Advanced, Type 4, 14mm resolution, range 0.2 to 9.0m, height 461mm, PNP
F3SJ-A0470N30 | 471600 | 392340 | Safety Light Curtain, F3SJ Advanced, Type 4, 30mm resolution, range 0.2 to 9.0m, height 470mm, NPN
F3SJ-A0470P20-01TS | 391900 | 234240 | Safety Light Curtain, F3SJ Advanced, Type 4, 20mm resolution, range 0.2 to 9.0m, height 470mm, PNP, 01TS version
F3SJ-A0470P20-TS | 651200 | 237699 | Safety Light Curtain, F3SJ Advanced, Type 4, 20mm resolution, range 0.2 to 9.0m, height 470mm, PNP, TS version
F3SJ-A0470P30 | 475000 | 224505 | Safety Light Curtain, F3SJ Advanced, Type 4, 30mm resolution, range 0.2 to 9.0m, height 470mm, PNP
F3SJ-A0470P55 | 410100 | 253909 | Safety Light Curtain, F3SJ Advanced, Type 4, 55mm resolution, range 0.2 to 9.0m, height 470mm, PNP
F3SJ-A0480P25-01TS | 586600 | 353913 | Safety Light Curtain, F3SJ Advanced, Type 4, 25mm resolution, range 0.2 to 9.0m, height 480mm, PNP, 01TS version
F3SJ-A0500P25-TS | 629700 | 367754 | Safety Light Curtain, F3SJ Advanced, Type 4, 25mm resolution, range 0.2 to 9.0m, height 500mm, PNP, TS version
F3SJ-A0520P30 | 509700 | 349172 | Safety Light Curtain, F3SJ Advanced, Type 4, 30mm resolution, range 0.2 to 9.0m, height 520mm, PNP
F3SJ-A0533P14 | 1314000 | 232586 | Safety Light Curtain, F3SJ Advanced, Type 4, 14mm resolution, range 0.2 to 9.0m, height 533mm, PNP
F3SJ-A0540P25-TS | 669200 | 375979 | Safety Light Curtain, F3SJ Advanced, Type 4, 25mm resolution, range 0.2 to 9.0m, height 540mm, PNP, TS version
F3SJ-A0545N20 | 715300 | 392339 | Safety Light Curtain, F3SJ Advanced, Type 4, 20mm resolution, range 0.2 to 9.0m, height 545mm, NPN
F3SJ-A0545P20 | 718300 | 225435 | Safety Light Curtain, F3SJ Advanced, Type 4, 20mm resolution, range 0.2 to 9.0m, height 545mm, PNP
F3SJ-A0545P30 | 527400 | 365520 | Safety Light Curtain, F3SJ Advanced, Type 4, 30mm resolution, range 0.2 to 9.0m, height 545mm, PNP
F3SJ-A0551P14 | 1309600 | 354897 | Safety Light Curtain, F3SJ Advanced, Type 4, 14mm resolution, range 0.2 to 9.0m, height 551mm, PNP
F3SJ-A0570P30 | 543700 | 225446 | Safety Light Curtain, F3SJ Advanced, Type 4, 30mm resolution, range 0.2 to 9.0m, height 570mm, PNP
F3SJ-A0580P25-TS | 718300 | 365109 | Safety Light Curtain, F3SJ Advanced, Type 4, 25mm resolution, range 0.2 to 9.0m, height 580mm, PNP, TS version
F3SJ-A0605N20 | 1269000 | 373976 | Safety Light Curtain, F3SJ Advanced, Type 4, 20mm resolution, range 0.2 to 9.0m, height 605mm, NPN
F3SJ-A0605P20 | 778900 | 232590 | Safety Light Curtain, F3SJ Advanced, Type 4, 20mm resolution, range 0.2 to 9.0m, height 605mm, PNP
F3SJ-A0605P20-TS | 776700 | 231138 | Safety Light Curtain, F3SJ Advanced, Type 4, 20mm resolution, range 0.2 to 9.0m, height 605mm, PNP, TS version
F3SJ-A0620N25 | 672500 | 367247 | Safety Light Curtain, F3SJ Advanced, Type 4, 25mm resolution, range 0.2 to 9.0m, height 620mm, NPN
F3SJ-A0620P25 | 691800 | 353511 | Safety Light Curtain, F3SJ Advanced, Type 4, 25 mm resolution, range 0.2 to 9.0 m, height 620 mm, PNP
F3SJ-A0620P25-01TS | 806300 | 383766 | Safety Light Curtain, F3SJ Advanced, Type 4, 25mm resolution, range 0.2 to 9.0m, height 620mm, PNP, 01TS version
F3SJ-A0620P25-TS | 672400 | 371266 | Safety Light Curtain, F3SJ Advanced, Type 4, 25mm resolution, range 0.2 to 9.0m, height 620mm, PNP, TS version
F3SJ-A0620P30 | 588300 | 251359 | Safety Light Curtain, F3SJ Advanced, Type 4, 30mm resolution, range 0.2 to 9.0m, height 620mm, PNP
F3SJ-A0620P55 | 476100 | 367028 | Safety Light Curtain, F3SJ Advanced, Type 4, 55mm resolution, range 0.2 to 9.0m, height 620mm, PNP
F3SJ-A0623P14 | 1433200 | 232587 | Safety Light Curtain, F3SJ Advanced, Type 4, 14mm resolution, range 0.2 to 9.0m, height 623mm, PNP
F3SJ-A0635P20 | 805100 | 237799 | Safety Light Curtain, F3SJ Advanced, Type 4, 20mm resolution, range 0.2 to 9.0m, height 635mm, PNP
F3SJ-A0635P20-TS | 805100 | 241774 | Safety Light Curtain, F3SJ Advanced, Type 4, 20mm resolution, range 0.2 to 9.0m, height 635mm, PNP, TS version
F3SJ-A0695P14 | 1552900 | 361774 | Safety Light Curtain, F3SJ Advanced, Type 4, 14mm resolution, range 0.2 to 9.0m, height 695mm, PNP
F3SJ-A0695P20 | 844700 | 382766 | Safety Light Curtain, F3SJ Advanced, Type 4, 20mm resolution, range 0.2 to 9.0m, height 695mm, PNP
F3SJ-A0695P20-TS | 859800 | 238584 | Safety Light Curtain, F3SJ Advanced, Type 4, 20mm resolution, range 0.2 to 9.0m, height 695mm, PNP, TS version
F3SJ-A0720P30 | 659100 | 359062 | Safety Light Curtain, F3SJ Advanced, Type 4, 30mm resolution, range 0.2 to 9.0m, height 720mm, PNP
F3SJ-A0720P55 | 527300 | 367029 | Safety Light Curtain, F3SJ Advanced, Type 4, 55mm resolution, range 0.2 to 9.0m, height 720mm, PNP
F3SJ-A0725P20-TS | 908600 | 237163 | Safety Light Curtain, F3SJ Advanced, Type 4, 20mm resolution, range 0.2 to 9.0m, height 725mm, PNP, TS version
F3SJ-A0731P14 | 1605700 | 225440 | Safety Light Curtain, F3SJ Advanced, Type 4, 14mm resolution, range 0.2 to 9.0m, height 731mm, PNP
F3SJ-A0740P25-TS | 850500 | 367680 | Safety Light Curtain, F3SJ Advanced, Type 4, 25mm resolution, range 0.2 to 9.0m, height 740mm, PNP, TS version
F3SJ-A0755N20 | 876000 | 390088 | Safety Light Curtain, F3SJ Advanced, Type 4, 20mm resolution, range 0.2 to 9.0m, height 755mm, NPN
F3SJ-A0755P20 | 935100 | 232591 | Safety Light Curtain, F3SJ Advanced, Type 4, 20mm resolution, range 0.2 to 9.0m, height 755mm, PNP
F3SJ-A0770N55 | 582900 | 375834 | Safety Light Curtain, F3SJ Advanced, Type 4, 55mm resolution, range 0.2 to 9.0m, height 770mm, NPN
F3SJ-A0770P20-TS | 947000 | 237805 | Safety Light Curtain, F3SJ Advanced, Type 4, 20mm resolution, range 0.2 to 9.0m, height 770mm, PNP, TS version
F3SJ-A0770P55 | 578800 | 377341 | Safety Light Curtain, F3SJ Advanced, Type 4, 55mm resolution, range 0.2 to 9.0m, height 770mm, PNP
F3SJ-A0780P25 | 827200 | 354001 | Safety Light Curtain, F3SJ Advanced, Type 4, 25mm resolution, range 0.2 to 9.0m, height 780mm, PNP
F3SJ-A0780P25-TS | 827200 | 247451 | Safety Light Curtain, F3SJ Advanced, Type 4, 25mm resolution, range 0.2 to 9.0m, height 780mm, PNP, TS version
F3SJ-A0785N20 | 1665100 | 374087 | Safety Light Curtain, F3SJ Advanced, Type 4, 20mm resolution, range 0.2 to 9.0m, height 785mm, NPN
F3SJ-A0785P20 | 938900 | 339507 | Safety Light Curtain, F3SJ Advanced, Type 4, 20mm resolution, range 0.2 to 9.0m, height 785mm, PNP
F3SJ-A0785P20-TS | 938900 | 237160 | Safety Light Curtain, F3SJ Advanced, Type 4, 20mm resolution, range 0.2 to 9.0m, height 785mm, PNP, TS version
F3SJ-A0795N30 | 722000 | 375833 | Safety Light Curtain, F3SJ Advanced, Type 4, 30mm resolution, range 0.2 to 9.0m, height 795mm, NPN
F3SJ-A0795P30 | 712000 | 365521 | Safety Light Curtain, F3SJ Advanced, Type 4, 30mm resolution, range 0.2 to 9.0m, height 795mm, PNP
F3SJ-A0803P14 | 1725300 | 233244 | Safety Light Curtain, F3SJ Advanced, Type 4, 14mm resolution, range 0.2 to 9.0m, height 803mm, PNP
F3SJ-A0820P25-TS | 918600 | 367755 | Safety Light Curtain, F3SJ Advanced, Type 4, 25mm resolution, range 0.2 to 9.0m, height 820mm, PNP, TS version
F3SJ-A0860P25 | 890300 | 353517 | Safety Light Curtain, F3SJ Advanced, Type 4, 25mm resolution, range 0.2 to 9.0m, height 860mm, PNP
F3SJ-A0870P30 | 764600 | 364575 | Safety Light Curtain, F3SJ Advanced, Type 4, 30mm resolution, range 0.2 to 9.0m, height 870mm, PNP
F3SJ-A0870P55 | 605700 | 669160 | Safety Light Curtain, F3SJ Advanced, Type 4, 55mm resolution, range 0.2 to 9.0m, height 870mm, PNP
F3SJ-A0875P14 | 1840700 | 289065 | Safety Light Curtain, F3SJ Advanced, Type 4, 14mm resolution, range 0.2 to 9.0m, height 875mm, PNP
F3SJ-A0875P20 | 1018200 | 327780 | Safety Light Curtain, F3SJ Advanced, Type 4, 20mm resolution, range 0.2 to 9.0m, height 875mm, PNP
F3SJ-A0875P20-TS | 1018200 | 264241 | Safety Light Curtain, F3SJ Advanced, Type 4, 20mm resolution, range 0.2 to 9.0m, height 875mm, PNP, TS version
F3SJ-A0920P30 | 801300 | 243892 | Safety Light Curtain, F3SJ Advanced, Type 4, 30mm resolution, range 0.2 to 9.0m, height 920mm, PNP
F3SJ-A0920P55 | 633000 | 253910 | Safety Light Curtain, F3SJ Advanced, Type 4, 55mm resolution, range 0.2 to 9.0m, height 920mm, PNP
F3SJ-A0935P20 | 1072800 | 334220 | Safety Light Curtain, F3SJ Advanced, Type 4, 20mm resolution, range 0.2 to 9.0m, height 935mm, PNP
F3SJ-A0935P20-TS | 1072800 | 231139 | Safety Light Curtain, F3SJ Advanced, Type 4, 20mm resolution, range 0.2 to 9.0m, height 935mm, PNP, TS version
F3SJ-A0940P25 | 955200 | 353512 | Safety Light Curtain, F3SJ Advanced, Type 4, 25mm resolution, range 0.2 to 9.0m, height 940mm, PNP
F3SJ-A0945N30 | 819400 | 237153 | Safety Light Curtain, F3SJ Advanced, Type 4, 30mm resolution, range 0.2 to 9.0m, height 945mm, NPN
F3SJ-A0945P30 | 819400 | 239895 | Safety Light Curtain, F3SJ Advanced, Type 4, 30mm resolution, range 0.2 to 9.0m, height 945mm, PNP
F3SJ-A0950P20-01TS | 610700 | 234241 | Safety Light Curtain, F3SJ Advanced, Type 4, 20mm resolution, range 0.2 to 9.0m, height 950mm, PNP, 01TS version
F3SJ-A0960P25-01TS | 995800 | 353914 | Safety Light Curtain, F3SJ Advanced, Type 4, 25mm resolution, range 0.2 to 9.0m, height 960mm, PNP, 01TS version
F3SJ-A0960P25-TS | 1044400 | 365125 | Safety Light Curtain, F3SJ Advanced, Type 4, 25 mm resolution, range 0.2 to 9.0 m, height 960 mm, PNP, TS version
F3SJ-A0965P20-TS | 1127500 | 237162 | Safety Light Curtain, F3SJ Advanced, Type 4, 20mm resolution, range 0.2 to 9.0m, height 965mm, PNP, TS version
F3SJ-A0970P55 | 653400 | 270969 | Safety Light Curtain, F3SJ Advanced, Type 4, 55mm resolution, range 0.2 to 9.0m, height 970mm, PNP
F3SJ-A0983P14 | 2012900 | 261974 | Safety Light Curtain, F3SJ Advanced, Type 4, 14mm resolution, range 0.2 to 9.0m, height 983mm, PNP
F3SJ-A0995P20-TS | 1153600 | 237164 | Safety Light Curtain, F3SJ Advanced, Type 4, 20mm resolution, range 0.2 to 9.0m, height 995mm, PNP, TS version
F3SJ-A0995P30 | 876200 | 223949 | Safety Light Curtain, F3SJ Advanced, Type 4, 30mm resolution, range 0.2 to 9.0m, height 995mm, PNP
F3SJ-A1020N55 | 677500 | 360170 | Safety Light Curtain, F3SJ Advanced, Type 4, 55mm resolution, range 0.2 to 9.0m, height 1020mm, NPN
F3SJ-A1020P25-TS | 1018200 | 255807 | Safety Light Curtain, F3SJ Advanced, Type 4, 25mm resolution, range 0.2 to 9.0m, height 1020mm, PNP, TS version
F3SJ-A1020P30 | 872300 | 250735 | Safety Light Curtain, F3SJ Advanced, Type 4, 30mm resolution, range 0.2 to 9.0m, height 1020mm, PNP
F3SJ-A1020P55 | 677500 | 277248 | Safety Light Curtain, F3SJ Advanced, Type 4, 55mm resolution, range 0.2 to 9.0m, height 1020mm, PNP
F3SJ-A1055P14 | 2130600 | 249991 | Safety Light Curtain, F3SJ Advanced, Type 4, 14mm resolution, range 0.2 to 9.0m, height 1055mm, PNP
F3SJ-A1095P30 | 924500 | 330446 | Safety Light Curtain, F3SJ Advanced, Type 4, 30mm resolution, range 0.2 to 9.0m, height 1095mm, PNP
F3SJ-A1115N20 | 1230700 | 266638 | Safety Light Curtain, F3SJ Advanced, Type 4, 20mm resolution, range 0.2 to 9.0m, height 1115mm, NPN
F3SJ-A1115P20 | 1230700 | 225436 | Safety Light Curtain, F3SJ Advanced, Type 4, 20mm resolution, range 0.2 to 9.0m, height 1115mm, PNP
F3SJ-A1120N55 | 722200 | 360171 | Safety Light Curtain, F3SJ Advanced, Type 4, 55mm resolution, range 0.2 to 9.0m, height 1120mm, NPN
F3SJ-A1120P30 | 942900 | 225448 | Safety Light Curtain, F3SJ Advanced, Type 4, 30mm resolution, range 0.2 to 9.0m, height 1120mm, PNP
F3SJ-A1127P14 | 2248400 | 361775 | Safety Light Curtain, F3SJ Advanced, Type 4, 14mm resolution, range 0.2 to 9.0m, height 1127mm, PNP
F3SJ-A1170P55 | 752500 | 354714 | Safety Light Curtain, F3SJ Advanced, Type 4, 55mm resolution, range 0.2 to 9.0m, height 1170mm, PNP
F3SJ-A1180P25-TS | 1153600 | 353514 | Safety Light Curtain, F3SJ Advanced, Type 4, 25mm resolution, range 0.2 to 9.0m, height 1180mm, PNP, TS version
F3SJ-A1195P30 | 1003900 | 247530 | Safety Light Curtain, F3SJ Advanced, Type 4, 30mm resolution, range 0.2 to 9.0m, height 1195mm, PNP
F3SJ-A1199P14 | 2371600 | 247527 | Safety Light Curtain, F3SJ Advanced, Type 4, 14mm resolution, range 0.2 to 9.0m, height 1199mm, PNP
F3SJ-A1205P20 | 1320000 | 232593 | Safety Light Curtain, F3SJ Advanced, Type 4, 20mm resolution, range 0.2 to 9.0m, height 1205mm, PNP
F3SJ-A1235P20-TS | 1378600 | 248925 | Safety Light Curtain, F3SJ Advanced, Type 4, 20mm resolution, range 0.2 to 9.0m, height 1235mm, PNP, TS version
F3SJ-A1250P20-01TS | 736400 | 234242 | Safety Light Curtain, F3SJ Advanced, Type 4, 20mm resolution, range 0.2 to 9.0m, height 1250mm, PNP, 01TS version
F3SJ-A1260P25-01TS | 1216700 | 353915 | Safety Light Curtain, F3SJ Advanced, Type 4, 25mm resolution, range 0.2 to 9.0m, height 1260mm, PNP, 01TS version
F3SJ-A1260P25-TS | 1216700 | 243803 | Safety Light Curtain, F3SJ Advanced, Type 4, 25mm resolution, range 0.2 to 9.0m, height 1260mm, PNP, TS version
F3SJ-A1265P20 | 1355600 | 382467 | Safety Light Curtain, F3SJ Advanced, Type 4, 20mm resolution, range 0.2 to 9.0m, height 1265mm, PNP
F3SJ-A1265P20-TS | 1370300 | 237161 | Safety Light Curtain, F3SJ Advanced, Type 4, 20mm resolution, range 0.2 to 9.0m, height 1265mm, PNP, TS version
F3SJ-A1270P30 | 1056400 | 365522 | Safety Light Curtain, F3SJ Advanced, Type 4, 30 mm resolution, range 0.2 to 9.0 m, height 1270 mm, PNP
F3SJ-A1271P14 | 2483400 | 361776 | Safety Light Curtain, F3SJ Advanced, Type 4, 14mm resolution, range 0.2 to 9.0m, height 1271mm, PNP
F3SJ-A1340P25-TS | 1408900 | 360172 | Safety Light Curtain, F3SJ Advanced, Type 4, 25mm resolution, range 0.2 to 9.0m, height 1340mm, PNP, TS version
F3SJ-A1395P30 | 1145600 | 241852 | Safety Light Curtain, F3SJ Advanced, Type 4, 30mm resolution, range 0.2 to 9.0m, height 1395mm, PNP
F3SJ-A1420P25 | 1344500 | 353520 | Safety Light Curtain, F3SJ Advanced, Type 4, 25mm resolution, range 0.2 to 9.0m, height 1420mm, PNP
F3SJ-A1420P25-TS | 1560900 | 393669 | Safety Light Curtain, F3SJ Advanced, Type 4, 25mm resolution, range 0.2 to 9.0m, height 1420mm, PNP, TS version
F3SJ-A1445N20 | 2238800 | 373977 | Safety Light Curtain, F3SJ Advanced, Type 4, 20mm resolution, range 0.2 to 9.0m, height 1445mm, NPN
F3SJ-A1445P20 | 1532500 | 293266 | Safety Light Curtain, F3SJ Advanced, Type 4, 20mm resolution, range 0.2 to 9.0m, height 1445mm, PNP
F3SJ-A1487P14 | 2908600 | 225441 | Safety Light Curtain, F3SJ Advanced, Type 4, 14mm resolution, range 0.2 to 9.0m, height 1487mm, PNP
F3SJ-A1500P25-TS | 1702700 | 393670 | Safety Light Curtain, F3SJ Advanced, Type 4, 25mm resolution, range 0.2 to 9.0m, height 1500mm, PNP, TS version
F3SJ-A1505P20 | 1585400 | 670396 | Safety Light Curtain, F3SJ Advanced, Type 4, 20mm resolution, range 0.2 to 9.0m, height 1505mm, PNP
F3SJ-A1505P20-01TS | 910700 | 234243 | Safety Light Curtain, F3SJ Advanced, Type 4, 20mm resolution, range 0.2 to 9.0m, height 1505mm, PNP, 01TS version
F3SJ-A1520P25-01TS | 1471800 | 351981 | Safety Light Curtain, F3SJ Advanced, Type 4, 25mm resolution, range 0.2 to 9.0m, height 1520mm, PNP, 01TS version
F3SJ-A1565P20-TS | 1678500 | 242236 | Safety Light Curtain, F3SJ Advanced, Type 4, 20mm resolution, range 0.2 to 9.0m, height 1565mm, PNP, TS version
F3SJ-A1580P25-TS | 1492200 | 360619 | Safety Light Curtain, F3SJ Advanced, Type 4, 25mm resolution, range 0.2 to 9.0m, height 1580mm, PNP, TS version
F3SJ-A1620P30 | 1303700 | 239470 | Safety Light Curtain, F3SJ Advanced, Type 4, 30mm resolution, range 0.2 to 9.0m, height 1620mm, PNP
F3SJ-A1631P14 | 3141900 | 241850 | Safety Light Curtain, F3SJ Advanced, Type 4, 14mm resolution, range 0.2 to 9.0m, height 1631mm, PNP
F3SJ-A1655P20 | 1717000 | 237801 | Safety Light Curtain, F3SJ Advanced, Type 4, 20mm resolution, range 0.2 to 7.0m, height 1655mm, PNP
F3SJ-A1655P20-TS | 1717000 | 264242 | Safety Light Curtain, F3SJ Advanced, Type 4, 20mm resolution, range 0.2 to 7.0m, height 1655mm, PNP, TS version
F3SJ-A1740P25 | 1629800 | 353521 | Safety Light Curtain, F3SJ Advanced, Type 4, 25mm resolution, range 0.2 to 7.0m, height 1740mm, PNP
F3SJ-A1745P30 | 1399100 | 365523 | Safety Light Curtain, F3SJ Advanced, Type 4, 30mm resolution, range 0.2 to 7.0m, height 1745mm, PNP
F3SJ-A1770P55 | 1052500 | 356043 | Safety Light Curtain, F3SJ Advanced, Type 4, 55mm resolution, range 0.2 to 7.0m, height 1770mm, PNP
F3SJ-A1805P20 | 1857100 | 237802 | Safety Light Curtain, F3SJ Advanced, Type 4, 20mm resolution, range 0.2 to 7.0m, height 1805mm, PNP
F3SJ-A1870P30 | 1488100 | 247531 | Safety Light Curtain, F3SJ Advanced, Type 4, 30 mm resolution, range 0.2 to 7.0 m, height 1870 mm, PNP
F3SJ-A1920P55 | 1135100 | 392696 | Safety Light Curtain, F3SJ Advanced, Type 4, 55mm resolution, range 0.2 to 7.0m, height 1920mm, PNP
F3SJ-A1955P20 | 1992800 | 225444 | Safety Light Curtain, F3SJ Advanced, Type 4, 20mm resolution, range 0.2 to 7.0m, height 1955mm, PNP
F3SJ-A1995P30 | 1577300 | 317936 | Safety Light Curtain, F3SJ Advanced, Type 4, 30mm resolution, range 0.2 to 7.0m, height 1995mm, PNP
F3SJ-A2220P55 | 1271100 | 356044 | Safety Light Curtain, F3SJ Advanced, Type 4, 55mm resolution, range 0.2 to 7.0m, height 2220mm, PNP
F3SJ-A2245P30 | 1759800 | 365524 | Safety Light Curtain, F3SJ Advanced, Type 4, 30mm resolution, range 0.2 to 7.0m, height 2245mm, PNP
F3SJ-A2370P30 | 1848700 | 365525 | Safety Light Curtain, F3SJ Advanced, Type 4, 30mm resolution, range 0.2 to 7.0m, height 2370mm, PNP
F3SJ-A2470P55 | 1377800 | 669161 | Safety Light Curtain, F3SJ Advanced, Type 4, 55mm resolution, range 0.2 to 7.0m, height 2470mm, PNP
F3SJ-A2495P30 | 1935900 | 288259 | Safety Light Curtain, F3SJ Advanced, Type 4, 30mm resolution, range 0.2 to 7.0m, height 2495mm, PNP
F3SJ-B0185N25 | 242100 | 668361 | Safety Light Curtain, F3SJ Basic, Type 4, 25mm resolution, range 0.2 to 7.0m, height 185mm, NPN
F3SJ-B0185P25 | 245900 | 356723 | Safety Light Curtain, F3SJ Basic, Type 4, 25 mm resolution, range 0.2 to 7.0 m, height 185 mm, PNP
F3SJ-B0185P25-01TS | 553400 | 416697 | Safety Light Curtain, F3SJ Basic, Type 4, 25mm resolution, range 0.2 to 7.0m, height 185mm, PNP, 01TS version
F3SJ-B0225N25 | 296500 | 356783 | Safety Light Curtain, F3SJ Basic, Type 4, 25mm resolution, range 0.2 to 7.0m, height 225mm, NPN
F3SJ-B0225P25 | 296500 | 356745 | Safety Light Curtain, F3SJ Basic, Type 4, 25mm resolution, range 0.2 to 7.0m, height 225mm, PNP
F3SJ-B0225P25-01TS | 612500 | 416007 | Safety Light Curtain, F3SJ Basic, Type 4, 25mm resolution, range 0.2 to 7.0m, height 225mm, PNP, 01TS version
F3SJ-B0305N25 | 306600 | 356797 | Safety Light Curtain, F3SJ Basic, Type 4, 25mm resolution, range 0.2 to 7.0m, height 305mm, NPN
F3SJ-B0305N25-01T | 746800 | 373471
F3SJ-B0305P25 | 306600 | 356724 | Safety Light Curtain, F3SJ Basic, Type 4, 25 mm resolution, range 0.2 to 7.0 m, height 305 mm, PNP
F3SJ-B0305P25-01TS | 737600 | 416008 | Safety Light Curtain, F3SJ Basic, Type 4, 25mm resolution, range 0.2 to 7.0m, height 305mm, PNP, 01TS version
F3SJ-B0305P25-02TS | 746800 | 373473 | Safety Light Curtain, F3SJ Basic, Type 4, 25mm resolution, range 0.2 to 6.0m, height 305mm, PNP, 02TS version
F3SJ-B0385N25 | 339000 | 356795 | Safety Light Curtain, F3SJ Basic, Type 4, 25mm resolution, range 0.2 to 7.0m, height 385mm, NPN
F3SJ-B0385N25-01T | 791100 | 385119 | SLC, F3SJ-Basic, NPN, lenght 385mm
F3SJ-B0385P25 | 339000 | 356725 | Safety Light Curtain, F3SJ Basic, Type 4, 25mm resolution, range 0.2 to 7.0m, height 385mm, PNP
F3SJ-B0385P25-01TS | 400400 | 699196 | Safety Light Curtain, F3SJ Basic, Type 4, 25mm resolution, range 0.2 to 7.0m, height 385mm, PNP, 01TS version
F3SJ-B0465N25 | 359400 | 356798 | Safety Light Curtain, F3SJ Basic, Type 4, 25mm resolution, range 0.2 to 7.0m, height 465mm, NPN
F3SJ-B0465N25-01T | 804000 | 373472
F3SJ-B0465P25 | 400600 | 356740 | Safety Light Curtain, F3SJ Basic, Type 4, 25 mm resolution, range 0.2 to 7.0 m, height 465 mm, PNP
F3SJ-B0465P25-01TS | 804000 | 373468 | Safety Light Curtain, F3SJ Basic, Type 4, 25mm resolution, range 0.2 to 7.0m, height 465mm, PNP, 01TS version
F3SJ-B0465P25-02TS | 804000 | 373474 | Safety Light Curtain, F3SJ Basic, Type 4, 25mm resolution, range 0.2 to 6.0m, height 465mm, PNP, 02TS version
F3SJ-B0545N25 | 395800 | 356796 | Safety Light Curtain, F3SJ Basic, Type 4, 25mm resolution, range 0.2 to 7.0m, height 545mm, NPN
F3SJ-B0545N25-01T | 791100 | 386910 | Safety light curtain, F3SJ-B, Basic, resolution 25, length 545mm, NPN
F3SJ-B0545P25 | 395800 | 356741 | Safety Light Curtain, F3SJ Basic, Type 4, 25 mm resolution, range 0.2 to 7.0 m, height 545 mm, PNP
F3SJ-B0545P25-01TS | 847400 | 385118 | Safety Light Curtain, F3SJ Basic, Type 4, 25mm resolution, range 0.2 to 7.0m, height 545mm, PNP, 01TS version
F3SJ-B0625N25 | 410100 | 356804 | Safety Light Curtain, F3SJ Basic, Type 4, 25mm resolution, range 0.2 to 7.0m, height 625mm, NPN
F3SJ-B0625P25 | 394100 | 356738 | Safety Light Curtain, F3SJ Basic, Type 4, 25mm resolution, range 0.2 to 7.0m, height 625mm, PNP
F3SJ-B0625P25-01TS | 410100 | 669103 | Safety Light Curtain, F3SJ Basic, Type 4, 25mm resolution, range 0.2 to 7.0m, height 625mm, PNP, 01TS version
F3SJ-B0705N25 | 452600 | 356805 | Safety Light Curtain, F3SJ Basic, Type 4, 25mm resolution, range 0.2 to 7.0m, height 705mm, NPN
F3SJ-B0705P25 | 452600 | 356726 | Safety Light Curtain, F3SJ Basic, Type 4, 25 mm resolution, range 0.2 to 7.0 m, height 705 mm, PNP
F3SJ-B0705P25-01TS | 921400 | 668072 | Safety Light Curtain, F3SJ Basic, Type 4, 25mm resolution, range 0.2 to 7.0m, height 705mm, PNP, 01TS version
F3SJ-B0785N25 | 462500 | 356799 | Safety Light Curtain, F3SJ Basic, Type 4, 25mm resolution, range 0.2 to 7.0m, height 785mm, NPN
F3SJ-B0785P25 | 462500 | 356739 | Safety Light Curtain, F3SJ Basic, Type 4, 25 mm resolution, range 0.2 to 7.0 m, height 785 mm, PNP
F3SJ-B0865N25 | 507300 | 356784 | Safety Light Curtain, F3SJ Basic, Type 4, 25mm resolution, range 0.2 to 7.0m, height 865mm, NPN
F3SJ-B0865P25 | 507300 | 356727 | Safety Light Curtain, F3SJ Basic, Type 4, 25mm resolution, range 0.2 to 7.0m, height 865mm, PNP
F3SJ-B0865P25-01TS | 1373100 | 659157 | Safety Light Curtain, F3SJ Basic, Type 4, 25mm resolution, range 0.2 to 7.0m, height 865mm, PNP, 01TS version
F3SJ-B0945N25 | 515600 | 356785 | Safety Light Curtain, F3SJ Basic, Type 4, 25mm resolution, range 0.2 to 7.0m, height 945mm, NPN
F3SJ-B0945N25-01T | 1355600 | 385120 | SLC, F3SJ-Basic, NPN, lenght 945mm
F3SJ-B0945P25 | 515600 | 356746 | Safety Light Curtain, F3SJ Basic, Type 4, 25 mm resolution, range 0.2 to 7.0 m, height 945 mm, PNP
F3SJ-B0945P25-01TS | 1378000 | 373469 | Safety Light Curtain, F3SJ Basic, Type 4, 25 mm resolution, range 0.2 to 7.0 m, height 945 mm, PNP, 01TS version
F3SJ-B0945P25-02TS | 1397500 | 373476 | Safety Light Curtain, F3SJ Basic, Type 4, 25mm resolution, range 0.2 to 6.0m, height 945mm, PNP, 02TS version
F3SJ-B1025N25 | 572300 | 356786 | Safety Light Curtain, F3SJ Basic, Type 4, 25mm resolution, range 0.2 to 7.0m, height 1025mm, NPN
F3SJ-B1025P25 | 549800 | 356728 | Safety Light Curtain, F3SJ Basic, Type 4, 25mm resolution, range 0.2 to 7.0m, height 1025mm, PNP
F3SJ-B1025P25-01TS | 1042400 | 379337 | Safety Light Curtain, F3SJ Basic, Type 4, 25mm resolution, range 0.2 to 7.0m, height 1025mm, PNP, 01TS version
F3SJ-B1025P25-02TS | 1378000 | 373475 | Safety Light Curtain, F3SJ Basic, Type 4, 25mm resolution, range 0.2 to 6.0m, height 1025mm, PNP, 02TS version
F3SJ-B1105N25 | 618800 | 356787 | Safety Light Curtain, F3SJ Basic, Type 4, 25mm resolution, range 0.2 to 7.0m, height 1105mm, NPN
F3SJ-B1105P25 | 618800 | 356743 | Safety Light Curtain, F3SJ Basic, Type 4, 25mm resolution, range 0.2 to 7.0m, height 1105mm, PNP
F3SJ-B1105P25-01TS | 1091200 | 668074 | Safety Light Curtain, F3SJ Basic, Type 4, 25mm resolution, range 0.2 to 7.0m, height 1105mm, PNP, 01TS version
F3SJ-B1185N25 | 625000 | 356788 | Safety Light Curtain, F3SJ Basic, Type 4, 25mm resolution, range 0.2 to 7.0m, height 1185mm, NPN
F3SJ-B1185P25 | 625000 | 356729 | Safety Light Curtain, F3SJ Basic, Type 4, 25mm resolution, range 0.2 to 7.0m, height 1185mm, PNP
F3SJ-B1185P25-01TS | 1492700 | 373470 | Safety Light Curtain, F3SJ Basic, Type 4, 25mm resolution, range 0.2 to 7.0m, height 1185mm, PNP, 01TS version
F3SJ-B1265N25 | 663400 | 356789 | Safety Light Curtain, F3SJ Basic, Type 4, 25mm resolution, range 0.2 to 7.0m, height 1265mm, NPN
F3SJ-B1265N25-01T | 612500 | 693667 | Safety Light Curtain, F3SJ Basic, Type 4, 25 mm resolution, range 0.2 to 7.0 m, height 1265 mm, NPN, T01
F3SJ-B1265P25 | 663400 | 356747 | Safety Light Curtain, F3SJ Basic, Type 4, 25mm resolution, range 0.2 to 7.0m, height 1265mm, PNP
F3SJ-B1265P25-01TS | 1412100 | 385128 | Safety Light Curtain, F3SJ Basic, Type 4, 25mm resolution, range 0.2 to 7.0m, height 1265mm, PNP, 01TS version
F3SJ-B1345N25 | 677500 | 356790 | Safety Light Curtain, F3SJ Basic, Type 4, 25mm resolution, range 0.2 to 7.0m, height 1345mm, NPN
F3SJ-B1345P25 | 677500 | 356744 | Safety Light Curtain, F3SJ Basic, Type 4, 25mm resolution, range 0.2 to 7.0m, height 1345mm, PNP
F3SJ-B1425N25 | 720000 | 356791 | Safety Light Curtain, F3SJ Basic, Type 4, 25mm resolution, range 0.2 to 7.0m, height 1425mm, NPN
F3SJ-B1425P25 | 720000 | 356730 | Safety Light Curtain, F3SJ Basic, Type 4, 25 mm resolution, range 0.2 to 7.0 m, height 1425 mm, PNP
F3SJ-B1505N25 | 734200 | 356800 | Safety Light Curtain, F3SJ Basic, Type 4, 25mm resolution, range 0.2 to 7.0m, height 1505mm, NPN
F3SJ-B1505P25 | 734200 | 356742 | Safety Light Curtain, F3SJ Basic, Type 4, 25mm resolution, range 0.2 to 7.0m, height 1505mm, PNP
F3SJ-B1505P25-01TS | 734200 | 361842 | Safety Light Curtain, F3SJ Basic, Type 4, 25mm resolution, range 0.2 to 7.0m, height 1505mm, PNP, 01TS version
F3SJ-B1505P25-02TS | 1657900 | 379338 | Safety Light Curtain, F3SJ Basic, Type 4, 25mm resolution, range 0.2 to 6.0m, height 1505mm, PNP, 02TS version
F3SJ-B1585N25 | 776700 | 356792 | Safety Light Curtain, F3SJ Basic, Type 4, 25mm resolution, range 0.2 to 7.0m, height 1585mm, NPN
F3SJ-B1585P25 | 776700 | 356731 | Safety Light Curtain, F3SJ Basic, Type 4, 25mm resolution, range 0.2 to 7.0m, height 1585mm, PNP
F3SJ-B1585P25-01TS | 776700 | 361777 | Safety Light Curtain, F3SJ Basic, Type 4, 25mm resolution, range 0.2 to 7.0m, height 1585mm, PNP, 01TS version
F3SJ-B1585P25-02TS | 1700100 | 379339 | Safety Light Curtain, F3SJ Basic, Type 4, 25mm resolution, range 0.2 to 6.0m, height 1585mm, PNP, 02TS version
F3SJ-B1665N25 | 780900 | 356801 | Safety Light Curtain, F3SJ Basic, Type 4, 25mm resolution, range 0.2 to 7.0m, height 1665mm, NPN
F3SJ-B1665P25 | 780900 | 356732 | Safety Light Curtain, F3SJ Basic, Type 4, 25mm resolution, range 0.2 to 7.0m, height 1665mm, PNP
F3SJ-B1745N25 | 833800 | 356802 | Safety Light Curtain, F3SJ Basic, Type 4, 25mm resolution, range 0.2 to 7.0m, height 1745mm, NPN
F3SJ-B1745P25 | 833800 | 356733 | Safety Light Curtain, F3SJ Basic, Type 4, 25mm resolution, range 0.2 to 7.0m, height 1745mm, PNP
F3SJ-B1745P25-01TS | 1725000 | 416009 | Safety Light Curtain, F3SJ Basic, Type 4, 25mm resolution, range 0.2 to 7.0m, height 1745mm, PNP, 01TS version
F3SJ-B1825N25 | 859800 | 356803 | Safety Light Curtain, F3SJ Basic, Type 4, 25mm resolution, range 0.2 to 7.0m, height 1825mm, NPN
F3SJ-B1825P25 | 859800 | 356734 | Safety Light Curtain, F3SJ Basic, Type 4, 25mm resolution, range 0.2 to 7.0m, height 1825mm, PNP
F3SJ-B1825P25-01TS | 1815900 | 392695 | Safety Light Curtain, F3SJ Basic, Type 4, 25mm resolution, range 0.2 to 7.0m, height 1825mm, PNP, 01TS version
F3SJ-B1905N25 | 873900 | 356793 | Safety Light Curtain, F3SJ Basic, Type 4, 25mm resolution, range 0.2 to 7.0m, height 1905mm, NPN
F3SJ-B1905P25 | 873900 | 356735 | Safety Light Curtain, F3SJ Basic, Type 4, 25mm resolution, range 0.2 to 7.0m, height 1905mm, PNP
F3SJ-B1905P25-01TS | 1898900 | 668073 | Safety Light Curtain, F3SJ Basic, Type 4, 25mm resolution, range 0.2 to 7.0m, height 1905mm, PNP, 01TS version
F3SJ-B1985N25 | 884300 | 356794 | Safety Light Curtain, F3SJ Basic, Type 4, 25mm resolution, range 0.2 to 7.0m, height 1985mm, NPN
F3SJ-B1985P25 | 884300 | 356736 | Safety Light Curtain, F3SJ Basic, Type 4, 25mm resolution, range 0.2 to 7.0m, height 1985mm, PNP
F3SJ-B2065N25 | 938900 | 693849 | Safety Light Curtain, F3SJ Basic, Type 4, 25 mm resolution, range 0.2 to 7.0 m, height 2065 mm, NPN
F3SJ-B2065P25 | 938900 | 356737 | Safety Light Curtain, F3SJ Basic, Type 4, 25mm resolution, range 0.2 to 7.0m, height 2065mm, PNP
F3SJ-B2065P25-S | 938900 | 356015 | Safety light curtain, Category 4 / PLe, 25mm resolution, standard function, 0.2m-7m scan distance, 2065mm height, PNP
F3SJ-E0185N25 | 223600 | 356883 | Safety Light Curtain, F3SJ Easy, Type 4, 25mm resolution, range 0.2 to 7.0m, height 185mm, NPN
F3SJ-E0185P25 | 223600 | 356003 | Safety Light Curtain, F3SJ Easy, Type 4, 25 mm resolution, range 0.2 to 7.0 m, height 185 mm, PNP
F3SJ-E0225P25 | 268100 | 356004 | Safety Light Curtain, F3SJ Easy, Type 4, 25 mm resolution, range 0.2 to 7.0 m, height 225 mm, PNP
F3SJ-E0305P25 | 284200 | 356005 | Safety Light Curtain, F3SJ Easy, Type 4, 25 mm resolution, range 0.2 to 7.0 m, height 305 mm, PNP
F3SJ-E0385N25 | 296500 | 670507 | Safety Light Curtain, F3SJ Easy, Type 4, 25mm resolution, range 0.2 to 7.0m, height 385mm, NPN
F3SJ-E0385P25 | 296500 | 356016 | Safety Light Curtain, F3SJ Easy, Type 4, 25 mm resolution, range 0.2 to 7.0 m, height 385 mm, PNP
F3SJ-E0465N25 | 357400 | 702808 | Safety Light Curtain, F3SJ Easy, Type 4, 25 mm resolution, range 0.2 to 7.0 m, height 465 mm, NPN
F3SJ-E0465P25 | 314800 | 356006 | Safety Light Curtain, F3SJ Easy, Type 4, 25 mm resolution, range 0.2 to 7.0 m, height 465 mm, PNP
F3SJ-E0545P25 | 367500 | 356007 | Safety Light Curtain, F3SJ Easy, Type 4, 25 mm resolution, range 0.2 to 7.0 m, height 545 mm, PNP
F3SJ-E0625P25 | 383600 | 356013 | Safety Light Curtain, F3SJ Easy, Type 4, 25 mm resolution, range 0.2 to 7.0 m, height 625 mm, PNP
F3SJ-E0705P25 | 424400 | 356011 | Safety Light Curtain, F3SJ Easy, Type 4, 25 mm resolution, range 0.2 to 7.0 m, height 705 mm, PNP
F3SJ-E0785P25 | 438300 | 356008 | Safety Light Curtain, F3SJ Easy, Type 4, 25 mm resolution, range 0.2 to 7.0 m, height 785 mm, PNP
F3SJ-E0865N25 | 559500 | 679264 | Safety Light Curtain, F3SJ Easy, Type 4, 25 mm resolution, range 0.2 to 7.0 m, height 865 mm, NPN
F3SJ-E0865P25 | 487300 | 356014 | Safety Light Curtain, F3SJ Easy, Type 4, 25mm resolution, range 0.2 to 7.0m, height 865mm, PNP
F3SJ-E0945N25 | 503100 | 659270 | Safety Light Curtain, F3SJ Easy, Type 4, 25mm resolution, range 0.2 to 7.0m, height 945mm, NPN
F3SJ-E0945P25 | 495600 | 356009 | Safety Light Curtain, F3SJ Easy, Type 4, 25 mm resolution, range 0.2 to 7.0 m, height 945 mm, PNP
F3SJ-E1025P25 | 535600 | 356012 | Safety Light Curtain, F3SJ Easy, Type 4, 25 mm resolution, range 0.2 to 7.0 m, height 1025 mm, PNP
F3SJ-E1105P25 | 586600 | 356010 | Safety Light Curtain, F3SJ Easy, Type 4, 25mm resolution, range 0.2 to 7.0m, height 1105mm, PNP
F3SP-B1P | 188300 | 346846 | Control Unit for F3SJ, 3NO + 1NC, (use F39-JC_B double ended cable)
F3S-TGR-CL2A-014-1200 | 1071400 | 656637 | Safety light curtain, finger 14mm, range 0.2-6m, stand-alone, height 1200mm
F3S-TGR-CL2A-014-2400 | 1921200 | 656534 | Safety light curtain, finger 14mm, range 0.2-6m, stand-alone, height 2400mm
F3S-TGR-CL2A-014-300 | 436400 | 656580 | Safety light curtain, finger 14mm, range 0.2-6m, stand-alone, height 300mm
F3S-TGR-CL2A-014-750 | 750200 | 656631 | Safety light curtain, finger 14mm, range 0.2-6m, stand-alone, height 750mm
F3S-TGR-CL2B-014-450 | 531300 | 656585 | Safety light curtain, finger 14mm, range 0.2-6m, stand-alone, height 450mm
F3S-TGR-CL2B-014-900 | 844800 | 656632 | Safety light curtain, finger 14mm, range 0.2-6m, stand-alone, height 900mm
F3S-TGR-CL2B-035-1350 | 735300 | 656587 | Safety light curtain, hand 35mm, range 0.2-14m, stand-alone, height 1350mm
F3S-TGR-CL2B-035-450 | 387500 | 656502 | Safety light curtain, hand 35mm, range 0.2-14m, stand-alone, height 450mm
F3S-TGR-CL4A-K2C-500 | 421600 | 656616 | Safety light curtain, 2 beam, active/passive, body, beam distance 500mm, range 0.5-12m, detection zone 500mm
F3S-TGR-CL4B-014-1500 | 1516400 | 656799 | Safety light curtain, finger 14mm, range 0.2-6m, stand-alone, height 1500mm
F3S-TGR-CL4B-014-300 | 505600 | 656742 | Safety light curtain, finger 14mm, range 0.2-6m, stand-alone, height 300mm
F3S-TGR-CL4B-014-600 | 757400 | 656792 | Safety light curtain, finger 14mm, range 0.2-6m, stand-alone, height 600mm
F3S-TGR-KH16-22 | 40000 | 419038 | Safety key switch, full stainless steel body, M20, 2NC/2NO
F3S-TGR-KH16-30 | 36960 | 419039 | Safety key switch, full stainless steel body, M20, 3NC
F3S-TGR-KHL1 | 129700 | 419040 | Safety interlock key switch, stainless steel housing, 2000N holding force, M20, 2NC/2NO
F3S-TGR-KHL3 | 104400 | 419041 | Safety interlock key switch, hygienic stainless steel housing, 3000 N holding force, M20, 4NC/2NO
F3S-TGR-KHL3R | 129700 | 419042 | Safety interlock key switch, hygienic stainless steel housing with manual release button, 3000N holding force, M20, 2NC/2NO
F3S-TGR-KM15-21 | 19520 | 419032 | Safety key switch, plastic body with stainless steel head, M20, 2NC/1NO
F3S-TGR-KM15-30 | 14600 | 419033 | Safety key switch, plastic body with stainless steel head, M20, 3NC
F3S-TGR-KM16-22 | 18320 | 419036 | Safety key switch, plastic body with stainless steel head, M20, 2NC/2NO
F3S-TGR-KM16-30 | 15260 | 419037 | Safety key switch, plastic body with stainless steel head, M20, 3NC
F3S-TGR-KP15-30 | 10010 | 419031 | Safety key switch, plastic body, M20, 3NC
F3S-TGR-NBMC-21-05 | 72800 | 387873 | Non-contact door switch, coded, barrel stainless steel M30, 2NC+1NO, 5m cable
F3S-TGR-NBMC-21-10 | 75550 | 387874 | Non-contact door switch, coded, barrel stainless steel M30, 2NC+1NO, 10m cable
F3S-TGR-NBMC-21-M1J8 | 77250 | 387875 | Non-contact door switch, coded, barrel stainless steel M30, 2NC+1NO, M12 connector pigtail
F3S-TGR-NBMR-21-05 | 73350 | 387904 | Non-contact door switch, reed, barrel stainless steel M30, 2NC+1NO, 5m cable
F3S-TGR-NBMR-21-10 | 79450 | 387905 | Non-contact door switch, reed, barrel stainless steel M30, 2NC+1NO, 10m cable
F3S-TGR-NBMR-21-M1J8 | 81100 | 387906 | Non-contact door switch, reed, barrel stainless steel M30, 2NC+1NO, M12 connector pigtail
F3S-TGR-NBMX-21-05 | 132900 | 387943 | Non-contact door switch, ex zone, reed, barrel stainless steel M30, 2NC+1NO, 5m cable
F3S-TGR-NBMX-21-10 | 144500 | 387944 | Non-contact door switch, ex zone, reed, barrel stainless steel M30, 2NC+1NO, 10m cable
F3S-TGR-NBPC-21-05 | 41320 | 387870 | Non-contact door switch, coded, barrel plastic M30, 2NC+1NO, 5m cable
F3S-TGR-NBPC-21-10 | 42410 | 387871 | Non-contact door switch, coded, barrel plastic M30, 2NC+1NO, 10m cable
F3S-TGR-NBPC-21-M1J8 | 49570 | 387872 | Non-contact door switch, coded, barrel plastic M30, 2NC+1NO, M12 connector pigtail
F3S-TGR-NBPR-21-05 | 53450 | 387901 | Non-contact door switch, reed, barrel plastic M30, 2NC+1NO, 5m cable
F3S-TGR-NBPR-21-10 | 54550 | 387902 | Non-contact door switch, reed, barrel plastic M30, 2NC+1NO, 10m cable
F3S-TGR-NBPR-21-M1J8 | 61750 | 387903 | Non-contact door switch, reed, barrel plastic M30, 2NC+1NO, M12 connector pigtail
F3S-TGR-NCPR-21-05 | 52500 | 330853 | Non-contact door switch, reed, comapct sensor 5 m, plastic, 2NC+1NO contacts (D40B size equivalent)
F3S-TGR-NCPR-21-10 | 70900 | 330854 | Non-contact door switch, reed, compact sensor 10m, plastic, 2NC+1NO contacts (D40B size equivalent)
F3S-TGR-NLMC-21-05 | 72800 | 387867 | Non-contact door switch, coded, elongated stainless steel, 2NC+1NO, 5m cable
F3S-TGR-NLMC-21-10 | 73900 | 387868 | Non-contact door switch, coded, elongated stainless steel, 2NC+1NO, 10m cable
F3S-TGR-NLMC-21-M1J8 | 81100 | 387869 | Non-contact door switch, coded, elongated stainless steel, 2NC+1NO, M12 connector pigtail
F3S-TGR-NLMR-21-05 | 85000 | 387898 | Non-contact door switch, reed, elongated stainless steel, 2NC+1NO, 5m cable
F3S-TGR-NLMR-21-10 | 86050 | 387899 | Non-contact door switch, reed, elongated stainless steel, 2NC+1NO, 10m cable
F3S-TGR-NLMR-21-M1J8 | 93300 | 387900 | Non-contact door switch, reed, elongated stainless steel, 2NC+1NO, M12 connector pigtail
F3S-TGR-NLMX-21-05 | 123200 | 387941 | Non-contact door switch, ex zone, reed, elongated stainless steel, 2NC+1NO, 5m cable
F3S-TGR-NLMX-21-10 | 136000 | 387942 | Non-contact door switch, ex zone, reed, elongated stainless steel, 2NC+1NO, 10m cable
F3S-TGR-NLPC-20-02 | 32920 | 231368 | Non-contact door switch, coded, elongated sensor 2 m, plastic, 2 NC contacts
F3S-TGR-NLPC-20-05 | 35660 | 231369 | Non-contact door switch, coded, elongated sensor 5m, plastic, 2 NC contacts
F3S-TGR-NLPC-20-10 | 36900 | 231370 | Non-contact door switch, coded, elongated sensor 10 m, plastic, 2 NC contacts
F3S-TGR-NLPC-20-M1J8 | 43850 | 231371 | Non-contact door switch, coded, elongated sensor M12 connector, plastic, 2 NC contacts
F3S-TGR-NLPC-21-02 | 39230 | 231372 | Non-contact door switch, coded, elongated sensor 2m, plastic, 2 NC+1 NO contacts
F3S-TGR-NLPC-21-05 | 38400 | 231373 | Non-contact door switch, coded, elongated sensor plastic, 2 NC+1 NO, 5m cable
F3S-TGR-NLPC-21-10 | 39630 | 231374 | Non-contact door switch, coded, elongated sensor, plastic, 2 NC+1 NO contacts, 10m cable
F3S-TGR-NLPC-21-M1J8 | 46610 | 231375 | Non-contact door switch, coded, elongated sensor, plastic, 2 NC+1 NO contacts, M12 connector pigtail
F3S-TGR-NLPM-21-05 | 51700 | 387923 | Non-contact door switch, RFID master coded, elongated plastic, 2NC+1NO, 5m cable
F3S-TGR-NLPM-21-10 | 52800 | 387924 | Non-contact door switch, RFID master coded, elongated plastic, 2NC+1NO, 10m cable
F3S-TGR-NLPM-21-M1J8 | 60150 | 378257 | Safety Non-contact Doorswitch, RFID master coded, elongated plastic housing, 2NC/1NO, M12 8pin
F3S-TGR-NLPR-20-02 | 46610 | 231384 | Non-contact door switch, reed, elongated sensor 2 m, plastic, 2NC contacts
F3S-TGR-NLPR-20-05 | 49360 | 231385 | Non-contact door switch, reed, elongated sensor 5m, plastic, 2NC contacts
F3S-TGR-NLPR-20-10 | 49150 | 231386 | Non-contact door switch, reed, elongated sensor 10m, plastic, 2NC contacts
F3S-TGR-NLPR-20-M1J8 | 57600 | 231387 | Non-contact door switch, reed, elongated sensor M12 connector, plastic, 2NC contacts
F3S-TGR-NLPR-21-02 | 48020 | 231388 | Non-contact door switch, reed, elongated sensor 2m, plastic, 2NC+1NO contacts
F3S-TGR-NLPR-21-05 | 50750 | 231389 | Non-contact door switch, reed, elongated sensor plastic, 2 NC+1 NO, 5m cable
F3S-TGR-NLPR-21-10 | 51900 | 231390 | Non-contact door switch, reed, elongated sensor, plastic, 2 NC+1 NO contacts, 10m cable
F3S-TGR-NLPR-21-M1J6-3M | 63750 | 670523 | Non-contact door switch, reed, elongated sensor M12 connector 6 pin, 3 meters, plastic, 2NC+1 NO contacts,
F3S-TGR-NLPR-21-M1J6-6M | 67850 | 670524 | Non-contact door switch, reed, elongated sensor M12 connector 6 pin, 6 meters, plastic, 2NC+1 NO contacts,
F3S-TGR-NLPR-21-M1J8 | 59000 | 231391 | Non-contact door switch, reed, elongated sensor, plastic, 2 NC+1 NO contacts, M12 connector pigtail
F3S-TGR-NLPU-21-05 | 51700 | 387921 | Non-contact door switch, RFID unique coded, elongated plastic, 2NC+1NO, 5m cable
F3S-TGR-NLPU-21-10 | 52800 | 387922 | Non-contact door switch, RFID unique coded, elongated plastic, 2NC+1NO, 10m cable
F3S-TGR-NLPU-21-M1J8 | 60150 | 378256 | Non-contact door switch, RFID unique coded, elongated plastic housing, 2NC/1NO, M12 connector pigtail
F3S-TGR-NMHC-21-05 | 65600 | 387858 | Non-contact door switch, coded, miniature stainless steel hygienic design, 2NC+1NO, 5m cable
F3S-TGR-NMHC-21-05-R | 65600 | 387855 | Non-contact door switch, coded, miniature stainless steel hygienic design, 2NC+1NO, 5m cable, cable entry right sided
F3S-TGR-NMHC-21-10 | 68250 | 387859 | Non-contact door switch, coded, miniature stainless steel hygienic design, 2NC+1NO, 10m cable
F3S-TGR-NMHC-21-M1J8 | 70000 | 387860 | Non-contact door switch, coded, miniature stainless steel hygienic design, 2NC+1NO, M12 connector pigtail
F3S-TGR-NMHC-21-M1J8-R | 70000 | 387857 | Non-contact door switch, coded, miniature stainless steel hygienic design, 2NC+1NO, M12 connector pigtail, cable entry right sided
F3S-TGR-NMHR-21-05 | 62350 | 387891 | Non-contact door switch, reed, miniature stainless steel hygienic design, 2NC+1NO, 5m cable
F3S-TGR-NMHR-21-05-R | 62350 | 387888 | Non-contact door switch, reed, miniature stainless steel hygienic design, 2NC+1NO, 5 m cable, cable entry right sided
F3S-TGR-NMHR-21-10 | 68250 | 387892 | Non-contact door switch, reed, miniature stainless steel hygienic design, 2NC+1NO, 10m cable
F3S-TGR-NMHR-21-10-R | 68250 | 387889 | Non-contact door switch, reed, miniature stainless steel hygienic design, 2NC+1NO, 10m cable, cable entry right sided
F3S-TGR-NMHR-21-M1J8 | 70000 | 387893 | Non-contact door switch, reed, miniature stainless steel hygienic design, 2NC+1NO, M12 connector pigtail
F3S-TGR-NMHR-21-M1J8-R | 70000 | 387890 | Non-contact door switch, reed, miniature stainless steel hygienic design, 2NC+1NO, M12 connector pigtail, cable entry right sided
F3S-TGR-NMPC-20-02 | 32750 | 252056 | Non-contact door switch, miniature, coded, 2m, plastic, 2 NC contacts
F3S-TGR-NMPC-20-05 | 36850 | 252057 | Non-contact door switch, miniature, coded, 5m,plastic, 2 NC contacts
F3S-TGR-NMPC-20-05-R | 36290 | 673612 | Non-contact door switch, miniature, coded, 5 m cable, exit to the right,plastic, 2 NC contacts
F3S-TGR-NMPC-20-10 | 42750 | 252058 | Non-contact door switch, miniature, coded, 10m, plastic, 2 NC contacts
F3S-TGR-NMPC-20-M1J8 | 45130 | 252059 | Non-contact door switch, miniature, coded, M12 connector, plastic, 2 NC contacts
F3S-TGR-NMPC-21-02 | 33030 | 252060 | Non-contact door switch, miniature, coded, 2m, plastic, 2 NC+1 NO contacts
F3S-TGR-NMPC-21-05 | 40350 | 252061 | Non-contact door switch, coded, miniature plasticd, 2NC+1NO, 5m cable
F3S-TGR-NMPC-21-05-R | 40340 | 387853 | Non-contact door switch, coded, miniature plastic, 2NC+1NO, 5 m cable, cable entry right sided
F3S-TGR-NMPC-21-10 | 43160 | 252062 | Non-contact door switch, coded, miniature plastic, 2NC+1NO, 10m cable
F3S-TGR-NMPC-21-10-R | 43160 | 387854 | Non-contact door switch, coded, miniature plastic, 2NC+1NO, 10m cable, cable entry right sided
F3S-TGR-NMPC-21-M1J8 | 44540 | 252063 | Non-contact door switch, miniature, coded, M12 connector, plastic, 2 NC+1 NO contacts
F3S-TGR-NMPC-21-M1J8-R | 44540 | 375134 | Non-contact door switch, miniature, coded, M12 connector, cable entry on right side, plastic, 2 NC contacts
F3S-TGR-NMPR-11-08-L10 | 40220 | 387887 | Non-contact door switch, reed, miniature plastic, 1NC+1NO, M8 connector left side
F3S-TGR-NMPR-11-08-R10 | 40220 | 387886 | Non-contact door switch, reed, miniature plastic, 1NC+1NO, M8 connector right side
F3S-TGR-NMPR-20-02 | 29910 | 252047 | Non-contact door switch, Miniature, reed, 2m, plastic, 2NC contacts
F3S-TGR-NMPR-20-05 | 33910 | 252048 | Non-contact door switch, reed, miniature plastic, 2NC, 5m cables
F3S-TGR-NMPR-20-08-L10 | 40220 | 387885 | Non-contact door switch, reed, miniature plastic, 2NC, M8 connector left side
F3S-TGR-NMPR-20-08-R10 | 40220 | 387884 | Non-contact door switch, reed, miniature plastic, 2NC, M8 connector right side
F3S-TGR-NMPR-20-10 | 40240 | 252049 | Non-contact door switch, reed, miniature plastic, 2NC, 10m cable
F3S-TGR-NMPR-20-M1J8 | 41550 | 252050 | Non-contact door switch, reed, miniature plastic, 2NC, M12 connector pigtail
F3S-TGR-NMPR-20-M8-WN | 40550 | 295581 | Non-contact door switch, reed, miniature plastic, 2NC, M8 connector
F3S-TGR-NMPR-21-02 | 40540 | 252051 | Non-contact door switch, Miniature, reed, 2m, plastic, 2NC+1NO contacts
F3S-TGR-NMPR-21-05 | 36850 | 252052 | Non-contact door switch, Miniature, reed, 5m, plastic, 2NC+1NO contacts
F3S-TGR-NMPR-21-05-R | 36130 | 378088 | Safety Non-Contact Door switch, Reed, Miniature plastic Housing, 2NC/1NO, 5 m pre-wired, Cable entry right sided
F3S-TGR-NMPR-21-10 | 43160 | 252053 | Non-contact door switch, Miniature, reed, 10m, plastic, 2NC+1NO contacts
F3S-TGR-NMPR-21-10-R | 43160 | 388163 | Non-contact door switch, reed, miniature plastic, 2NC+1NO, 10m cable, cable entry right sided
F3S-TGR-NMPR-21-M1J8 | 44540 | 252054 | Non-contact door switch, Miniature, reed, M12 connector, plastic, 2NC+1NO contacts
F3S-TGR-NMPR-21-M1J8-R | 44540 | 387883 | Non-contact door switch, reed, miniature plastic, 2NC+1NO, M12 connector pigtail, cable entry right sided
F3S-TGR-NSFC-21-05 | 72400 | 387864 | Non-contact door switch, coded, small stainless steel food design, 2NC+1NO, 5m cable
F3S-TGR-NSFC-21-10 | 73700 | 387865 | Non-contact door switch, coded, small stainless steel food design, 2NC+1NO, 10m cable
F3S-TGR-NSFC-21-M1J8 | 80550 | 387866 | Non-contact door switch, coded, small stainless steel food design, 2NC+1NO, M12 connector pigtail
F3S-TGR-NSFR-21-05 | 77750 | 387896 | Non-contact door switch, reed, small stainless steel food design, 2NC+1NO, 5m cable
F3S-TGR-NSFR-21-10 | 79450 | 388165 | Non-contact door switch, reed, small stainless steel food design, 2NC+1NO, 10m cable
F3S-TGR-NSFR-21-M1J8 | 85000 | 387897 | Non-contact door switch, reed, small stainless steel food design, 2NC+1NO, M12 connector pigtail
F3S-TGR-NSHC-21-05 | 72400 | 387861 | Non-contact door switch, coded, small stainless steel hygienic design, 2NC+1NO, 5m cable
F3S-TGR-NSHC-21-10 | 73700 | 387862 | Non-contact door switch, coded, small stainless steel hygienic design, 2NC+1NO, 10m cable
F3S-TGR-NSHC-21-M1J8 | 80550 | 387863 | Non-contact door switch, coded, small stainless steel hygienic design, 2NC+1NO, M12 connector pigtail
F3S-TGR-NSHR-21-05 | 77750 | 387894 | Non-contact door switch, reed, small stainless steel hygienic design, 2NC+1NO, 5m cable
F3S-TGR-NSHR-21-10 | 79450 | 388164 | Non-contact door switch, reed, small stainless steel hygienic design, 2NC+1NO, 10m cable
F3S-TGR-NSHR-21-M1J8 | 85000 | 387895 | Non-contact door switch, reed, small stainless steel hygienic design, 2NC+1NO, M12 connector pigtail
F3S-TGR-NSMC-20-02 | 73650 | 231376 | Non-contact door switch, coded, small sensor 2 m, stainless steel, 2 NC contacts
F3S-TGR-NSMC-20-05 | 69650 | 231377 | Non-contact door switch, coded, small sensor 5m, stainless steel, 2 NC contacts
F3S-TGR-NSMC-20-10 | 71000 | 231378 | Non-contact door switch, coded, small sensor 10m, stainless steel, 2 NC contacts
F3S-TGR-NSMC-20-M1J8 | 77850 | 231379 | Non-contact door switch, coded, small sensor M12 connector, steel, 2 NC contacts
F3S-TGR-NSMC-21-02 | 69650 | 231380 | Non-contact door switch, coded, small sensor 2m, stainless steel, 2 NC+1 NO contacts
F3S-TGR-NSMC-21-02-A | 10160 | 303136 | Non-contact door actuator, coded, small sensor, stainless steel, 2NC+1NO contacts, 2 m cable
F3S-TGR-NSMC-21-02-S | 44580 | 303135 | Non-contact door sensor, coded, small sensor, stainless steel, 2NC+1NO contacts, 2 m cable
F3S-TGR-NSMC-21-05 | 72400 | 231381 | Non-contact door switch, coded, small stainless steel, 2NC+1NO, 5m cable
F3S-TGR-NSMC-21-10 | 73700 | 231382 | Non-contact door switch, coded, small stainless steel, 2NC+1NO, 10m cable
F3S-TGR-NSMC-21-M1J8 | 80550 | 231383 | Non-contact door switch, coded, small stainless steel, 2NC+1NO, M12 connector pigtail
F3S-TGR-NSMR-20-02 | 73700 | 231392 | Non-contact door switch, reed, small sensor 2m, stainless steel, 2NC contacts
F3S-TGR-NSMR-20-05 | 75100 | 231393 | Non-contact door switch, reed, small sensor 5m, stainless steel, 2NC contacts
F3S-TGR-NSMR-20-10 | 76450 | 231394 | Non-contact door switch, reed, small sensor 10m, stainless steel, 2NC contacts
F3S-TGR-NSMR-20-M1J8 | 82000 | 231395 | Non-contact door switch, reed, small sensor M12 connector, steel, 2NC contacts
F3S-TGR-NSMR-21-02 | 76450 | 231396 | Non-contact door switch, reed, small sensor 2 m, stainless steel, 2NC+1NO contacts
F3S-TGR-NSMR-21-05 | 77850 | 231397 | Non-contact door switch, reed, small stainless steel, 2NC+1NO, 5m cable
F3S-TGR-NSMR-21-10 | 79350 | 231398 | Non-contact door switch, reed, small stainless steel, 2NC+1NO, 10 m cable
F3S-TGR-NSMR-21-M1J8 | 84750 | 231399 | Non-contact door switch, reed, small stainless steel, 2NC+1NO, M12 connector pigtail
F3S-TGR-NSPC-20-02 | 31870 | 237347 | Non-contact door switch, coded, small sensor, 2 m cable, plastic, 2NC contacts
F3S-TGR-NSPC-20-M1J8 | 35940 | 237350 | Non-contact door switch, coded, small sensor, M12 connector, plastic, 2NC contacts
F3S-TGR-NSPC-21-05 | 44280 | 330850 | Non-contact door switch, coded, small plastic, 2NC+1NO, 5m cable
F3S-TGR-NSPC-21-10 | 47470 | 330851 | Non-contact door switch, coded, small plastic, 2NC+1NO, 10 m cable
F3S-TGR-NSPC-21-M1J8 | 50600 | 330852 | Non-contact door switch, coded, small plastic, 2NC+1NO, M12 connector pigtail
F3S-TGR-NSPM-21-05 | 57350 | 387919 | Non-contact door switch, RFID master coded, small plastic, 2NC+1NO, 5m cable
F3S-TGR-NSPM-21-10 | 60150 | 387920 | Non-contact door switch, RFID master coded, small plastic, 2NC+1NO, 10m cable
F3S-TGR-NSPM-21-M1J8 | 61900 | 383763 | Non-contact door switch, small, RFID master code, M12 pigtail connector, 2NC+1NO contacts
F3S-TGR-NSPR-21-05 | 52500 | 330847 | Non-contact door switch, reed, small plastic, 2NC+1NO, 5m cable
F3S-TGR-NSPR-21-10 | 61600 | 330848 | Non-contact door switch, reed, small plastic, 2NC+1NO, 10m cable
F3S-TGR-NSPR-21-M1J8 | 64650 | 330849 | Non-contact door switch, reed, small plastic, 2NC+1NO, M12 connector pigtail
F3S-TGR-NSPU-21-05 | 57350 | 387916 | Non-contact door switch, RFID unique coded, small plastic, 2NC+1NO, 5m cable
F3S-TGR-NSPU-21-10 | 60150 | 387917 | Non-contact door switch, RFID unique coded, small plastic, 2NC+1NO, 10m cable
F3S-TGR-NSPU-21-M1J8 | 61900 | 387918 | Non-contact door switch, RFID unique coded, small plastic, 2NC+1NO, M12 connector pigtail
F3S-TGR-NWPR-21-05 | 55450 | 330855 | Non-contact door switch, reed, Wide Body sensor 5m, plastic, 2NC+1NO contacts (D40B size equivalent)
F3S-TGR-SMSA-10 | 95900 | 387934 | Non-contact door switch, stand alone, stainless steel, single actuator, 2NC+1NO, 10m cable
F3S-TGR-SPSA-05 | 75200 | 387927 | Non-contact door switch, stand alone, plastic, single actuator, 2NC+1NO, 5m cable
F3S-TGR-SPSD-M1J8 | 93400 | 387932 | Non-contact door switch, stand alone, plastic, double actuator, 2NC+1NO, M12 connector pigtail
F3W-D052A 2M | 247300 | 677800 | Picking Sensor, Through Beam, sensing distance 3 m, NPN output
F3W-D052A 5M | 251600 | 677799 | Picking Sensor, Through Beam, sensing distance 3 m, NPN output, 5 m cable
F3W-D052A 7M | 254500 | 677798 | Picking Sensor, Through Beam, sensing distance 3 m, NPN output, 7 m cable
F3W-D052AP 2M | 199800 | 677794 | Picking Sensor, Through Beam, sensing distance 3 m, NPN output, external indicator connection, 2 m cable
F3W-D052AP 5M | 206800 | 677793 | Picking Sensor, Through Beam, sensing distance 3 m, NPN output, external indicator connection, 5 m cable
F3W-D052B 1M | 283400 | 677797 | Picking Sensor, Through Beam, sensing distance 3 m, NPN output, M12 pigtail 1 m cable
F3W-D052B 2M | 290900 | 677796 | Picking Sensor, Through Beam, sensing distance 3 m, NPN output, M12 pigtail 2 m cable
F3W-D052B 3.5M | 298100 | 677795 | Picking Sensor, Through Beam, sensing distance 3 m, NPN output, M12 pigtail 3.5 m cable
F3W-D052BP 2M | 298100 | 677792 | Picking Sensor, Through Beam, sensing distance 3 m, NPN output, external indicator connection, M12 pigtail 2 m cable
F3W-D052C 5M | 251600 | 677791 | Picking Sensor, Through Beam, sensing distance 3 m, PNP output, 5 m cable
F3W-D052CP 5M | 259000 | 677790 | Picking Sensor, Through Beam, sensing distance 3 m, PNP output, external indicator connection, 5 m cable
F3W-D052D 1M | 283400 | 676805 | Picking Sensor, Through Beam, Sensing distance 3 m, PNP output
F3W-D052D 2M | 290900 | 677789 | Picking Sensor, Through Beam, sensing distance 3 m, PNP output, M12 pigtail 2 m cable
F3W-D052DP 2M | 298100 | 677698 | Picking Sensor, Through Beam, Sensing distance 3 m, PNP output, external indicator connection, M12 pigtail 2 m cable
F3W-E032A6 2M | 86350 | 242182
F3W-E032A6 5M | 91050 | 242189
F3W-E032A8 2M | 86350 | 242184
F3W-E032A8 5M | 91050 | 242190
F3W-E032B6 0.3M | 125000 | 242183
F3W-E032B8 0.3M | 125000 | 242185 | Picking Sensor, Through Beam, Sensing distance 300 mm, 3 beams, 25 mm gap, PNP output, M12 cable end connector 0.3 m
F3W-MA0100P | 141600 | 667382 | Safety Sensor Accessory, F3W-MA Smart Muting Actuator, 100mm beam gap
F3W-MA0300P | 176200 | 667381 | Safety Sensor Accessory, F3W-MA Smart Muting Actuator, 300mm beam gap
F420-F000L12M-NNA | 1138900 | 697140 | F420 Smart Camera, 1.2 MP monochrome, Long range, Autofocus 75-1200 mm, No outer light, AutoVISION, Serial RS-232, USB, or Ethernet over USB, IP54
F420-F000L12M-NNS | 751200 | 697139 | F420 Smart Camera, 1.2 MP monochrome, Long range, Autofocus 75-1200 mm, No outer light, AutoVISION Sensor, Serial RS-232, USB, or Ethernet over USB, IP54
F420-F000L12M-NNV | 1381000 | 697141 | F420 Smart Camera, 1.2 MP monochrome, Long range, Autofocus 75-1200 mm, No outer light, AutoVISION+Visionscape, Serial RS-232, USB, or Ethernet over USB, IP54
F420-F000L12M-SRA | 1187300 | 697143 | F420 Smart Camera, 1.2 MP monochrome, Long range, Autofocus 75-1200 mm, Red light, AutoVISION, Serial RS-232, USB, or Ethernet over USB, IP54
F420-F000L12M-SRS | 799900 | 697142 | F420 Smart Camera, 1.2 MP monochrome, Long range, Autofocus 75-1200 mm, Red light, AutoVISION Sensor, Serial RS-232, USB, or Ethernet over USB, IP54
F420-F000L12M-SRV | 1429600 | 697144 | F420 Smart Camera, 1.2 MP monochrome, Long range, Autofocus 75-1200 mm, Red light, AutoVISION+Visionscape, Serial RS-232, USB, or Ethernet over USB, IP54
F420-F000L12M-SWA | 1187300 | 697146 | F420 Smart Camera, 1.2 MP monochrome, Long range, Autofocus 75-1200 mm, White light, AutoVISION, Serial RS-232, USB, or Ethernet over USB, IP54
F420-F000L12M-SWS | 799900 | 697145 | F420 Smart Camera, 1.2 MP monochrome, Long range, Autofocus 75-1200 mm, White light, AutoVISION Sensor, Serial RS-232, USB, or Ethernet over USB, IP54
F420-F000L12M-SWV | 1308300 | 696557 | F420 Smart Camera, 1.2 MP monochrome, Long range, Autofocus 75-1200 mm, White light, AutoVISION+Visionscape, Serial RS-232, USB, or Ethernet over USB, IP54
F420-F000M03M-NNA | 993400 | 697079 | F420 Smart Camera, 0.3 MP monochrome, Medium view, Autofocus 50-300 mm, No outer light, AutoVISION, Serial RS-232, USB, or Ethernet over USB, IP54
F420-F000M03M-NNS | 606000 | 697078 | F420 Smart Camera, 0.3 MP monochrome, Medium view, Autofocus 50-300 mm, No outer light, AutoVISION Sensor, Serial RS-232, USB, or Ethernet over USB, IP54
F420-F000M03M-NNV | 1235800 | 697080 | F420 Smart Camera, 0.3 MP monochrome, Medium view, Autofocus 50-300 mm, No outer light, AutoVISION+Visionscape, Serial RS-232, USB, or Ethernet over USB, IP54
F420-F000M03M-SRA | 1042000 | 697082 | F420 Smart Camera, 0.3 MP monochrome, Medium view, Autofocus 50-300 mm, Red light, AutoVISION, Serial RS-232, USB, or Ethernet over USB, IP54
F420-F000M03M-SRS | 654400 | 697081 | F420 Smart Camera, 0.3 MP monochrome, Medium view, Autofocus 50-300 mm, Red light, AutoVISION Sensor, Serial RS-232, USB, or Ethernet over USB, IP54
F420-F000M03M-SRV | 1284300 | 697083 | F420 Smart Camera, 0.3 MP monochrome, Medium view, Autofocus 50-300 mm, Red light, AutoVISION+Visionscape, Serial RS-232, USB, or Ethernet over USB, IP54
F420-F000M03M-SWA | 1042000 | 697085 | F420 Smart Camera, 0.3 MP monochrome, Medium view, Autofocus 50-300 mm, White light, AutoVISION, Serial RS-232, USB, or Ethernet over USB, IP54
F420-F000M03M-SWS | 654400 | 697084 | F420 Smart Camera, 0.3 MP monochrome, Medium view, Autofocus 50-300 mm, White light, AutoVISION Sensor, Serial RS-232, USB, or Ethernet over USB, IP54
F420-F000M03M-SWV | 1163100 | 696552 | F420 Smart Camera, 0.3 MP monochrome, Medium view, Autofocus 50-300 mm, White light, AutoVISION+Visionscape, Serial RS-232, USB, or Ethernet over USB, IP54
F420-F000M12M-NNA | 1138900 | 697095 | F420 Smart Camera, 1.2 MP monochrome, Medium view, Autofocus 50-300 mm, No outer light, AutoVISION, Serial RS-232, USB, or Ethernet over USB, IP54
F420-F000M12M-NNS | 751200 | 697094 | F420 Smart Camera, 1.2 MP monochrome, Medium view, Autofocus 50-300 mm, No outer light, AutoVISION Sensor, Serial RS-232, USB, or Ethernet over USB, IP54
F420-F000M12M-NNV | 1381000 | 697096 | F420 Smart Camera, 1.2 MP monochrome, Medium view, Autofocus 50-300 mm, No outer light, AutoVISION+Visionscape, Serial RS-232, USB, or Ethernet over USB, IP54
F420-F000M12M-SRA | 1187300 | 697098 | F420 Smart Camera, 1.2 MP monochrome, Medium view, Autofocus 50-300 mm, Red light, AutoVISION, Serial RS-232, USB, or Ethernet over USB, IP54
F420-F000M12M-SRS | 799900 | 697097 | F420 Smart Camera, 1.2 MP monochrome, Medium view, Autofocus 50-300 mm, Red light, AutoVISION Sensor, Serial RS-232, USB, or Ethernet over USB, IP54
F420-F000M12M-SRV | 1429600 | 697099 | F420 Smart Camera, 1.2 MP monochrome, Medium view, Autofocus 50-300 mm, Red light, AutoVISION+Visionscape, Serial RS-232, USB, or Ethernet over USB, IP54
F420-F000M12M-SWA | 1187300 | 697101 | F420 Smart Camera, 1.2 MP monochrome, Medium view, Autofocus 50-300 mm, White light, AutoVISION, Serial RS-232, USB, or Ethernet over USB, IP54
F420-F000M12M-SWS | 799900 | 697100 | F420 Smart Camera, 1.2 MP monochrome, Medium view, Autofocus 50-300 mm, White light, AutoVISION Sensor, Serial RS-232, USB, or Ethernet over USB, IP54
F420-F000M12M-SWV | 1308300 | 696554 | F420 Smart Camera, 1.2 MP monochrome, Medium view, Autofocus 50-300 mm, White light, AutoVISION+Visionscape, Serial RS-232, USB, or Ethernet over USB, IP54
F420-F000M50C-NNA | 1042000 | 697108 | F420 Smart Camera, 5 MP color, Medium view, Autofocus 50-300 mm, No outer light, AutoVISION, Serial RS-232, USB, or Ethernet over USB, IP54
F420-F000M50C-NNS | 654400 | 697107 | F420 Smart Camera, 5 MP color, Medium view, Autofocus 50-300 mm, No outer light, AutoVISION Sensor, Serial RS-232, USB, or Ethernet over USB, IP54
F420-F000M50C-NNV | 1284300 | 697109 | F420 Smart Camera, 5 MP color, Medium view, Autofocus 50-300 mm, No outer light, AutoVISION+Visionscape, Serial RS-232, USB, or Ethernet over USB, IP54
F420-F000M50C-SWA | 1090600 | 697111 | F420 Smart Camera, 5 MP color, Medium view, Autofocus 50-300 mm, White light, AutoVISION, Serial RS-232, USB, or Ethernet over USB, IP54
F420-F000M50C-SWS | 702800 | 697110 | F420 Smart Camera, 5 MP color, Medium view, Autofocus 50-300 mm, White light, AutoVISION Sensor, Serial RS-232, USB, or Ethernet over USB, IP54
F420-F000M50C-SWV | 1211300 | 696556 | F420 Smart Camera, 5 MP color, Medium view, Autofocus 50-300 mm, White light, AutoVISION+Visionscape, Serial RS-232, USB, or Ethernet over USB, IP54
F420-F000N12M-NNA | 1138900 | 697131 | F420 Smart Camera, 1.2 MP monochrome, Narrow view, Autofocus 40-150 mm, No outer light, AutoVISION, Serial RS-232, USB, or Ethernet over USB, IP54
F420-F000N12M-NNS | 751200 | 697130 | F420 Smart Camera, 1.2 MP monochrome, Narrow view, Autofocus 40-150 mm, No outer light, AutoVISION Sensor, Serial RS-232, USB, or Ethernet over USB, IP54
F420-F000N12M-NNV | 1381000 | 697132 | F420 Smart Camera, 1.2 MP monochrome, Narrow view, Autofocus 40-150 mm, No outer light, AutoVISION+Visionscape, Serial RS-232, USB, or Ethernet over USB, IP54
F420-F000N12M-SRA | 1187300 | 697134 | F420 Smart Camera, 1.2 MP monochrome, Narrow view, Autofocus 40-150 mm, Red light, AutoVISION, Serial RS-232, USB, or Ethernet over USB, IP54
F420-F000N12M-SRS | 799900 | 697133 | F420 Smart Camera, 1.2 MP monochrome, Narrow view, Autofocus 40-150 mm, Red light, AutoVISION Sensor, Serial RS-232, USB, or Ethernet over USB, IP54
F420-F000N12M-SRV | 1429600 | 697135 | F420 Smart Camera, 1.2 MP monochrome, Narrow view, Autofocus 40-150 mm, Red light, AutoVISION+Visionscape, Serial RS-232, USB, or Ethernet over USB, IP54
F420-F000N12M-SWA | 1187300 | 697137 | F420 Smart Camera, 1.2 MP monochrome, Narrow view, Autofocus 40-150 mm, White light, AutoVISION, Serial RS-232, USB, or Ethernet over USB, IP54
F420-F000N12M-SWS | 799900 | 697136 | F420 Smart Camera, 1.2 MP monochrome, Narrow view, Autofocus 40-150 mm, White light, AutoVISION Sensor, Serial RS-232, USB, or Ethernet over USB, IP54
F420-F000N12M-SWV | 1429600 | 697138 | F420 Smart Camera, 1.2 MP monochrome, Narrow view, Autofocus 40-150 mm, White light, AutoVISION+Visionscape, Serial RS-232, USB, or Ethernet over USB, IP54
F420-F000W03M-NNA | 993400 | 697071 | F420 Smart Camera, 0.3 MP monochrome, Wide view, Autofocus 50-300 mm, No outer light, AutoVISION, Serial RS-232, USB, or Ethernet over USB, IP54
F420-F000W03M-NNS | 606000 | 697070 | F420 Smart Camera, 0.3 MP monochrome, Wide view, Autofocus 50-300 mm, No outer light, AutoVISION Sensor, Serial RS-232, USB, or Ethernet over USB, IP54
F420-F000W03M-NNV | 1235800 | 697072 | F420 Smart Camera, 0.3 MP monochrome, Wide view, Autofocus 50-300 mm, No outer light, AutoVISION+Visionscape, Serial RS-232, USB, or Ethernet over USB, IP54
F420-F000W03M-SRA | 1042000 | 697074 | F420 Smart Camera, 0.3 MP monochrome, Wide view, Autofocus 50-300 mm, Red light, AutoVISION, Serial RS-232, USB, or Ethernet over USB, IP54
F420-F000W03M-SRS | 654400 | 697073 | F420 Smart Camera, 0.3 MP monochrome, Wide view, Autofocus 50-300 mm, Red light, AutoVISION Sensor, Serial RS-232, USB, or Ethernet over USB, IP54
F420-F000W03M-SRV | 1284300 | 697075 | F420 Smart Camera, 0.3 MP monochrome, Wide view, Autofocus 50-300 mm, Red light, AutoVISION+Visionscape, Serial RS-232, USB, or Ethernet over USB, IP54
F420-F000W03M-SWA | 1042000 | 697077 | F420 Smart Camera, 0.3 MP monochrome, Wide view, Autofocus 50-300 mm, White light, AutoVISION, Serial RS-232, USB, or Ethernet over USB, IP54
F420-F000W03M-SWS | 654400 | 697076 | F420 Smart Camera, 0.3 MP monochrome, Wide view, Autofocus 50-300 mm, White light, AutoVISION Sensor, Serial RS-232, USB, or Ethernet over USB, IP54
F420-F000W03M-SWV | 1163100 | 696551 | F420 Smart Camera, 0.3 MP monochrome, Wide view, Autofocus 50-300 mm, White light, AutoVISION+Visionscape, Serial RS-232, USB, or Ethernet over USB, IP54
F420-F000W12M-NNA | 1138900 | 697087 | F420 Smart Camera, 1.2 MP monochrome, Wide view, Autofocus 50-300 mm, No outer light, AutoVISION, Serial RS-232, USB, or Ethernet over USB, IP54
F420-F000W12M-NNS | 751200 | 697086 | F420 Smart Camera, 1.2 MP monochrome, Wide view, Autofocus 50-300 mm, No outer light, AutoVISION Sensor, Serial RS-232, USB, or Ethernet over USB, IP54
F420-F000W12M-NNV | 1381000 | 697088 | F420 Smart Camera, 1.2 MP monochrome, Wide view, Autofocus 50-300 mm, No outer light, AutoVISION+Visionscape, Serial RS-232, USB, or Ethernet over USB, IP54
F420-F000W12M-SRA | 1187300 | 697090 | F420 Smart Camera, 1.2 MP monochrome, Wide view, Autofocus 50-300 mm, Red light, AutoVISION, Serial RS-232, USB, or Ethernet over USB, IP54
F420-F000W12M-SRS | 799900 | 697089 | F420 Smart Camera, 1.2 MP monochrome, Wide view, Autofocus 50-300 mm, Red light, AutoVISION Sensor, Serial RS-232, USB, or Ethernet over USB, IP54
F420-F000W12M-SRV | 1429600 | 697091 | F420 Smart Camera, 1.2 MP monochrome, Wide view, Autofocus 50-300 mm, Red light, AutoVISION+Visionscape, Serial RS-232, USB, or Ethernet over USB, IP54
F420-F000W12M-SWA | 1187300 | 697093 | F420 Smart Camera, 1.2 MP monochrome, Wide view, Autofocus 50-300 mm, White light, AutoVISION, Serial RS-232, USB, or Ethernet over USB, IP54
F420-F000W12M-SWS | 799900 | 697092 | F420 Smart Camera, 1.2 MP monochrome, Wide view, Autofocus 50-300 mm, White light, AutoVISION Sensor, Serial RS-232, USB, or Ethernet over USB, IP54
F420-F000W12M-SWV | 1308300 | 696553 | F420 Smart Camera, 1.2 MP monochrome, Wide view, Autofocus 50-300 mm, White light, AutoVISION+Visionscape, Serial RS-232, USB, or Ethernet over USB, IP54
F420-F000W50C-NNA | 1042000 | 697103 | F420 Smart Camera, 5 MP color, Wide view, Autofocus 50-300 mm, No outer light, AutoVISION, Serial RS-232, USB, or Ethernet over USB, IP54
F420-F000W50C-NNS | 654400 | 697102 | F420 Smart Camera, 5 MP color, Wide view, Autofocus 50-300 mm, No outer light, AutoVISION Sensor, Serial RS-232, USB, or Ethernet over USB, IP54
F420-F000W50C-NNV | 1284300 | 697104 | F420 Smart Camera, 5 MP color, Wide view, Autofocus 50-300 mm, No outer light, AutoVISION+Visionscape, Serial RS-232, USB, or Ethernet over USB, IP54
F420-F000W50C-SWA | 1090600 | 697106 | F420 Smart Camera, 5 MP color, Wide view, Autofocus 50-300 mm, White light, AutoVISION, Serial RS-232, USB, or Ethernet over USB, IP54
F420-F000W50C-SWS | 702800 | 697105 | F420 Smart Camera, 5 MP color, Wide view, Autofocus 50-300 mm, White light, AutoVISION Sensor, Serial RS-232, USB, or Ethernet over USB, IP54
F420-F000W50C-SWV | 1211300 | 696555 | F420 Smart Camera, 5 MP color, Wide view, Autofocus 50-300 mm, White light, AutoVISION+Visionscape, Serial RS-232, USB, or Ethernet over USB, IP54
F420-F050M03M-NNA | 848200 | 696876 | F420 Smart Camera, 0.3 MP monochrome, Medium view, Fixed focus 50 mm, No outer light, AutoVISION, Serial RS-232, USB, or Ethernet over USB, IP54
F420-F050M03M-NNS | 460800 | 696875 | F420 Smart Camera, 0.3 MP monochrome, Medium view, Fixed focus 50 mm, No outer light, AutoVISION Sensor, Serial RS-232, USB, or Ethernet over USB, IP54
F420-F050M03M-NNV | 1090600 | 696877 | F420 Smart Camera, 0.3 MP monochrome, Medium view, Fixed focus 50 mm, No outer light, AutoVISION+Visionscape, Serial RS-232, USB, or Ethernet over USB, IP54
F420-F050M03M-SRA | 896600 | 696879 | F420 Smart Camera, 0.3 MP monochrome, Medium view, Fixed focus 50 mm, Red light, AutoVISION, Serial RS-232, USB, or Ethernet over USB, IP54
F420-F050M03M-SRS | 509200 | 696878 | F420 Smart Camera, 0.3 MP monochrome, Medium view, Fixed focus 50 mm, Red light, AutoVISION Sensor, Serial RS-232, USB, or Ethernet over USB, IP54
F420-F050M03M-SRV | 1138900 | 696880 | F420 Smart Camera, 0.3 MP monochrome, Medium view, Fixed focus 50 mm, Red light, AutoVISION+Visionscape, Serial RS-232, USB, or Ethernet over USB, IP54
F420-F050M03M-SWA | 896600 | 696882 | F420 Smart Camera, 0.3 MP monochrome, Medium view, Fixed focus 50 mm, White light, AutoVISION, Serial RS-232, USB, or Ethernet over USB, IP54
F420-F050M03M-SWS | 509200 | 696881 | F420 Smart Camera, 0.3 MP monochrome, Medium view, Fixed focus 50 mm, White light, AutoVISION Sensor, Serial RS-232, USB, or Ethernet over USB, IP54
F420-F050M03M-SWV | 1138900 | 696883 | F420 Smart Camera, 0.3 MP monochrome, Medium view, Fixed focus 50 mm, White light, AutoVISION+Visionscape, Serial RS-232, USB, or Ethernet over USB, IP54
F420-F050M12M-NNA | 993400 | 696966 | F420 Smart Camera, 1.2 MP monochrome, Medium view, Fixed focus 50 mm, No outer light, AutoVISION, Serial RS-232, USB, or Ethernet over USB, IP54
F420-F050M12M-NNS | 606000 | 696965 | F420 Smart Camera, 1.2 MP monochrome, Medium view, Fixed focus 50 mm, No outer light, AutoVISION Sensor, Serial RS-232, USB, or Ethernet over USB, IP54
F420-F050M12M-NNV | 1235800 | 696967 | F420 Smart Camera, 1.2 MP monochrome, Medium view, Fixed focus 50 mm, No outer light, AutoVISION+Visionscape, Serial RS-232, USB, or Ethernet over USB, IP54
F420-F050M12M-SRA | 1042000 | 696969 | F420 Smart Camera, 1.2 MP monochrome, Medium view, Fixed focus 50 mm, Red light, AutoVISION, Serial RS-232, USB, or Ethernet over USB, IP54
F420-F050M12M-SRS | 654400 | 696968 | F420 Smart Camera, 1.2 MP monochrome, Medium view, Fixed focus 50 mm, Red light, AutoVISION Sensor, Serial RS-232, USB, or Ethernet over USB, IP54
F420-F050M12M-SRV | 1284300 | 696970 | F420 Smart Camera, 1.2 MP monochrome, Medium view, Fixed focus 50 mm, Red light, AutoVISION+Visionscape, Serial RS-232, USB, or Ethernet over USB, IP54
F420-F050M12M-SWA | 1042000 | 696972 | F420 Smart Camera, 1.2 MP monochrome, Medium view, Fixed focus 50 mm, White light, AutoVISION, Serial RS-232, USB, or Ethernet over USB, IP54
F420-F050M12M-SWS | 654400 | 696971 | F420 Smart Camera, 1.2 MP monochrome, Medium view, Fixed focus 50 mm, White light, AutoVISION Sensor, Serial RS-232, USB, or Ethernet over USB, IP54
F420-F050M12M-SWV | 1284300 | 696973 | F420 Smart Camera, 1.2 MP monochrome, Medium view, Fixed focus 50 mm, White light, AutoVISION+Visionscape, Serial RS-232, USB, or Ethernet over USB, IP54
F420-F050M50C-NNA | 896600 | 697041 | F420 Smart Camera, 5 MP color, Medium view, Fixed focus 50 mm, No outer light, AutoVISION, Serial RS-232, USB, or Ethernet over USB, IP54
F420-F050M50C-NNS | 509200 | 697040 | F420 Smart Camera, 5 MP color, Medium view, Fixed focus 50 mm, No outer light, AutoVISION Sensor, Serial RS-232, USB, or Ethernet over USB, IP54
F420-F050M50C-NNV | 1138900 | 697042 | F420 Smart Camera, 5 MP color, Medium view, Fixed focus 50 mm, No outer light, AutoVISION+Visionscape, Serial RS-232, USB, or Ethernet over USB, IP54
F420-F050M50C-SWA | 945000 | 697044 | F420 Smart Camera, 5 MP color, Medium view, Fixed focus 50 mm, White light, AutoVISION, Serial RS-232, USB, or Ethernet over USB, IP54
F420-F050M50C-SWS | 557800 | 697043 | F420 Smart Camera, 5 MP color, Medium view, Fixed focus 50 mm, White light, AutoVISION Sensor, Serial RS-232, USB, or Ethernet over USB, IP54
F420-F050M50C-SWV | 1187300 | 697045 | F420 Smart Camera, 5 MP color, Medium view, Fixed focus 50 mm, White light, AutoVISION+Visionscape, Serial RS-232, USB, or Ethernet over USB, IP54
F420-F050W03M-NNA | 848200 | 696831 | F420 Smart Camera, 0.3 MP monochrome, Wide view, Fixed focus 50 mm, No outer light, AutoVISION, Serial RS-232, USB, or Ethernet over USB, IP54
F420-F050W03M-NNS | 460800 | 696830 | F420 Smart Camera, 0.3 MP monochrome, Wide view, Fixed focus 50 mm, No outer light, AutoVISION Sensor, Serial RS-232, USB, or Ethernet over USB, IP54
F420-F050W03M-NNV | 1090600 | 696832 | F420 Smart Camera, 0.3 MP monochrome, Wide view, Fixed focus 50 mm, No outer light, AutoVISION+Visionscape, Serial RS-232, USB, or Ethernet over USB, IP54
F420-F050W03M-SRA | 896600 | 696834 | F420 Smart Camera, 0.3 MP monochrome, Wide view, Fixed focus 50 mm, Red light, AutoVISION, Serial RS-232, USB, or Ethernet over USB, IP54
F420-F050W03M-SRS | 509200 | 696833 | F420 Smart Camera, 0.3 MP monochrome, Wide view, Fixed focus 50 mm, Red light, AutoVISION Sensor, Serial RS-232, USB, or Ethernet over USB, IP54
F420-F050W03M-SRV | 1138900 | 696835 | F420 Smart Camera, 0.3 MP monochrome, Wide view, Fixed focus 50 mm, Red light, AutoVISION+Visionscape, Serial RS-232, USB, or Ethernet over USB, IP54
F420-F050W03M-SWA | 896600 | 696837 | F420 Smart Camera, 0.3 MP monochrome, Wide view, Fixed focus 50 mm, White light, AutoVISION, Serial RS-232, USB, or Ethernet over USB, IP54
F420-F050W03M-SWS | 509200 | 696836 | F420 Smart Camera, 0.3 MP monochrome, Wide view, Fixed focus 50 mm, White light, AutoVISION Sensor, Serial RS-232, USB, or Ethernet over USB, IP54
F420-F050W03M-SWV | 1138900 | 696838 | F420 Smart Camera, 0.3 MP monochrome, Wide view, Fixed focus 50 mm, White light, AutoVISION+Visionscape, Serial RS-232, USB, or Ethernet over USB, IP54
F420-F050W12M-NNA | 993400 | 696921 | F420 Smart Camera, 1.2 MP monochrome, Wide view, Fixed focus 50 mm, No outer light, AutoVISION, Serial RS-232, USB, or Ethernet over USB, IP54
F420-F050W12M-NNS | 606000 | 696920 | F420 Smart Camera, 1.2 MP monochrome, Wide view, Fixed focus 50 mm, No outer light, AutoVISION Sensor, Serial RS-232, USB, or Ethernet over USB, IP54
F420-F050W12M-NNV | 1235800 | 696922 | F420 Smart Camera, 1.2 MP monochrome, Wide view, Fixed focus 50 mm, No outer light, AutoVISION+Visionscape, Serial RS-232, USB, or Ethernet over USB, IP54
F420-F050W12M-SRA | 1042000 | 696924 | F420 Smart Camera, 1.2 MP monochrome, Wide view, Fixed focus 50 mm, Red light, AutoVISION, Serial RS-232, USB, or Ethernet over USB, IP54
F420-F050W12M-SRS | 654400 | 696923 | F420 Smart Camera, 1.2 MP monochrome, Wide view, Fixed focus 50 mm, Red light, AutoVISION Sensor, Serial RS-232, USB, or Ethernet over USB, IP54
F420-F050W12M-SRV | 1284300 | 696925 | F420 Smart Camera, 1.2 MP monochrome, Wide view, Fixed focus 50 mm, Red light, AutoVISION+Visionscape, Serial RS-232, USB, or Ethernet over USB, IP54
F420-F050W12M-SWA | 1042000 | 696927 | F420 Smart Camera, 1.2 MP monochrome, Wide view, Fixed focus 50 mm, White light, AutoVISION, Serial RS-232, USB, or Ethernet over USB, IP54
F420-F050W12M-SWS | 654400 | 696926 | F420 Smart Camera, 1.2 MP monochrome, Wide view, Fixed focus 50 mm, White light, AutoVISION Sensor, Serial RS-232, USB, or Ethernet over USB, IP54
F420-F050W12M-SWV | 1284300 | 696928 | F420 Smart Camera, 1.2 MP monochrome, Wide view, Fixed focus 50 mm, White light, AutoVISION+Visionscape, Serial RS-232, USB, or Ethernet over USB, IP54
F420-F050W50C-NNA | 896600 | 697011 | F420 Smart Camera, 5 MP color, Wide view, Fixed focus 50 mm, No outer light, AutoVISION, Serial RS-232, USB, or Ethernet over USB, IP54
F420-F050W50C-NNS | 509200 | 697010 | F420 Smart Camera, 5 MP color, Wide view, Fixed focus 50 mm, No outer light, AutoVISION Sensor, Serial RS-232, USB, or Ethernet over USB, IP54
F420-F050W50C-NNV | 1138900 | 697012 | F420 Smart Camera, 5 MP color, Wide view, Fixed focus 50 mm, No outer light, AutoVISION+Visionscape, Serial RS-232, USB, or Ethernet over USB, IP54
F420-F050W50C-SWA | 945000 | 697014 | F420 Smart Camera, 5 MP color, Wide view, Fixed focus 50 mm, White light, AutoVISION, Serial RS-232, USB, or Ethernet over USB, IP54
F420-F050W50C-SWS | 557800 | 697013 | F420 Smart Camera, 5 MP color, Wide view, Fixed focus 50 mm, White light, AutoVISION Sensor, Serial RS-232, USB, or Ethernet over USB, IP54
F420-F050W50C-SWV | 1187300 | 697015 | F420 Smart Camera, 5 MP color, Wide view, Fixed focus 50 mm, White light, AutoVISION+Visionscape, Serial RS-232, USB, or Ethernet over USB, IP54
F420-F081M03M-NNA | 848200 | 696885 | F420 Smart Camera, 0.3 MP monochrome, Medium view, Fixed focus 81 mm, No outer light, AutoVISION, Serial RS-232, USB, or Ethernet over USB, IP54
F420-F081M03M-NNS | 460800 | 696884 | F420 Smart Camera, 0.3 MP monochrome, Medium view, Fixed focus 81 mm, No outer light, AutoVISION Sensor, Serial RS-232, USB, or Ethernet over USB, IP54
F420-F081M03M-NNV | 1090600 | 696886 | F420 Smart Camera, 0.3 MP monochrome, Medium view, Fixed focus 81 mm, No outer light, AutoVISION+Visionscape, Serial RS-232, USB, or Ethernet over USB, IP54
F420-F081M03M-SRA | 896600 | 696888 | F420 Smart Camera, 0.3 MP monochrome, Medium view, Fixed focus 81 mm, Red light, AutoVISION, Serial RS-232, USB, or Ethernet over USB, IP54
F420-F081M03M-SRS | 509200 | 696887 | F420 Smart Camera, 0.3 MP monochrome, Medium view, Fixed focus 81 mm, Red light, AutoVISION Sensor, Serial RS-232, USB, or Ethernet over USB, IP54
F420-F081M03M-SRV | 1138900 | 696889 | F420 Smart Camera, 0.3 MP monochrome, Medium view, Fixed focus 81 mm, Red light, AutoVISION+Visionscape, Serial RS-232, USB, or Ethernet over USB, IP54
F420-F081M03M-SWA | 896600 | 696891 | F420 Smart Camera, 0.3 MP monochrome, Medium view, Fixed focus 81 mm, White light, AutoVISION, Serial RS-232, USB, or Ethernet over USB, IP54
F420-F081M03M-SWS | 509200 | 696890 | F420 Smart Camera, 0.3 MP monochrome, Medium view, Fixed focus 81 mm, White light, AutoVISION Sensor, Serial RS-232, USB, or Ethernet over USB, IP54
F420-F081M03M-SWV | 1138900 | 696892 | F420 Smart Camera, 0.3 MP monochrome, Medium view, Fixed focus 81 mm, White light, AutoVISION+Visionscape, Serial RS-232, USB, or Ethernet over USB, IP54
F420-F081M12M-NNA | 993400 | 696975 | F420 Smart Camera, 1.2 MP monochrome, Medium view, Fixed focus 81 mm, No outer light, AutoVISION, Serial RS-232, USB, or Ethernet over USB, IP54
F420-F081M12M-NNS | 606000 | 696974 | F420 Smart Camera, 1.2 MP monochrome, Medium view, Fixed focus 81 mm, No outer light, AutoVISION Sensor, Serial RS-232, USB, or Ethernet over USB, IP54
F420-F081M12M-NNV | 1235800 | 696976 | F420 Smart Camera, 1.2 MP monochrome, Medium view, Fixed focus 81 mm, No outer light, AutoVISION+Visionscape, Serial RS-232, USB, or Ethernet over USB, IP54
F420-F081M12M-SRA | 1042000 | 696978 | F420 Smart Camera, 1.2 MP monochrome, Medium view, Fixed focus 81 mm, Red light, AutoVISION, Serial RS-232, USB, or Ethernet over USB, IP54
F420-F081M12M-SRS | 654400 | 696977 | F420 Smart Camera, 1.2 MP monochrome, Medium view, Fixed focus 81 mm, Red light, AutoVISION Sensor, Serial RS-232, USB, or Ethernet over USB, IP54
F420-F081M12M-SRV | 1284300 | 696979 | F420 Smart Camera, 1.2 MP monochrome, Medium view, Fixed focus 81 mm, Red light, AutoVISION+Visionscape, Serial RS-232, USB, or Ethernet over USB, IP54
F420-F081M12M-SWA | 1042000 | 696981 | F420 Smart Camera, 1.2 MP monochrome, Medium view, Fixed focus 81 mm, White light, AutoVISION, Serial RS-232, USB, or Ethernet over USB, IP54
F420-F081M12M-SWS | 654400 | 696980 | F420 Smart Camera, 1.2 MP monochrome, Medium view, Fixed focus 81 mm, White light, AutoVISION Sensor, Serial RS-232, USB, or Ethernet over USB, IP54
F420-F081M12M-SWV | 1284300 | 696982 | F420 Smart Camera, 1.2 MP monochrome, Medium view, Fixed focus 81 mm, White light, AutoVISION+Visionscape, Serial RS-232, USB, or Ethernet over USB, IP54
F420-F081M50C-NNA | 896600 | 697047 | F420 Smart Camera, 5 MP color, Medium view, Fixed focus 81 mm, No outer light, AutoVISION, Serial RS-232, USB, or Ethernet over USB, IP54
F420-F081M50C-NNS | 509200 | 697046 | F420 Smart Camera, 5 MP color, Medium view, Fixed focus 81 mm, No outer light, AutoVISION Sensor, Serial RS-232, USB, or Ethernet over USB, IP54
F420-F081M50C-NNV | 1138900 | 697048 | F420 Smart Camera, 5 MP color, Medium view, Fixed focus 81 mm, No outer light, AutoVISION+Visionscape, Serial RS-232, USB, or Ethernet over USB, IP54
F420-F081M50C-SWA | 945000 | 697050 | F420 Smart Camera, 5 MP color, Medium view, Fixed focus 81 mm, White light, AutoVISION, Serial RS-232, USB, or Ethernet over USB, IP54
F420-F081M50C-SWS | 557800 | 697049 | F420 Smart Camera, 5 MP color, Medium view, Fixed focus 81 mm, White light, AutoVISION Sensor, Serial RS-232, USB, or Ethernet over USB, IP54
F420-F081M50C-SWV | 1187300 | 697051 | F420 Smart Camera, 5 MP color, Medium view, Fixed focus 81 mm, White light, AutoVISION+Visionscape, Serial RS-232, USB, or Ethernet over USB, IP54
F420-F081W03M-NNA | 848200 | 696840 | F420 Smart Camera, 0.3 MP monochrome, Wide view, Fixed focus 81 mm, No outer light, AutoVISION, Serial RS-232, USB, or Ethernet over USB, IP54
F420-F081W03M-NNS | 460800 | 696839 | F420 Smart Camera, 0.3 MP monochrome, Wide view, Fixed focus 81 mm, No outer light, AutoVISION Sensor, Serial RS-232, USB, or Ethernet over USB, IP54
F420-F081W03M-NNV | 1090600 | 696841 | F420 Smart Camera, 0.3 MP monochrome, Wide view, Fixed focus 81 mm, No outer light, AutoVISION+Visionscape, Serial RS-232, USB, or Ethernet over USB, IP54
F420-F081W03M-SRA | 896600 | 696843 | F420 Smart Camera, 0.3 MP monochrome, Wide view, Fixed focus 81 mm, Red light, AutoVISION, Serial RS-232, USB, or Ethernet over USB, IP54
F420-F081W03M-SRS | 509200 | 696842 | F420 Smart Camera, 0.3 MP monochrome, Wide view, Fixed focus 81 mm, Red light, AutoVISION Sensor, Serial RS-232, USB, or Ethernet over USB, IP54
F420-F081W03M-SRV | 1138900 | 696844 | F420 Smart Camera, 0.3 MP monochrome, Wide view, Fixed focus 81 mm, Red light, AutoVISION+Visionscape, Serial RS-232, USB, or Ethernet over USB, IP54
F420-F081W03M-SWA | 896600 | 696846 | F420 Smart Camera, 0.3 MP monochrome, Wide view, Fixed focus 81 mm, White light, AutoVISION, Serial RS-232, USB, or Ethernet over USB, IP54
F420-F081W03M-SWS | 509200 | 696845 | F420 Smart Camera, 0.3 MP monochrome, Wide view, Fixed focus 81 mm, White light, AutoVISION Sensor, Serial RS-232, USB, or Ethernet over USB, IP54
F420-F081W03M-SWV | 1138900 | 696847 | F420 Smart Camera, 0.3 MP monochrome, Wide view, Fixed focus 81 mm, White light, AutoVISION+Visionscape, Serial RS-232, USB, or Ethernet over USB, IP54
F420-F081W12M-NNA | 993400 | 696930 | F420 Smart Camera, 1.2 MP monochrome, Wide view, Fixed focus 81 mm, No outer light, AutoVISION, Serial RS-232, USB, or Ethernet over USB, IP54
F420-F081W12M-NNS | 606000 | 696929 | F420 Smart Camera, 1.2 MP monochrome, Wide view, Fixed focus 81 mm, No outer light, AutoVISION Sensor, Serial RS-232, USB, or Ethernet over USB, IP54
F420-F081W12M-NNV | 1235800 | 696931 | F420 Smart Camera, 1.2 MP monochrome, Wide view, Fixed focus 81 mm, No outer light, AutoVISION+Visionscape, Serial RS-232, USB, or Ethernet over USB, IP54
F420-F081W12M-SRA | 1042000 | 696933 | F420 Smart Camera, 1.2 MP monochrome, Wide view, Fixed focus 81 mm, Red light, AutoVISION, Serial RS-232, USB, or Ethernet over USB, IP54
F420-F081W12M-SRS | 654400 | 696932 | F420 Smart Camera, 1.2 MP monochrome, Wide view, Fixed focus 81 mm, Red light, AutoVISION Sensor, Serial RS-232, USB, or Ethernet over USB, IP54
F420-F081W12M-SRV | 1284300 | 696934 | F420 Smart Camera, 1.2 MP monochrome, Wide view, Fixed focus 81 mm, Red light, AutoVISION+Visionscape, Serial RS-232, USB, or Ethernet over USB, IP54
F420-F081W12M-SWA | 1042000 | 696936 | F420 Smart Camera, 1.2 MP monochrome, Wide view, Fixed focus 81 mm, White light, AutoVISION, Serial RS-232, USB, or Ethernet over USB, IP54
F420-F081W12M-SWS | 654400 | 696935 | F420 Smart Camera, 1.2 MP monochrome, Wide view, Fixed focus 81 mm, White light, AutoVISION Sensor, Serial RS-232, USB, or Ethernet over USB, IP54
F420-F081W12M-SWV | 1284300 | 696937 | F420 Smart Camera, 1.2 MP monochrome, Wide view, Fixed focus 81 mm, White light, AutoVISION+Visionscape, Serial RS-232, USB, or Ethernet over USB, IP54
F420-F081W50C-NNA | 896600 | 697017 | F420 Smart Camera, 5 MP color, Wide view, Fixed focus 81 mm, No outer light, AutoVISION, Serial RS-232, USB, or Ethernet over USB, IP54
F420-F081W50C-NNS | 509200 | 697016 | F420 Smart Camera, 5 MP color, Wide view, Fixed focus 81 mm, No outer light, AutoVISION Sensor, Serial RS-232, USB, or Ethernet over USB, IP54
F420-F081W50C-NNV | 1138900 | 697018 | F420 Smart Camera, 5 MP color, Wide view, Fixed focus 81 mm, No outer light, AutoVISION+Visionscape, Serial RS-232, USB, or Ethernet over USB, IP54
F420-F081W50C-SWA | 945000 | 697020 | F420 Smart Camera, 5 MP color, Wide view, Fixed focus 81 mm, White light, AutoVISION, Serial RS-232, USB, or Ethernet over USB, IP54
F420-F081W50C-SWS | 557800 | 697019 | F420 Smart Camera, 5 MP color, Wide view, Fixed focus 81 mm, White light, AutoVISION Sensor, Serial RS-232, USB, or Ethernet over USB, IP54
F420-F081W50C-SWV | 1187300 | 697021 | F420 Smart Camera, 5 MP color, Wide view, Fixed focus 81 mm, White light, AutoVISION+Visionscape, Serial RS-232, USB, or Ethernet over USB, IP54
F420-F102M03M-NNA | 848200 | 696894 | F420 Smart Camera, 0.3 MP monochrome, Medium view, Fixed focus 102 mm, No outer light, AutoVISION, Serial RS-232, USB, or Ethernet over USB, IP54
F420-F102M03M-NNS | 460800 | 696893 | F420 Smart Camera, 0.3 MP monochrome, Medium view, Fixed focus 102 mm, No outer light, AutoVISION Sensor, Serial RS-232, USB, or Ethernet over USB, IP54
F420-F102M03M-NNV | 1090600 | 696895 | F420 Smart Camera, 0.3 MP monochrome, Medium view, Fixed focus 102 mm, No outer light, AutoVISION+Visionscape, Serial RS-232, USB, or Ethernet over USB, IP54
F420-F102M03M-SRA | 896600 | 696897 | F420 Smart Camera, 0.3 MP monochrome, Medium view, Fixed focus 102 mm, Red light, AutoVISION, Serial RS-232, USB, or Ethernet over USB, IP54
F420-F102M03M-SRS | 509200 | 696896 | F420 Smart Camera, 0.3 MP monochrome, Medium view, Fixed focus 102 mm, Red light, AutoVISION Sensor, Serial RS-232, USB, or Ethernet over USB, IP54
F420-F102M03M-SRV | 1138900 | 696898 | F420 Smart Camera, 0.3 MP monochrome, Medium view, Fixed focus 102 mm, Red light, AutoVISION+Visionscape, Serial RS-232, USB, or Ethernet over USB, IP54
F420-F102M03M-SWA | 896600 | 696900 | F420 Smart Camera, 0.3 MP monochrome, Medium view, Fixed focus 102 mm, White light, AutoVISION, Serial RS-232, USB, or Ethernet over USB, IP54
F420-F102M03M-SWS | 509200 | 696899 | F420 Smart Camera, 0.3 MP monochrome, Medium view, Fixed focus 102 mm, White light, AutoVISION Sensor, Serial RS-232, USB, or Ethernet over USB, IP54
F420-F102M03M-SWV | 1138900 | 696901 | F420 Smart Camera, 0.3 MP monochrome, Medium view, Fixed focus 102 mm, White light, AutoVISION+Visionscape, Serial RS-232, USB, or Ethernet over USB, IP54
F420-F102M12M-NNA | 993400 | 696984 | F420 Smart Camera, 1.2 MP monochrome, Medium view, Fixed focus 102 mm, No outer light, AutoVISION, Serial RS-232, USB, or Ethernet over USB, IP54
F420-F102M12M-NNS | 606000 | 696983 | F420 Smart Camera, 1.2 MP monochrome, Medium view, Fixed focus 102 mm, No outer light, AutoVISION Sensor, Serial RS-232, USB, or Ethernet over USB, IP54
F420-F102M12M-NNV | 1235800 | 696985 | F420 Smart Camera, 1.2 MP monochrome, Medium view, Fixed focus 102 mm, No outer light, AutoVISION+Visionscape, Serial RS-232, USB, or Ethernet over USB, IP54
F420-F102M12M-SRA | 1042000 | 696987 | F420 Smart Camera, 1.2 MP monochrome, Medium view, Fixed focus 102 mm, Red light, AutoVISION, Serial RS-232, USB, or Ethernet over USB, IP54
F420-F102M12M-SRS | 654400 | 696986 | F420 Smart Camera, 1.2 MP monochrome, Medium view, Fixed focus 102 mm, Red light, AutoVISION Sensor, Serial RS-232, USB, or Ethernet over USB, IP54
F420-F102M12M-SRV | 1284300 | 696988 | F420 Smart Camera, 1.2 MP monochrome, Medium view, Fixed focus 102 mm, Red light, AutoVISION+Visionscape, Serial RS-232, USB, or Ethernet over USB, IP54
F420-F102M12M-SWA | 1042000 | 696990 | F420 Smart Camera, 1.2 MP monochrome, Medium view, Fixed focus 102 mm, White light, AutoVISION, Serial RS-232, USB, or Ethernet over USB, IP54
F420-F102M12M-SWS | 654400 | 696989 | F420 Smart Camera, 1.2 MP monochrome, Medium view, Fixed focus 102 mm, White light, AutoVISION Sensor, Serial RS-232, USB, or Ethernet over USB, IP54
F420-F102M12M-SWV | 1284300 | 696991 | F420 Smart Camera, 1.2 MP monochrome, Medium view, Fixed focus 102 mm, White light, AutoVISION+Visionscape, Serial RS-232, USB, or Ethernet over USB, IP54
F420-F102M50C-NNA | 896600 | 697053 | F420 Smart Camera, 5 MP color, Medium view, Fixed focus 102 mm, No outer light, AutoVISION, Serial RS-232, USB, or Ethernet over USB, IP54
F420-F102M50C-NNS | 509200 | 697052 | F420 Smart Camera, 5 MP color, Medium view, Fixed focus 102 mm, No outer light, AutoVISION Sensor, Serial RS-232, USB, or Ethernet over USB, IP54
F420-F102M50C-NNV | 1138900 | 697054 | F420 Smart Camera, 5 MP color, Medium view, Fixed focus 102 mm, No outer light, AutoVISION+Visionscape, Serial RS-232, USB, or Ethernet over USB, IP54
F420-F102M50C-SWA | 945000 | 697056 | F420 Smart Camera, 5 MP color, Medium view, Fixed focus 102 mm, White light, AutoVISION, Serial RS-232, USB, or Ethernet over USB, IP54
F420-F102M50C-SWS | 557800 | 697055 | F420 Smart Camera, 5 MP color, Medium view, Fixed focus 102 mm, White light, AutoVISION Sensor, Serial RS-232, USB, or Ethernet over USB, IP54
F420-F102M50C-SWV | 1187300 | 697057 | F420 Smart Camera, 5 MP color, Medium view, Fixed focus 102 mm, White light, AutoVISION+Visionscape, Serial RS-232, USB, or Ethernet over USB, IP54
F420-F102W03M-NNA | 848200 | 696849 | F420 Smart Camera, 0.3 MP monochrome, Wide view, Fixed focus 102 mm, No outer light, AutoVISION, Serial RS-232, USB, or Ethernet over USB, IP54
F420-F102W03M-NNS | 460800 | 696848 | F420 Smart Camera, 0.3 MP monochrome, Wide view, Fixed focus 102 mm, No outer light, AutoVISION Sensor, Serial RS-232, USB, or Ethernet over USB, IP54
F420-F102W03M-NNV | 1090600 | 696850 | F420 Smart Camera, 0.3 MP monochrome, Wide view, Fixed focus 102 mm, No outer light, AutoVISION+Visionscape, Serial RS-232, USB, or Ethernet over USB, IP54
F420-F102W03M-SRA | 896600 | 696852 | F420 Smart Camera, 0.3 MP monochrome, Wide view, Fixed focus 102 mm, Red light, AutoVISION, Serial RS-232, USB, or Ethernet over USB, IP54
F420-F102W03M-SRS | 509200 | 696851 | F420 Smart Camera, 0.3 MP monochrome, Wide view, Fixed focus 102 mm, Red light, AutoVISION Sensor, Serial RS-232, USB, or Ethernet over USB, IP54
F420-F102W03M-SRV | 1138900 | 696853 | F420 Smart Camera, 0.3 MP monochrome, Wide view, Fixed focus 102 mm, Red light, AutoVISION+Visionscape, Serial RS-232, USB, or Ethernet over USB, IP54
F420-F102W03M-SWA | 896600 | 696855 | F420 Smart Camera, 0.3 MP monochrome, Wide view, Fixed focus 102 mm, White light, AutoVISION, Serial RS-232, USB, or Ethernet over USB, IP54
F420-F102W03M-SWS | 509200 | 696854 | F420 Smart Camera, 0.3 MP monochrome, Wide view, Fixed focus 102 mm, White light, AutoVISION Sensor, Serial RS-232, USB, or Ethernet over USB, IP54
F420-F102W03M-SWV | 1138900 | 696856 | F420 Smart Camera, 0.3 MP monochrome, Wide view, Fixed focus 102 mm, White light, AutoVISION+Visionscape, Serial RS-232, USB, or Ethernet over USB, IP54
F420-F102W12M-NNA | 993400 | 696939 | F420 Smart Camera, 1.2 MP monochrome, Wide view, Fixed focus 102 mm, No outer light, AutoVISION, Serial RS-232, USB, or Ethernet over USB, IP54
F420-F102W12M-NNS | 606000 | 696938 | F420 Smart Camera, 1.2 MP monochrome, Wide view, Fixed focus 102 mm, No outer light, AutoVISION Sensor, Serial RS-232, USB, or Ethernet over USB, IP54
F420-F102W12M-NNV | 1235800 | 696940 | F420 Smart Camera, 1.2 MP monochrome, Wide view, Fixed focus 102 mm, No outer light, AutoVISION+Visionscape, Serial RS-232, USB, or Ethernet over USB, IP54
F420-F102W12M-SRA | 1042000 | 696942 | F420 Smart Camera, 1.2 MP monochrome, Wide view, Fixed focus 102 mm, Red light, AutoVISION, Serial RS-232, USB, or Ethernet over USB, IP54
F420-F102W12M-SRS | 654400 | 696941 | F420 Smart Camera, 1.2 MP monochrome, Wide view, Fixed focus 102 mm, Red light, AutoVISION Sensor, Serial RS-232, USB, or Ethernet over USB, IP54
F420-F102W12M-SRV | 1284300 | 696943 | F420 Smart Camera, 1.2 MP monochrome, Wide view, Fixed focus 102 mm, Red light, AutoVISION+Visionscape, Serial RS-232, USB, or Ethernet over USB, IP54
F420-F102W12M-SWA | 1042000 | 696945 | F420 Smart Camera, 1.2 MP monochrome, Wide view, Fixed focus 102 mm, White light, AutoVISION, Serial RS-232, USB, or Ethernet over USB, IP54
F420-F102W12M-SWS | 654400 | 696944 | F420 Smart Camera, 1.2 MP monochrome, Wide view, Fixed focus 102 mm, White light, AutoVISION Sensor, Serial RS-232, USB, or Ethernet over USB, IP54
F420-F102W12M-SWV | 1284300 | 696946 | F420 Smart Camera, 1.2 MP monochrome, Wide view, Fixed focus 102 mm, White light, AutoVISION+Visionscape, Serial RS-232, USB, or Ethernet over USB, IP54
F420-F102W50C-NNA | 896600 | 697023 | F420 Smart Camera, 5 MP color, Wide view, Fixed focus 102 mm, No outer light, AutoVISION, Serial RS-232, USB, or Ethernet over USB, IP54
F420-F102W50C-NNS | 509200 | 697022 | F420 Smart Camera, 5 MP color, Wide view, Fixed focus 102 mm, No outer light, AutoVISION Sensor, Serial RS-232, USB, or Ethernet over USB, IP54
F420-F102W50C-NNV | 1138900 | 697024 | F420 Smart Camera, 5 MP color, Wide view, Fixed focus 102 mm, No outer light, AutoVISION+Visionscape, Serial RS-232, USB, or Ethernet over USB, IP54
F420-F102W50C-SWA | 945000 | 697026 | F420 Smart Camera, 5 MP color, Wide view, Fixed focus 102 mm, White light, AutoVISION, Serial RS-232, USB, or Ethernet over USB, IP54
F420-F102W50C-SWS | 557800 | 697025 | F420 Smart Camera, 5 MP color, Wide view, Fixed focus 102 mm, White light, AutoVISION Sensor, Serial RS-232, USB, or Ethernet over USB, IP54
F420-F102W50C-SWV | 1187300 | 697027 | F420 Smart Camera, 5 MP color, Wide view, Fixed focus 102 mm, White light, AutoVISION+Visionscape, Serial RS-232, USB, or Ethernet over USB, IP54
F420-F190M03M-NNA | 848200 | 696903 | F420 Smart Camera, 0.3 MP monochrome, Medium view, Fixed focus 190 mm, No outer light, AutoVISION, Serial RS-232, USB, or Ethernet over USB, IP54
F420-F190M03M-NNS | 460800 | 696902 | F420 Smart Camera, 0.3 MP monochrome, Medium view, Fixed focus 190 mm, No outer light, AutoVISION Sensor, Serial RS-232, USB, or Ethernet over USB, IP54
F420-F190M03M-NNV | 1090600 | 696904 | F420 Smart Camera, 0.3 MP monochrome, Medium view, Fixed focus 190 mm, No outer light, AutoVISION+Visionscape, Serial RS-232, USB, or Ethernet over USB, IP54
F420-F190M03M-SRA | 896600 | 696906 | F420 Smart Camera, 0.3 MP monochrome, Medium view, Fixed focus 190 mm, Red light, AutoVISION, Serial RS-232, USB, or Ethernet over USB, IP54
F420-F190M03M-SRS | 509200 | 696905 | F420 Smart Camera, 0.3 MP monochrome, Medium view, Fixed focus 190 mm, Red light, AutoVISION Sensor, Serial RS-232, USB, or Ethernet over USB, IP54
F420-F190M03M-SRV | 1138900 | 696907 | F420 Smart Camera, 0.3 MP monochrome, Medium view, Fixed focus 190 mm, Red light, AutoVISION+Visionscape, Serial RS-232, USB, or Ethernet over USB, IP54
F420-F190M03M-SWA | 896600 | 696909 | F420 Smart Camera, 0.3 MP monochrome, Medium view, Fixed focus 190 mm, White light, AutoVISION, Serial RS-232, USB, or Ethernet over USB, IP54
F420-F190M03M-SWS | 509200 | 696908 | F420 Smart Camera, 0.3 MP monochrome, Medium view, Fixed focus 190 mm, White light, AutoVISION Sensor, Serial RS-232, USB, or Ethernet over USB, IP54
F420-F190M03M-SWV | 1138900 | 696910 | F420 Smart Camera, 0.3 MP monochrome, Medium view, Fixed focus 190 mm, White light, AutoVISION+Visionscape, Serial RS-232, USB, or Ethernet over USB, IP54
F420-F190M12M-NNA | 993400 | 696993 | F420 Smart Camera, 1.2 MP monochrome, Medium view, Fixed focus 190 mm, No outer light, AutoVISION, Serial RS-232, USB, or Ethernet over USB, IP54
F420-F190M12M-NNS | 606000 | 696992 | F420 Smart Camera, 1.2 MP monochrome, Medium view, Fixed focus 190 mm, No outer light, AutoVISION Sensor, Serial RS-232, USB, or Ethernet over USB, IP54
F420-F190M12M-NNV | 1235800 | 696994 | F420 Smart Camera, 1.2 MP monochrome, Medium view, Fixed focus 190 mm, No outer light, AutoVISION+Visionscape, Serial RS-232, USB, or Ethernet over USB, IP54
F420-F190M12M-SRA | 1042000 | 696996 | F420 Smart Camera, 1.2 MP monochrome, Medium view, Fixed focus 190 mm, Red light, AutoVISION, Serial RS-232, USB, or Ethernet over USB, IP54
F420-F190M12M-SRS | 654400 | 696995 | F420 Smart Camera, 1.2 MP monochrome, Medium view, Fixed focus 190 mm, Red light, AutoVISION Sensor, Serial RS-232, USB, or Ethernet over USB, IP54
F420-F190M12M-SRV | 1284300 | 696997 | F420 Smart Camera, 1.2 MP monochrome, Medium view, Fixed focus 190 mm, Red light, AutoVISION+Visionscape, Serial RS-232, USB, or Ethernet over USB, IP54
F420-F190M12M-SWA | 1042000 | 696999 | F420 Smart Camera, 1.2 MP monochrome, Medium view, Fixed focus 190 mm, White light, AutoVISION, Serial RS-232, USB, or Ethernet over USB, IP54
F420-F190M12M-SWS | 654400 | 696998 | F420 Smart Camera, 1.2 MP monochrome, Medium view, Fixed focus 190 mm, White light, AutoVISION Sensor, Serial RS-232, USB, or Ethernet over USB, IP54
F420-F190M12M-SWV | 1284300 | 697000 | F420 Smart Camera, 1.2 MP monochrome, Medium view, Fixed focus 190 mm, White light, AutoVISION+Visionscape, Serial RS-232, USB, or Ethernet over USB, IP54
F420-F190M50C-NNA | 896600 | 697059 | F420 Smart Camera, 5 MP color, Medium view, Fixed focus 190 mm, No outer light, AutoVISION, Serial RS-232, USB, or Ethernet over USB, IP54
F420-F190M50C-NNS | 509200 | 697058 | F420 Smart Camera, 5 MP color, Medium view, Fixed focus 190 mm, No outer light, AutoVISION Sensor, Serial RS-232, USB, or Ethernet over USB, IP54
F420-F190M50C-NNV | 1138900 | 697060 | F420 Smart Camera, 5 MP color, Medium view, Fixed focus 190 mm, No outer light, AutoVISION+Visionscape, Serial RS-232, USB, or Ethernet over USB, IP54
F420-F190M50C-SWA | 945000 | 697062 | F420 Smart Camera, 5 MP color, Medium view, Fixed focus 190 mm, White light, AutoVISION, Serial RS-232, USB, or Ethernet over USB, IP54
F420-F190M50C-SWS | 557800 | 697061 | F420 Smart Camera, 5 MP color, Medium view, Fixed focus 190 mm, White light, AutoVISION Sensor, Serial RS-232, USB, or Ethernet over USB, IP54
F420-F190M50C-SWV | 1187300 | 697063 | F420 Smart Camera, 5 MP color, Medium view, Fixed focus 190 mm, White light, AutoVISION+Visionscape, Serial RS-232, USB, or Ethernet over USB, IP54
F420-F190W03M-NNA | 848200 | 696858 | F420 Smart Camera, 0.3 MP monochrome, Wide view, Fixed focus 190 mm, No outer light, AutoVISION, Serial RS-232, USB, or Ethernet over USB, IP54
F420-F190W03M-NNS | 460800 | 696857 | F420 Smart Camera, 0.3 MP monochrome, Wide view, Fixed focus 190 mm, No outer light, AutoVISION Sensor, Serial RS-232, USB, or Ethernet over USB, IP54
F420-F190W03M-NNV | 1090600 | 696859 | F420 Smart Camera, 0.3 MP monochrome, Wide view, Fixed focus 190 mm, No outer light, AutoVISION+Visionscape, Serial RS-232, USB, or Ethernet over USB, IP54
F420-F190W03M-SRA | 896600 | 696861 | F420 Smart Camera, 0.3 MP monochrome, Wide view, Fixed focus 190 mm, Red light, AutoVISION, Serial RS-232, USB, or Ethernet over USB, IP54
F420-F190W03M-SRS | 509200 | 696860 | F420 Smart Camera, 0.3 MP monochrome, Wide view, Fixed focus 190 mm, Red light, AutoVISION Sensor, Serial RS-232, USB, or Ethernet over USB, IP54
F420-F190W03M-SRV | 1138900 | 696862 | F420 Smart Camera, 0.3 MP monochrome, Wide view, Fixed focus 190 mm, Red light, AutoVISION+Visionscape, Serial RS-232, USB, or Ethernet over USB, IP54
F420-F190W03M-SWA | 896600 | 696864 | F420 Smart Camera, 0.3 MP monochrome, Wide view, Fixed focus 190 mm, White light, AutoVISION, Serial RS-232, USB, or Ethernet over USB, IP54
F420-F190W03M-SWS | 509200 | 696863 | F420 Smart Camera, 0.3 MP monochrome, Wide view, Fixed focus 190 mm, White light, AutoVISION Sensor, Serial RS-232, USB, or Ethernet over USB, IP54
F420-F190W03M-SWV | 1138900 | 696865 | F420 Smart Camera, 0.3 MP monochrome, Wide view, Fixed focus 190 mm, White light, AutoVISION+Visionscape, Serial RS-232, USB, or Ethernet over USB, IP54
F420-F190W12M-NNA | 993400 | 696948 | F420 Smart Camera, 1.2 MP monochrome, Wide view, Fixed focus 190 mm, No outer light, AutoVISION, Serial RS-232, USB, or Ethernet over USB, IP54
F420-F190W12M-NNS | 606000 | 696947 | F420 Smart Camera, 1.2 MP monochrome, Wide view, Fixed focus 190 mm, No outer light, AutoVISION Sensor, Serial RS-232, USB, or Ethernet over USB, IP54
F420-F190W12M-NNV | 1235800 | 696949 | F420 Smart Camera, 1.2 MP monochrome, Wide view, Fixed focus 190 mm, No outer light, AutoVISION+Visionscape, Serial RS-232, USB, or Ethernet over USB, IP54
F420-F190W12M-SRA | 1042000 | 696951 | F420 Smart Camera, 1.2 MP monochrome, Wide view, Fixed focus 190 mm, Red light, AutoVISION, Serial RS-232, USB, or Ethernet over USB, IP54
F420-F190W12M-SRS | 654400 | 696950 | F420 Smart Camera, 1.2 MP monochrome, Wide view, Fixed focus 190 mm, Red light, AutoVISION Sensor, Serial RS-232, USB, or Ethernet over USB, IP54
F420-F190W12M-SRV | 1284300 | 696952 | F420 Smart Camera, 1.2 MP monochrome, Wide view, Fixed focus 190 mm, Red light, AutoVISION+Visionscape, Serial RS-232, USB, or Ethernet over USB, IP54
F420-F190W12M-SWA | 1042000 | 696954 | F420 Smart Camera, 1.2 MP monochrome, Wide view, Fixed focus 190 mm, White light, AutoVISION, Serial RS-232, USB, or Ethernet over USB, IP54
F420-F190W12M-SWS | 654400 | 696953 | F420 Smart Camera, 1.2 MP monochrome, Wide view, Fixed focus 190 mm, White light, AutoVISION Sensor, Serial RS-232, USB, or Ethernet over USB, IP54
F420-F190W12M-SWV | 1284300 | 696955 | F420 Smart Camera, 1.2 MP monochrome, Wide view, Fixed focus 190 mm, White light, AutoVISION+Visionscape, Serial RS-232, USB, or Ethernet over USB, IP54
F420-F190W50C-NNA | 896600 | 697029 | F420 Smart Camera, 5 MP color, Wide view, Fixed focus 190 mm, No outer light, AutoVISION, Serial RS-232, USB, or Ethernet over USB, IP54
F420-F190W50C-NNS | 509200 | 697028 | F420 Smart Camera, 5 MP color, Wide view, Fixed focus 190 mm, No outer light, AutoVISION Sensor, Serial RS-232, USB, or Ethernet over USB, IP54
F420-F190W50C-NNV | 1138900 | 697030 | F420 Smart Camera, 5 MP color, Wide view, Fixed focus 190 mm, No outer light, AutoVISION+Visionscape, Serial RS-232, USB, or Ethernet over USB, IP54
F420-F190W50C-SWA | 945000 | 697032 | F420 Smart Camera, 5 MP color, Wide view, Fixed focus 190 mm, White light, AutoVISION, Serial RS-232, USB, or Ethernet over USB, IP54
F420-F190W50C-SWS | 557800 | 697031 | F420 Smart Camera, 5 MP color, Wide view, Fixed focus 190 mm, White light, AutoVISION Sensor, Serial RS-232, USB, or Ethernet over USB, IP54
F420-F190W50C-SWV | 1187300 | 697033 | F420 Smart Camera, 5 MP color, Wide view, Fixed focus 190 mm, White light, AutoVISION+Visionscape, Serial RS-232, USB, or Ethernet over USB, IP54
F420-F300M03M-NNA | 848200 | 696912 | F420 Smart Camera, 0.3 MP monochrome, Medium view, Fixed focus 300 mm, No outer light, AutoVISION, Serial RS-232, USB, or Ethernet over USB, IP54
F420-F300M03M-NNS | 460800 | 696911 | F420 Smart Camera, 0.3 MP monochrome, Medium view, Fixed focus 300 mm, No outer light, AutoVISION Sensor, Serial RS-232, USB, or Ethernet over USB, IP54
F420-F300M03M-NNV | 1090600 | 696913 | F420 Smart Camera, 0.3 MP monochrome, Medium view, Fixed focus 300 mm, No outer light, AutoVISION+Visionscape, Serial RS-232, USB, or Ethernet over USB, IP54
F420-F300M03M-SRA | 896600 | 696915 | F420 Smart Camera, 0.3 MP monochrome, Medium view, Fixed focus 300 mm, Red light, AutoVISION, Serial RS-232, USB, or Ethernet over USB, IP54
F420-F300M03M-SRS | 509200 | 696914 | F420 Smart Camera, 0.3 MP monochrome, Medium view, Fixed focus 300 mm, Red light, AutoVISION Sensor, Serial RS-232, USB, or Ethernet over USB, IP54
F420-F300M03M-SRV | 1138900 | 696916 | F420 Smart Camera, 0.3 MP monochrome, Medium view, Fixed focus 300 mm, Red light, AutoVISION+Visionscape, Serial RS-232, USB, or Ethernet over USB, IP54
F420-F300M03M-SWA | 896600 | 696918 | F420 Smart Camera, 0.3 MP monochrome, Medium view, Fixed focus 300 mm, White light, AutoVISION, Serial RS-232, USB, or Ethernet over USB, IP54
F420-F300M03M-SWS | 509200 | 696917 | F420 Smart Camera, 0.3 MP monochrome, Medium view, Fixed focus 300 mm, White light, AutoVISION Sensor, Serial RS-232, USB, or Ethernet over USB, IP54
F420-F300M03M-SWV | 1138900 | 696919 | F420 Smart Camera, 0.3 MP monochrome, Medium view, Fixed focus 300 mm, White light, AutoVISION+Visionscape, Serial RS-232, USB, or Ethernet over USB, IP54
F420-F300M12M-NNA | 993400 | 697002 | F420 Smart Camera, 1.2 MP monochrome, Medium view, Fixed focus 300 mm, No outer light, AutoVISION, Serial RS-232, USB, or Ethernet over USB, IP54
F420-F300M12M-NNS | 606000 | 697001 | F420 Smart Camera, 1.2 MP monochrome, Medium view, Fixed focus 300 mm, No outer light, AutoVISION Sensor, Serial RS-232, USB, or Ethernet over USB, IP54
F420-F300M12M-NNV | 1235800 | 697003 | F420 Smart Camera, 1.2 MP monochrome, Medium view, Fixed focus 300 mm, No outer light, AutoVISION+Visionscape, Serial RS-232, USB, or Ethernet over USB, IP54
F420-F300M12M-SRA | 1042000 | 697005 | F420 Smart Camera, 1.2 MP monochrome, Medium view, Fixed focus 300 mm, Red light, AutoVISION, Serial RS-232, USB, or Ethernet over USB, IP54
F420-F300M12M-SRS | 654400 | 697004 | F420 Smart Camera, 1.2 MP monochrome, Medium view, Fixed focus 300 mm, Red light, AutoVISION Sensor, Serial RS-232, USB, or Ethernet over USB, IP54
F420-F300M12M-SRV | 1284300 | 697006 | F420 Smart Camera, 1.2 MP monochrome, Medium view, Fixed focus 300 mm, Red light, AutoVISION+Visionscape, Serial RS-232, USB, or Ethernet over USB, IP54
F420-F300M12M-SWA | 1042000 | 697008 | F420 Smart Camera, 1.2 MP monochrome, Medium view, Fixed focus 300 mm, White light, AutoVISION, Serial RS-232, USB, or Ethernet over USB, IP54
F420-F300M12M-SWS | 654400 | 697007 | F420 Smart Camera, 1.2 MP monochrome, Medium view, Fixed focus 300 mm, White light, AutoVISION Sensor, Serial RS-232, USB, or Ethernet over USB, IP54
F420-F300M12M-SWV | 1284300 | 697009 | F420 Smart Camera, 1.2 MP monochrome, Medium view, Fixed focus 300 mm, White light, AutoVISION+Visionscape, Serial RS-232, USB, or Ethernet over USB, IP54
F420-F300M50C-NNA | 896600 | 697065 | F420 Smart Camera, 5 MP color, Medium view, Fixed focus 300 mm, No outer light, AutoVISION, Serial RS-232, USB, or Ethernet over USB, IP54
F420-F300M50C-NNS | 509200 | 697064 | F420 Smart Camera, 5 MP color, Medium view, Fixed focus 300 mm, No outer light, AutoVISION Sensor, Serial RS-232, USB, or Ethernet over USB, IP54
F420-F300M50C-NNV | 1138900 | 697066 | F420 Smart Camera, 5 MP color, Medium view, Fixed focus 300 mm, No outer light, AutoVISION+Visionscape, Serial RS-232, USB, or Ethernet over USB, IP54
F420-F300M50C-SWA | 945000 | 697068 | F420 Smart Camera, 5 MP color, Medium view, Fixed focus 300 mm, White light, AutoVISION, Serial RS-232, USB, or Ethernet over USB, IP54
F420-F300M50C-SWS | 557800 | 697067 | F420 Smart Camera, 5 MP color, Medium view, Fixed focus 300 mm, White light, AutoVISION Sensor, Serial RS-232, USB, or Ethernet over USB, IP54
F420-F300M50C-SWV | 1187300 | 697069 | F420 Smart Camera, 5 MP color, Medium view, Fixed focus 300 mm, White light, AutoVISION+Visionscape, Serial RS-232, USB, or Ethernet over USB, IP54
F420-F300W03M-NNA | 848200 | 696867 | F420 Smart Camera, 0.3 MP monochrome, Wide view, Fixed focus 300 mm, No outer light, AutoVISION, Serial RS-232, USB, or Ethernet over USB, IP54
F420-F300W03M-NNS | 460800 | 696866 | F420 Smart Camera, 0.3 MP monochrome, Wide view, Fixed focus 300 mm, No outer light, AutoVISION Sensor, Serial RS-232, USB, or Ethernet over USB, IP54
F420-F300W03M-NNV | 1090600 | 696868 | F420 Smart Camera, 0.3 MP monochrome, Wide view, Fixed focus 300 mm, No outer light, AutoVISION+Visionscape, Serial RS-232, USB, or Ethernet over USB, IP54
F420-F300W03M-SRA | 896600 | 696870 | F420 Smart Camera, 0.3 MP monochrome, Wide view, Fixed focus 300 mm, Red light, AutoVISION, Serial RS-232, USB, or Ethernet over USB, IP54
F420-F300W03M-SRS | 509200 | 696869 | F420 Smart Camera, 0.3 MP monochrome, Wide view, Fixed focus 300 mm, Red light, AutoVISION Sensor, Serial RS-232, USB, or Ethernet over USB, IP54
F420-F300W03M-SRV | 1138900 | 696871 | F420 Smart Camera, 0.3 MP monochrome, Wide view, Fixed focus 300 mm, Red light, AutoVISION+Visionscape, Serial RS-232, USB, or Ethernet over USB, IP54
F420-F300W03M-SWA | 896600 | 696873 | F420 Smart Camera, 0.3 MP monochrome, Wide view, Fixed focus 300 mm, White light, AutoVISION, Serial RS-232, USB, or Ethernet over USB, IP54
F420-F300W03M-SWS | 509200 | 696872 | F420 Smart Camera, 0.3 MP monochrome, Wide view, Fixed focus 300 mm, White light, AutoVISION Sensor, Serial RS-232, USB, or Ethernet over USB, IP54
F420-F300W03M-SWV | 1138900 | 696874 | F420 Smart Camera, 0.3 MP monochrome, Wide view, Fixed focus 300 mm, White light, AutoVISION+Visionscape, Serial RS-232, USB, or Ethernet over USB, IP54
F420-F300W12M-NNA | 993400 | 696957 | F420 Smart Camera, 1.2 MP monochrome, Wide view, Fixed focus 300 mm, No outer light, AutoVISION, Serial RS-232, USB, or Ethernet over USB, IP54
F420-F300W12M-NNS | 606000 | 696956 | F420 Smart Camera, 1.2 MP monochrome, Wide view, Fixed focus 300 mm, No outer light, AutoVISION Sensor, Serial RS-232, USB, or Ethernet over USB, IP54
F420-F300W12M-NNV | 1235800 | 696958 | F420 Smart Camera, 1.2 MP monochrome, Wide view, Fixed focus 300 mm, No outer light, AutoVISION+Visionscape, Serial RS-232, USB, or Ethernet over USB, IP54
F420-F300W12M-SRA | 1042000 | 696960 | F420 Smart Camera, 1.2 MP monochrome, Wide view, Fixed focus 300 mm, Red light, AutoVISION, Serial RS-232, USB, or Ethernet over USB, IP54
F420-F300W12M-SRS | 654400 | 696959 | F420 Smart Camera, 1.2 MP monochrome, Wide view, Fixed focus 300 mm, Red light, AutoVISION Sensor, Serial RS-232, USB, or Ethernet over USB, IP54
F420-F300W12M-SRV | 1284300 | 696961 | F420 Smart Camera, 1.2 MP monochrome, Wide view, Fixed focus 300 mm, Red light, AutoVISION+Visionscape, Serial RS-232, USB, or Ethernet over USB, IP54
F420-F300W12M-SWA | 1042000 | 696963 | F420 Smart Camera, 1.2 MP monochrome, Wide view, Fixed focus 300 mm, White light, AutoVISION, Serial RS-232, USB, or Ethernet over USB, IP54
F420-F300W12M-SWS | 654400 | 696962 | F420 Smart Camera, 1.2 MP monochrome, Wide view, Fixed focus 300 mm, White light, AutoVISION Sensor, Serial RS-232, USB, or Ethernet over USB, IP54
F420-F300W12M-SWV | 1284300 | 696964 | F420 Smart Camera, 1.2 MP monochrome, Wide view, Fixed focus 300 mm, White light, AutoVISION+Visionscape, Serial RS-232, USB, or Ethernet over USB, IP54
F420-F300W50C-NNA | 896600 | 697035 | F420 Smart Camera, 5 MP color, Wide view, Fixed focus 300 mm, No outer light, AutoVISION, Serial RS-232, USB, or Ethernet over USB, IP54
F420-F300W50C-NNS | 509200 | 697034 | F420 Smart Camera, 5 MP color, Wide view, Fixed focus 300 mm, No outer light, AutoVISION Sensor, Serial RS-232, USB, or Ethernet over USB, IP54
F420-F300W50C-NNV | 1138900 | 697036 | F420 Smart Camera, 5 MP color, Wide view, Fixed focus 300 mm, No outer light, AutoVISION+Visionscape, Serial RS-232, USB, or Ethernet over USB, IP54
F420-F300W50C-SWA | 945000 | 697038 | F420 Smart Camera, 5 MP color, Wide view, Fixed focus 300 mm, White light, AutoVISION, Serial RS-232, USB, or Ethernet over USB, IP54
F420-F300W50C-SWS | 557800 | 697037 | F420 Smart Camera, 5 MP color, Wide view, Fixed focus 300 mm, White light, AutoVISION Sensor, Serial RS-232, USB, or Ethernet over USB, IP54
F420-F300W50C-SWV | 1187300 | 697039 | F420 Smart Camera, 5 MP color, Wide view, Fixed focus 300 mm, White light, AutoVISION+Visionscape, Serial RS-232, USB, or Ethernet over USB, IP54
F420-F400N12M-NNA | 993400 | 697122 | F420 Smart Camera, 1.2 MP monochrome, Narrow view, Fixed focus 400 mm, No outer light, AutoVISION, Serial RS-232, USB, or Ethernet over USB, IP54
F420-F400N12M-NNS | 606000 | 697121 | F420 Smart Camera, 1.2 MP monochrome, Narrow view, Fixed focus 400 mm, No outer light, AutoVISION Sensor, Serial RS-232, USB, or Ethernet over USB, IP54
F420-F400N12M-NNV | 1235800 | 697123 | F420 Smart Camera, 1.2 MP monochrome, Narrow view, Fixed focus 400 mm, No outer light, AutoVISION+Visionscape, Serial RS-232, USB, or Ethernet over USB, IP54
F420-F400N12M-SRA | 1042000 | 697125 | F420 Smart Camera, 1.2 MP monochrome, Narrow view, Fixed focus 400 mm, Red light, AutoVISION, Serial RS-232, USB, or Ethernet over USB, IP54
F420-F400N12M-SRS | 654400 | 697124 | F420 Smart Camera, 1.2 MP monochrome, Narrow view, Fixed focus 400 mm, Red light, AutoVISION Sensor, Serial RS-232, USB, or Ethernet over USB, IP54
F420-F400N12M-SRV | 1284300 | 697126 | F420 Smart Camera, 1.2 MP monochrome, Narrow view, Fixed focus 400 mm, Red light, AutoVISION+Visionscape, Serial RS-232, USB, or Ethernet over USB, IP54
F420-F400N12M-SWA | 1042000 | 697128 | F420 Smart Camera, 1.2 MP monochrome, Narrow view, Fixed focus 400 mm, White light, AutoVISION, Serial RS-232, USB, or Ethernet over USB, IP54
F420-F400N12M-SWS | 654400 | 697127 | F420 Smart Camera, 1.2 MP monochrome, Narrow view, Fixed focus 400 mm, White light, AutoVISION Sensor, Serial RS-232, USB, or Ethernet over USB, IP54
F420-F400N12M-SWV | 1284300 | 697129 | F420 Smart Camera, 1.2 MP monochrome, Narrow view, Fixed focus 400 mm, White light, AutoVISION+Visionscape, Serial RS-232, USB, or Ethernet over USB, IP54
F430-F000L12M-NNA | 1284300 | 697443 | F430 Smart Camera, 1.2 MP monochrome, Long range, Autofocus 75-1200 mm, No outer light, AutoVISION, Ethernet TCP/IP, EtherNet/IP, PROFINET, IP65/IP67
F430-F000L12M-NNS | 896600 | 697442 | F430 Smart Camera, 1.2 MP monochrome, Long range, Autofocus 75-1200 mm, No outer light, AutoVISION Sensor, Ethernet TCP/IP, EtherNet/IP, PROFINET, IP65/IP67
F430-F000L12M-NNV | 1526400 | 697444 | F430 Smart Camera, 1.2 MP monochrome, Long range, Autofocus 75-1200 mm, No outer light, AutoVISION+Visionscape, Ethernet TCP/IP, EtherNet/IP, PROFINET, IP65/IP67
F430-F000L12M-SRA | 1332600 | 697446 | F430 Smart Camera, 1.2 MP monochrome, Long range, Autofocus 75-1200 mm, Red light, AutoVISION, Ethernet TCP/IP, EtherNet/IP, PROFINET, IP65/IP67
F430-F000L12M-SRS | 945000 | 697445 | F430 Smart Camera, 1.2 MP monochrome, Long range, Autofocus 75-1200 mm, Red light, AutoVISION Sensor, Ethernet TCP/IP, EtherNet/IP, PROFINET, IP65/IP67
F430-F000L12M-SRV | 1574700 | 697447 | F430 Smart Camera, 1.2 MP monochrome, Long range, Autofocus 75-1200 mm, Red light, AutoVISION+Visionscape, Ethernet TCP/IP, EtherNet/IP, PROFINET, IP65/IP67
F430-F000L12M-SWA | 1332600 | 692453 | F430 Smart Camera, 1.2 MP monochrome, Long range, Autofocus 75-1200 mm, White light, AutoVISION, Ethernet TCP/IP, EtherNet/IP, PROFINET, IP65/IP67
F430-F000L12M-SWS | 824100 | 696570 | F430 Smart Camera, 1.2 MP monochrome, Long range, Autofocus 75-1200 mm, White light, AutoVISION Sensor, Ethernet TCP/IP, EtherNet/IP, PROFINET, IP65/IP67
F430-F000L12M-SWV | 1453900 | 696571 | F430 Smart Camera, 1.2 MP monochrome, Long range, Autofocus 75-1200 mm, White light, AutoVISION+Visionscape, Ethernet TCP/IP, EtherNet/IP, PROFINET, IP65/IP67
F430-F000M03M-NNA | 1138900 | 697395 | F430 Smart Camera, 0.3 MP monochrome, Medium view, Autofocus 50-300 mm, No outer light, AutoVISION, Ethernet TCP/IP, EtherNet/IP, PROFINET, IP65/IP67
F430-F000M03M-NNS | 751200 | 697394 | F430 Smart Camera, 0.3 MP monochrome, Medium view, Autofocus 50-300 mm, No outer light, AutoVISION Sensor, Ethernet TCP/IP, EtherNet/IP, PROFINET, IP65/IP67
F430-F000M03M-NNV | 1381000 | 697396 | F430 Smart Camera, 0.3 MP monochrome, Medium view, Autofocus 50-300 mm, No outer light, AutoVISION+Visionscape, Ethernet TCP/IP, EtherNet/IP, PROFINET, IP65/IP67
F430-F000M03M-SRA | 1187300 | 697398 | F430 Smart Camera, 0.3 MP monochrome, Medium view, Autofocus 50-300 mm, Red light, AutoVISION, Ethernet TCP/IP, EtherNet/IP, PROFINET, IP65/IP67
F430-F000M03M-SRS | 799900 | 697397 | F430 Smart Camera, 0.3 MP monochrome, Medium view, Autofocus 50-300 mm, Red light, AutoVISION Sensor, Ethernet TCP/IP, EtherNet/IP, PROFINET, IP65/IP67
F430-F000M03M-SRV | 1429600 | 697399 | F430 Smart Camera, 0.3 MP monochrome, Medium view, Autofocus 50-300 mm, Red light, AutoVISION+Visionscape, Ethernet TCP/IP, EtherNet/IP, PROFINET, IP65/IP67
F430-F000M03M-SWA | 1187300 | 692332 | F430 Smart Camera, 0.3 MP monochrome, Medium view, Autofocus 50-300 mm, White light, AutoVISION, Ethernet TCP/IP, EtherNet/IP, PROFINET, IP65/IP67
F430-F000M03M-SWS | 678500 | 696560 | F430 Smart Camera, 0.3 MP monochrome, Medium view, Autofocus 50-300 mm, White light, AutoVISION Sensor, Ethernet TCP/IP, EtherNet/IP, PROFINET, IP65/IP67
F430-F000M03M-SWV | 1308300 | 696561 | F430 Smart Camera, 0.3 MP monochrome, Medium view, Autofocus 50-300 mm, White light, AutoVISION+Visionscape, Ethernet TCP/IP, EtherNet/IP, PROFINET, IP65/IP67
F430-F000M12M-NNA | 1284300 | 697406 | F430 Smart Camera, 1.2 MP monochrome, Medium view, Autofocus 50-300 mm, No outer light, AutoVISION, Ethernet TCP/IP, EtherNet/IP, PROFINET, IP65/IP67
F430-F000M12M-NNS | 896600 | 697405 | F430 Smart Camera, 1.2 MP monochrome, Medium view, Autofocus 50-300 mm, No outer light, AutoVISION Sensor, Ethernet TCP/IP, EtherNet/IP, PROFINET, IP65/IP67
F430-F000M12M-NNV | 1526400 | 697407 | F430 Smart Camera, 1.2 MP monochrome, Medium view, Autofocus 50-300 mm, No outer light, AutoVISION+Visionscape, Ethernet TCP/IP, EtherNet/IP, PROFINET, IP65/IP67
F430-F000M12M-RRA | 1574700 | 697449 | F430 Smart Camera, 1.2 MP monochrome, Medium view, Autofocus 50-300 mm, Red ring light, AutoVISION, Ethernet TCP/IP, EtherNet/IP, PROFINET, IP65/IP67
F430-F000M12M-RRS | 1187300 | 697448 | F430 Smart Camera, 1.2 MP monochrome, Medium view, Autofocus 50-300 mm, Red ring light, AutoVISION Sensor, Ethernet TCP/IP, EtherNet/IP, PROFINET, IP65/IP67
F430-F000M12M-RRV | 1817100 | 697450 | F430 Smart Camera, 1.2 MP monochrome, Medium view, Autofocus 50-300 mm, Red ring light, AutoVISION+Visionscape, Ethernet TCP/IP, EtherNet/IP, PROFINET, IP65/IP67
F430-F000M12M-RWA | 1574700 | 692345 | F430 Smart Camera, 1.2 MP monochrome, Medium view, Autofocus 50-300 mm, White ring light, AutoVISION, Ethernet TCP/IP, EtherNet/IP, PROFINET, IP65/IP67
F430-F000M12M-RWS | 1187300 | 697451 | F430 Smart Camera, 1.2 MP monochrome, Medium view, Autofocus 50-300 mm, White ring light, AutoVISION Sensor, Ethernet TCP/IP, EtherNet/IP, PROFINET, IP65/IP67
F430-F000M12M-RWV | 1696000 | 696572 | F430 Smart Camera, 1.2 MP monochrome, Medium view, Autofocus 50-300 mm, White ring light, AutoVISION+Visionscape, Ethernet TCP/IP, EtherNet/IP, PROFINET, IP65/IP67
F430-F000M12M-SRA | 1332600 | 692388 | F430 Smart Camera, 1.2 MP monochrome, Medium view, Autofocus 50-300 mm, Red light, AutoVISION, Ethernet TCP/IP, EtherNet/IP, PROFINET, IP65/IP67
F430-F000M12M-SRS | 945000 | 697408 | F430 Smart Camera, 1.2 MP monochrome, Medium view, Autofocus 50-300 mm, Red light, AutoVISION Sensor, Ethernet TCP/IP, EtherNet/IP, PROFINET, IP65/IP67
F430-F000M12M-SRV | 1574700 | 697409 | F430 Smart Camera, 1.2 MP monochrome, Medium view, Autofocus 50-300 mm, Red light, AutoVISION+Visionscape, Ethernet TCP/IP, EtherNet/IP, PROFINET, IP65/IP67
F430-F000M12M-SWA | 1332600 | 692331 | F430 Smart Camera, 1.2 MP monochrome, Medium view, Autofocus 50-300 mm, White light, AutoVISION, Ethernet TCP/IP, EtherNet/IP, PROFINET, IP65/IP67
F430-F000M12M-SWS | 824100 | 696564 | F430 Smart Camera, 1.2 MP monochrome, Medium view, Autofocus 50-300 mm, White light, AutoVISION Sensor, Ethernet TCP/IP, EtherNet/IP, PROFINET, IP65/IP67
F430-F000M12M-SWV | 1453900 | 696565 | F430 Smart Camera, 1.2 MP monochrome, Medium view, Autofocus 50-300 mm, White light, AutoVISION+Visionscape, Ethernet TCP/IP, EtherNet/IP, PROFINET, IP65/IP67
F430-F000M50C-NNA | 1187300 | 697414 | F430 Smart Camera, 5 MP color, Medium view, Autofocus 50-300 mm, No outer light, AutoVISION, Ethernet TCP/IP, EtherNet/IP, PROFINET, IP65/IP67
F430-F000M50C-NNS | 799900 | 697413 | F430 Smart Camera, 5 MP color, Medium view, Autofocus 50-300 mm, No outer light, AutoVISION Sensor, Ethernet TCP/IP, EtherNet/IP, PROFINET, IP65/IP67
F430-F000M50C-NNV | 1429600 | 697415 | F430 Smart Camera, 5 MP color, Medium view, Autofocus 50-300 mm, No outer light, AutoVISION+Visionscape, Ethernet TCP/IP, EtherNet/IP, PROFINET, IP65/IP67
F430-F000M50C-SWA | 1235800 | 692442 | F430 Smart Camera, 5 MP color, Medium view, Autofocus 50-300 mm, White light, AutoVISION, Ethernet TCP/IP, EtherNet/IP, PROFINET, IP65/IP67
F430-F000M50C-SWS | 848200 | 696568 | F430 Smart Camera, 5 MP color, Medium view, Autofocus 50-300 mm, White light, AutoVISION Sensor, Ethernet TCP/IP, EtherNet/IP, PROFINET, IP65/IP67
F430-F000M50C-SWV | 1478000 | 696569 | F430 Smart Camera, 5 MP color, Medium view, Autofocus 50-300 mm, White light, AutoVISION+Visionscape, Ethernet TCP/IP, EtherNet/IP, PROFINET, IP65/IP67
F430-F000N12M-NNA | 1284300 | 697435 | F430 Smart Camera, 1.2 MP monochrome, Narrow view, Autofocus 40-150 mm, No outer light, AutoVISION, Ethernet TCP/IP, EtherNet/IP, PROFINET, IP65/IP67
F430-F000N12M-NNS | 896600 | 697434 | F430 Smart Camera, 1.2 MP monochrome, Narrow view, Autofocus 40-150 mm, No outer light, AutoVISION Sensor, Ethernet TCP/IP, EtherNet/IP, PROFINET, IP65/IP67
F430-F000N12M-NNV | 1526400 | 697436 | F430 Smart Camera, 1.2 MP monochrome, Narrow view, Autofocus 40-150 mm, No outer light, AutoVISION+Visionscape, Ethernet TCP/IP, EtherNet/IP, PROFINET, IP65/IP67
F430-F000N12M-RRA | 1574700 | 697453 | F430 Smart Camera, 1.2 MP monochrome, Narrow view, Autofocus 40-150 mm, Red ring light, AutoVISION, Ethernet TCP/IP, EtherNet/IP, PROFINET, IP65/IP67
F430-F000N12M-RRS | 1187300 | 697452 | F430 Smart Camera, 1.2 MP monochrome, Narrow view, Autofocus 40-150 mm, Red ring light, AutoVISION Sensor, Ethernet TCP/IP, EtherNet/IP, PROFINET, IP65/IP67
F430-F000N12M-RRV | 1817100 | 697454 | F430 Smart Camera, 1.2 MP monochrome, Narrow view, Autofocus 40-150 mm, Red ring light, AutoVISION+Visionscape, Ethernet TCP/IP, EtherNet/IP, PROFINET, IP65/IP67
F430-F000N12M-RWA | 1574700 | 692231 | F430 Smart Camera, 1.2 MP monochrome, Narrow view, Autofocus 40-150 mm, White ring light, AutoVISION, Ethernet TCP/IP, EtherNet/IP, PROFINET, IP65/IP67
F430-F000N12M-RWS | 1187300 | 697455 | F430 Smart Camera, 1.2 MP monochrome, Narrow view, Autofocus 40-150 mm, White ring light, AutoVISION Sensor, Ethernet TCP/IP, EtherNet/IP, PROFINET, IP65/IP67
F430-F000N12M-RWV | 1817100 | 697456 | F430 Smart Camera, 1.2 MP monochrome, Narrow view, Autofocus 40-150 mm, White ring light, AutoVISION+Visionscape, Ethernet TCP/IP, EtherNet/IP, PROFINET, IP65/IP67
F430-F000N12M-SRA | 1332600 | 697438 | F430 Smart Camera, 1.2 MP monochrome, Narrow view, Autofocus 40-150 mm, Red light, AutoVISION, Ethernet TCP/IP, EtherNet/IP, PROFINET, IP65/IP67
F430-F000N12M-SRS | 945000 | 697437 | F430 Smart Camera, 1.2 MP monochrome, Narrow view, Autofocus 40-150 mm, Red light, AutoVISION Sensor, Ethernet TCP/IP, EtherNet/IP, PROFINET, IP65/IP67
F430-F000N12M-SRV | 1574700 | 697439 | F430 Smart Camera, 1.2 MP monochrome, Narrow view, Autofocus 40-150 mm, Red light, AutoVISION+Visionscape, Ethernet TCP/IP, EtherNet/IP, PROFINET, IP65/IP67
F430-F000N12M-SWA | 1332600 | 692283 | F430 Smart Camera, 1.2 MP monochrome, Narrow view, Autofocus 40-150 mm, White light, AutoVISION, Ethernet TCP/IP, EtherNet/IP, PROFINET, IP65/IP67
F430-F000N12M-SWS | 945000 | 697440 | F430 Smart Camera, 1.2 MP monochrome, Narrow view, Autofocus 40-150 mm, White light, AutoVISION Sensor, Ethernet TCP/IP, EtherNet/IP, PROFINET, IP65/IP67
F430-F000N12M-SWV | 1574700 | 697441 | F430 Smart Camera, 1.2 MP monochrome, Narrow view, Autofocus 40-150 mm, White light, AutoVISION+Visionscape, Ethernet TCP/IP, EtherNet/IP, PROFINET, IP65/IP67
F430-F000W03M-NNA | 1138900 | 697388 | F430 Smart Camera, 0.3 MP monochrome, Wide view, Autofocus 50-300 mm, No outer light, AutoVISION, Ethernet TCP/IP, EtherNet/IP, PROFINET, IP65/IP67
F430-F000W03M-NNS | 751200 | 697387 | F430 Smart Camera, 0.3 MP monochrome, Wide view, Autofocus 50-300 mm, No outer light, AutoVISION Sensor, Ethernet TCP/IP, EtherNet/IP, PROFINET, IP65/IP67
F430-F000W03M-NNV | 1381000 | 697389 | F430 Smart Camera, 0.3 MP monochrome, Wide view, Autofocus 50-300 mm, No outer light, AutoVISION+Visionscape, Ethernet TCP/IP, EtherNet/IP, PROFINET, IP65/IP67
F430-F000W03M-SRA | 1187300 | 697391 | F430 Smart Camera, 0.3 MP monochrome, Wide view, Autofocus 50-300 mm, Red light, AutoVISION, Ethernet TCP/IP, EtherNet/IP, PROFINET, IP65/IP67
F430-F000W03M-SRS | 799900 | 697390 | F430 Smart Camera, 0.3 MP monochrome, Wide view, Autofocus 50-300 mm, Red light, AutoVISION Sensor, Ethernet TCP/IP, EtherNet/IP, PROFINET, IP65/IP67
F430-F000W03M-SRV | 1429600 | 697392 | F430 Smart Camera, 0.3 MP monochrome, Wide view, Autofocus 50-300 mm, Red light, AutoVISION+Visionscape, Ethernet TCP/IP, EtherNet/IP, PROFINET, IP65/IP67
F430-F000W03M-SWA | 1187300 | 697393 | F430 Smart Camera, 0.3 MP monochrome, Wide view, Autofocus 50-300 mm, White light, AutoVISION, Ethernet TCP/IP, EtherNet/IP, PROFINET, IP65/IP67
F430-F000W03M-SWS | 678500 | 696558 | F430 Smart Camera, 0.3 MP monochrome, Wide view, Autofocus 50-300 mm, White light, AutoVISION Sensor, Ethernet TCP/IP, EtherNet/IP, PROFINET, IP65/IP67
F430-F000W03M-SWV | 1308300 | 696559 | F430 Smart Camera, 0.3 MP monochrome, Wide view, Autofocus 50-300 mm, White light, AutoVISION+Visionscape, Ethernet TCP/IP, EtherNet/IP, PROFINET, IP65/IP67
F430-F000W12M-NNA | 1284300 | 697401 | F430 Smart Camera, 1.2 MP monochrome, Wide view, Autofocus 50-300 mm, No outer light, AutoVISION, Ethernet TCP/IP, EtherNet/IP, PROFINET, IP65/IP67
F430-F000W12M-NNS | 896600 | 697400 | F430 Smart Camera, 1.2 MP monochrome, Wide view, Autofocus 50-300 mm, No outer light, AutoVISION Sensor, Ethernet TCP/IP, EtherNet/IP, PROFINET, IP65/IP67
F430-F000W12M-NNV | 1526400 | 697402 | F430 Smart Camera, 1.2 MP monochrome, Wide view, Autofocus 50-300 mm, No outer light, AutoVISION+Visionscape, Ethernet TCP/IP, EtherNet/IP, PROFINET, IP65/IP67
F430-F000W12M-SRA | 1332600 | 692218 | F430 Smart Camera, 1.2 MP monochrome, Wide view, Autofocus 50-300 mm, Red light, AutoVISION, Ethernet TCP/IP, EtherNet/IP, PROFINET, IP65/IP67
F430-F000W12M-SRS | 945000 | 697403 | F430 Smart Camera, 1.2 MP monochrome, Wide view, Autofocus 50-300 mm, Red light, AutoVISION Sensor, Ethernet TCP/IP, EtherNet/IP, PROFINET, IP65/IP67
F430-F000W12M-SRV | 1574700 | 697404 | F430 Smart Camera, 1.2 MP monochrome, Wide view, Autofocus 50-300 mm, Red light, AutoVISION+Visionscape, Ethernet TCP/IP, EtherNet/IP, PROFINET, IP65/IP67
F430-F000W12M-SWA | 1332600 | 692160 | F430 Smart Camera, 1.2 MP monochrome, Wide view, Autofocus 50-300 mm, White light, AutoVISION, Ethernet TCP/IP, EtherNet/IP, PROFINET, IP65/IP67
F430-F000W12M-SWS | 824100 | 696562 | F430 Smart Camera, 1.2 MP monochrome, Wide view, Autofocus 50-300 mm, White light, AutoVISION Sensor, Ethernet TCP/IP, EtherNet/IP, PROFINET, IP65/IP67
F430-F000W12M-SWV | 1453900 | 696563 | F430 Smart Camera, 1.2 MP monochrome, Wide view, Autofocus 50-300 mm, White light, AutoVISION+Visionscape, Ethernet TCP/IP, EtherNet/IP, PROFINET, IP65/IP67
F430-F000W50C-NNA | 1187300 | 697411 | F430 Smart Camera, 5 MP color, Wide view, Autofocus 50-300 mm, No outer light, AutoVISION, Ethernet TCP/IP, EtherNet/IP, PROFINET, IP65/IP67
F430-F000W50C-NNS | 799900 | 697410 | F430 Smart Camera, 5 MP color, Wide view, Autofocus 50-300 mm, No outer light, AutoVISION Sensor, Ethernet TCP/IP, EtherNet/IP, PROFINET, IP65/IP67
F430-F000W50C-NNV | 1429600 | 697412 | F430 Smart Camera, 5 MP color, Wide view, Autofocus 50-300 mm, No outer light, AutoVISION+Visionscape, Ethernet TCP/IP, EtherNet/IP, PROFINET, IP65/IP67
F430-F000W50C-SWA | 1235800 | 692217 | F430 Smart Camera, 5 MP color, Wide view, Autofocus 50-300 mm, White light, AutoVISION, Ethernet TCP/IP, EtherNet/IP, PROFINET, IP65/IP67
F430-F000W50C-SWS | 848200 | 696566 | F430 Smart Camera, 5 MP color, Wide view, Autofocus 50-300 mm, White light, AutoVISION Sensor, Ethernet TCP/IP, EtherNet/IP, PROFINET, IP65/IP67
F430-F000W50C-SWV | 1478000 | 696567 | F430 Smart Camera, 5 MP color, Wide view, Autofocus 50-300 mm, White light, AutoVISION+Visionscape, Ethernet TCP/IP, EtherNet/IP, PROFINET, IP65/IP67
F430-F050M03M-NNA | 993400 | 697193 | F430 Smart Camera, 0.3 MP monochrome, Medium view, Fixed focus 50 mm, No outer light, AutoVISION, Ethernet TCP/IP, EtherNet/IP, PROFINET, IP65/IP67
F430-F050M03M-NNS | 606000 | 697192 | F430 Smart Camera, 0.3 MP monochrome, Medium view, Fixed focus 50 mm, No outer light, AutoVISION Sensor, Ethernet TCP/IP, EtherNet/IP, PROFINET, IP65/IP67
F430-F050M03M-NNV | 1235800 | 697194 | F430 Smart Camera, 0.3 MP monochrome, Medium view, Fixed focus 50 mm, No outer light, AutoVISION+Visionscape, Ethernet TCP/IP, EtherNet/IP, PROFINET, IP65/IP67
F430-F050M03M-SRA | 1042000 | 697196 | F430 Smart Camera, 0.3 MP monochrome, Medium view, Fixed focus 50 mm, Red light, AutoVISION, Ethernet TCP/IP, EtherNet/IP, PROFINET, IP65/IP67
F430-F050M03M-SRS | 654400 | 697195 | F430 Smart Camera, 0.3 MP monochrome, Medium view, Fixed focus 50 mm, Red light, AutoVISION Sensor, Ethernet TCP/IP, EtherNet/IP, PROFINET, IP65/IP67
F430-F050M03M-SRV | 1284300 | 697197 | F430 Smart Camera, 0.3 MP monochrome, Medium view, Fixed focus 50 mm, Red light, AutoVISION+Visionscape, Ethernet TCP/IP, EtherNet/IP, PROFINET, IP65/IP67
F430-F050M03M-SWA | 1042000 | 697199 | F430 Smart Camera, 0.3 MP monochrome, Medium view, Fixed focus 50 mm, White light, AutoVISION, Ethernet TCP/IP, EtherNet/IP, PROFINET, IP65/IP67
F430-F050M03M-SWS | 654400 | 697198 | F430 Smart Camera, 0.3 MP monochrome, Medium view, Fixed focus 50 mm, White light, AutoVISION Sensor, Ethernet TCP/IP, EtherNet/IP, PROFINET, IP65/IP67
F430-F050M03M-SWV | 1284300 | 697200 | F430 Smart Camera, 0.3 MP monochrome, Medium view, Fixed focus 50 mm, White light, AutoVISION+Visionscape, Ethernet TCP/IP, EtherNet/IP, PROFINET, IP65/IP67
F430-F050M12M-NNA | 1138900 | 697283 | F430 Smart Camera, 1.2 MP monochrome, Medium view, Fixed focus 50 mm, No outer light, AutoVISION, Ethernet TCP/IP, EtherNet/IP, PROFINET, IP65/IP67
F430-F050M12M-NNS | 751200 | 697282 | F430 Smart Camera, 1.2 MP monochrome, Medium view, Fixed focus 50 mm, No outer light, AutoVISION Sensor, Ethernet TCP/IP, EtherNet/IP, PROFINET, IP65/IP67
F430-F050M12M-NNV | 1381000 | 697284 | F430 Smart Camera, 1.2 MP monochrome, Medium view, Fixed focus 50 mm, No outer light, AutoVISION+Visionscape, Ethernet TCP/IP, EtherNet/IP, PROFINET, IP65/IP67
F430-F050M12M-SRA | 1187300 | 697286 | F430 Smart Camera, 1.2 MP monochrome, Medium view, Fixed focus 50 mm, Red light, AutoVISION, Ethernet TCP/IP, EtherNet/IP, PROFINET, IP65/IP67
F430-F050M12M-SRS | 799900 | 697285 | F430 Smart Camera, 1.2 MP monochrome, Medium view, Fixed focus 50 mm, Red light, AutoVISION Sensor, Ethernet TCP/IP, EtherNet/IP, PROFINET, IP65/IP67
F430-F050M12M-SRV | 1429600 | 697287 | F430 Smart Camera, 1.2 MP monochrome, Medium view, Fixed focus 50 mm, Red light, AutoVISION+Visionscape, Ethernet TCP/IP, EtherNet/IP, PROFINET, IP65/IP67
F430-F050M12M-SWA | 1187300 | 697289 | F430 Smart Camera, 1.2 MP monochrome, Medium view, Fixed focus 50 mm, White light, AutoVISION, Ethernet TCP/IP, EtherNet/IP, PROFINET, IP65/IP67
F430-F050M12M-SWS | 799900 | 697288 | F430 Smart Camera, 1.2 MP monochrome, Medium view, Fixed focus 50 mm, White light, AutoVISION Sensor, Ethernet TCP/IP, EtherNet/IP, PROFINET, IP65/IP67
F430-F050M12M-SWV | 1429600 | 697290 | F430 Smart Camera, 1.2 MP monochrome, Medium view, Fixed focus 50 mm, White light, AutoVISION+Visionscape, Ethernet TCP/IP, EtherNet/IP, PROFINET, IP65/IP67
F430-F050M50C-NNA | 1042000 | 697358 | F430 Smart Camera, 5 MP color, Medium view, Fixed focus 50 mm, No outer light, AutoVISION, Ethernet TCP/IP, EtherNet/IP, PROFINET, IP65/IP67
F430-F050M50C-NNS | 654400 | 697357 | F430 Smart Camera, 5 MP color, Medium view, Fixed focus 50 mm, No outer light, AutoVISION Sensor, Ethernet TCP/IP, EtherNet/IP, PROFINET, IP65/IP67
F430-F050M50C-NNV | 1284300 | 697359 | F430 Smart Camera, 5 MP color, Medium view, Fixed focus 50 mm, No outer light, AutoVISION+Visionscape, Ethernet TCP/IP, EtherNet/IP, PROFINET, IP65/IP67
F430-F050M50C-SWA | 1090600 | 697361 | F430 Smart Camera, 5 MP color, Medium view, Fixed focus 50 mm, White light, AutoVISION, Ethernet TCP/IP, EtherNet/IP, PROFINET, IP65/IP67
F430-F050M50C-SWS | 702800 | 697360 | F430 Smart Camera, 5 MP color, Medium view, Fixed focus 50 mm, White light, AutoVISION Sensor, Ethernet TCP/IP, EtherNet/IP, PROFINET, IP65/IP67
F430-F050M50C-SWV | 1332600 | 697362 | F430 Smart Camera, 5 MP color, Medium view, Fixed focus 50 mm, White light, AutoVISION+Visionscape, Ethernet TCP/IP, EtherNet/IP, PROFINET, IP65/IP67
F430-F050W03M-NNA | 993400 | 697148 | F430 Smart Camera, 0.3 MP monochrome, Wide view, Fixed focus 50 mm, No outer light, AutoVISION, Ethernet TCP/IP, EtherNet/IP, PROFINET, IP65/IP67
F430-F050W03M-NNS | 606000 | 697147 | F430 Smart Camera, 0.3 MP monochrome, Wide view, Fixed focus 50 mm, No outer light, AutoVISION Sensor, Ethernet TCP/IP, EtherNet/IP, PROFINET, IP65/IP67
F430-F050W03M-NNV | 1235800 | 697149 | F430 Smart Camera, 0.3 MP monochrome, Wide view, Fixed focus 50 mm, No outer light, AutoVISION+Visionscape, Ethernet TCP/IP, EtherNet/IP, PROFINET, IP65/IP67
F430-F050W03M-SRA | 1042000 | 697151 | F430 Smart Camera, 0.3 MP monochrome, Wide view, Fixed focus 50 mm, Red light, AutoVISION, Ethernet TCP/IP, EtherNet/IP, PROFINET, IP65/IP67
F430-F050W03M-SRS | 654400 | 697150 | F430 Smart Camera, 0.3 MP monochrome, Wide view, Fixed focus 50 mm, Red light, AutoVISION Sensor, Ethernet TCP/IP, EtherNet/IP, PROFINET, IP65/IP67
F430-F050W03M-SRV | 1284300 | 697152 | F430 Smart Camera, 0.3 MP monochrome, Wide view, Fixed focus 50 mm, Red light, AutoVISION+Visionscape, Ethernet TCP/IP, EtherNet/IP, PROFINET, IP65/IP67
F430-F050W03M-SWA | 1042000 | 697154 | F430 Smart Camera, 0.3 MP monochrome, Wide view, Fixed focus 50 mm, White light, AutoVISION, Ethernet TCP/IP, EtherNet/IP, PROFINET, IP65/IP67
F430-F050W03M-SWS | 654400 | 697153 | F430 Smart Camera, 0.3 MP monochrome, Wide view, Fixed focus 50 mm, White light, AutoVISION Sensor, Ethernet TCP/IP, EtherNet/IP, PROFINET, IP65/IP67
F430-F050W03M-SWV | 1284300 | 697155 | F430 Smart Camera, 0.3 MP monochrome, Wide view, Fixed focus 50 mm, White light, AutoVISION+Visionscape, Ethernet TCP/IP, EtherNet/IP, PROFINET, IP65/IP67
F430-F050W12M-NNA | 1138900 | 697238 | F430 Smart Camera, 1.2 MP monochrome, Wide view, Fixed focus 50 mm, No outer light, AutoVISION, Ethernet TCP/IP, EtherNet/IP, PROFINET, IP65/IP67
F430-F050W12M-NNS | 751200 | 697237 | F430 Smart Camera, 1.2 MP monochrome, Wide view, Fixed focus 50 mm, No outer light, AutoVISION Sensor, Ethernet TCP/IP, EtherNet/IP, PROFINET, IP65/IP67
F430-F050W12M-NNV | 1381000 | 697239 | F430 Smart Camera, 1.2 MP monochrome, Wide view, Fixed focus 50 mm, No outer light, AutoVISION+Visionscape, Ethernet TCP/IP, EtherNet/IP, PROFINET, IP65/IP67
F430-F050W12M-SRA | 1187300 | 697241 | F430 Smart Camera, 1.2 MP monochrome, Wide view, Fixed focus 50 mm, Red light, AutoVISION, Ethernet TCP/IP, EtherNet/IP, PROFINET, IP65/IP67
F430-F050W12M-SRS | 799900 | 697240 | F430 Smart Camera, 1.2 MP monochrome, Wide view, Fixed focus 50 mm, Red light, AutoVISION Sensor, Ethernet TCP/IP, EtherNet/IP, PROFINET, IP65/IP67
F430-F050W12M-SRV | 1429600 | 697242 | F430 Smart Camera, 1.2 MP monochrome, Wide view, Fixed focus 50 mm, Red light, AutoVISION+Visionscape, Ethernet TCP/IP, EtherNet/IP, PROFINET, IP65/IP67
F430-F050W12M-SWA | 1187300 | 697244 | F430 Smart Camera, 1.2 MP monochrome, Wide view, Fixed focus 50 mm, White light, AutoVISION, Ethernet TCP/IP, EtherNet/IP, PROFINET, IP65/IP67
F430-F050W12M-SWS | 799900 | 697243 | F430 Smart Camera, 1.2 MP monochrome, Wide view, Fixed focus 50 mm, White light, AutoVISION Sensor, Ethernet TCP/IP, EtherNet/IP, PROFINET, IP65/IP67
F430-F050W12M-SWV | 1429600 | 697245 | F430 Smart Camera, 1.2 MP monochrome, Wide view, Fixed focus 50 mm, White light, AutoVISION+Visionscape, Ethernet TCP/IP, EtherNet/IP, PROFINET, IP65/IP67
F430-F050W50C-NNA | 1042000 | 697328 | F430 Smart Camera, 5 MP color, Wide view, Fixed focus 50 mm, No outer light, AutoVISION, Ethernet TCP/IP, EtherNet/IP, PROFINET, IP65/IP67
F430-F050W50C-NNS | 654400 | 697327 | F430 Smart Camera, 5 MP color, Wide view, Fixed focus 50 mm, No outer light, AutoVISION Sensor, Ethernet TCP/IP, EtherNet/IP, PROFINET, IP65/IP67
F430-F050W50C-NNV | 1284300 | 697329 | F430 Smart Camera, 5 MP color, Wide view, Fixed focus 50 mm, No outer light, AutoVISION+Visionscape, Ethernet TCP/IP, EtherNet/IP, PROFINET, IP65/IP67
F430-F050W50C-SWA | 1090600 | 697331 | F430 Smart Camera, 5 MP color, Wide view, Fixed focus 50 mm, White light, AutoVISION, Ethernet TCP/IP, EtherNet/IP, PROFINET, IP65/IP67
F430-F050W50C-SWS | 702800 | 697330 | F430 Smart Camera, 5 MP color, Wide view, Fixed focus 50 mm, White light, AutoVISION Sensor, Ethernet TCP/IP, EtherNet/IP, PROFINET, IP65/IP67
F430-F050W50C-SWV | 1332600 | 697332 | F430 Smart Camera, 5 MP color, Wide view, Fixed focus 50 mm, White light, AutoVISION+Visionscape, Ethernet TCP/IP, EtherNet/IP, PROFINET, IP65/IP67
F430-F081M03M-NNA | 993400 | 697202 | F430 Smart Camera, 0.3 MP monochrome, Medium view, Fixed focus 81 mm, No outer light, AutoVISION, Ethernet TCP/IP, EtherNet/IP, PROFINET, IP65/IP67
F430-F081M03M-NNS | 606000 | 697201 | F430 Smart Camera, 0.3 MP monochrome, Medium view, Fixed focus 81 mm, No outer light, AutoVISION Sensor, Ethernet TCP/IP, EtherNet/IP, PROFINET, IP65/IP67
F430-F081M03M-NNV | 1235800 | 697203 | F430 Smart Camera, 0.3 MP monochrome, Medium view, Fixed focus 81 mm, No outer light, AutoVISION+Visionscape, Ethernet TCP/IP, EtherNet/IP, PROFINET, IP65/IP67
F430-F081M03M-SRA | 1042000 | 697205 | F430 Smart Camera, 0.3 MP monochrome, Medium view, Fixed focus 81 mm, Red light, AutoVISION, Ethernet TCP/IP, EtherNet/IP, PROFINET, IP65/IP67
F430-F081M03M-SRS | 654400 | 697204 | F430 Smart Camera, 0.3 MP monochrome, Medium view, Fixed focus 81 mm, Red light, AutoVISION Sensor, Ethernet TCP/IP, EtherNet/IP, PROFINET, IP65/IP67
F430-F081M03M-SRV | 1284300 | 697206 | F430 Smart Camera, 0.3 MP monochrome, Medium view, Fixed focus 81 mm, Red light, AutoVISION+Visionscape, Ethernet TCP/IP, EtherNet/IP, PROFINET, IP65/IP67
F430-F081M03M-SWA | 1042000 | 697208 | F430 Smart Camera, 0.3 MP monochrome, Medium view, Fixed focus 81 mm, White light, AutoVISION, Ethernet TCP/IP, EtherNet/IP, PROFINET, IP65/IP67
F430-F081M03M-SWS | 654400 | 697207 | F430 Smart Camera, 0.3 MP monochrome, Medium view, Fixed focus 81 mm, White light, AutoVISION Sensor, Ethernet TCP/IP, EtherNet/IP, PROFINET, IP65/IP67
F430-F081M03M-SWV | 1284300 | 697209 | F430 Smart Camera, 0.3 MP monochrome, Medium view, Fixed focus 81 mm, White light, AutoVISION+Visionscape, Ethernet TCP/IP, EtherNet/IP, PROFINET, IP65/IP67
F430-F081M12M-NNA | 1138900 | 697292 | F430 Smart Camera, 1.2 MP monochrome, Medium view, Fixed focus 81 mm, No outer light, AutoVISION, Ethernet TCP/IP, EtherNet/IP, PROFINET, IP65/IP67
F430-F081M12M-NNS | 751200 | 697291 | F430 Smart Camera, 1.2 MP monochrome, Medium view, Fixed focus 81 mm, No outer light, AutoVISION Sensor, Ethernet TCP/IP, EtherNet/IP, PROFINET, IP65/IP67
F430-F081M12M-NNV | 1381000 | 697293 | F430 Smart Camera, 1.2 MP monochrome, Medium view, Fixed focus 81 mm, No outer light, AutoVISION+Visionscape, Ethernet TCP/IP, EtherNet/IP, PROFINET, IP65/IP67
F430-F081M12M-SRA | 1187300 | 697295 | F430 Smart Camera, 1.2 MP monochrome, Medium view, Fixed focus 81 mm, Red light, AutoVISION, Ethernet TCP/IP, EtherNet/IP, PROFINET, IP65/IP67
F430-F081M12M-SRS | 799900 | 697294 | F430 Smart Camera, 1.2 MP monochrome, Medium view, Fixed focus 81 mm, Red light, AutoVISION Sensor, Ethernet TCP/IP, EtherNet/IP, PROFINET, IP65/IP67
F430-F081M12M-SRV | 1429600 | 697296 | F430 Smart Camera, 1.2 MP monochrome, Medium view, Fixed focus 81 mm, Red light, AutoVISION+Visionscape, Ethernet TCP/IP, EtherNet/IP, PROFINET, IP65/IP67
F430-F081M12M-SWA | 1187300 | 697298 | F430 Smart Camera, 1.2 MP monochrome, Medium view, Fixed focus 81 mm, White light, AutoVISION, Ethernet TCP/IP, EtherNet/IP, PROFINET, IP65/IP67
F430-F081M12M-SWS | 799900 | 697297 | F430 Smart Camera, 1.2 MP monochrome, Medium view, Fixed focus 81 mm, White light, AutoVISION Sensor, Ethernet TCP/IP, EtherNet/IP, PROFINET, IP65/IP67
F430-F081M12M-SWV | 1429600 | 697299 | F430 Smart Camera, 1.2 MP monochrome, Medium view, Fixed focus 81 mm, White light, AutoVISION+Visionscape, Ethernet TCP/IP, EtherNet/IP, PROFINET, IP65/IP67
F430-F081M50C-NNA | 1042000 | 697364 | F430 Smart Camera, 5 MP color, Medium view, Fixed focus 81 mm, No outer light, AutoVISION, Ethernet TCP/IP, EtherNet/IP, PROFINET, IP65/IP67
F430-F081M50C-NNS | 654400 | 697363 | F430 Smart Camera, 5 MP color, Medium view, Fixed focus 81 mm, No outer light, AutoVISION Sensor, Ethernet TCP/IP, EtherNet/IP, PROFINET, IP65/IP67
F430-F081M50C-NNV | 1284300 | 697365 | F430 Smart Camera, 5 MP color, Medium view, Fixed focus 81 mm, No outer light, AutoVISION+Visionscape, Ethernet TCP/IP, EtherNet/IP, PROFINET, IP65/IP67
F430-F081M50C-SWA | 1090600 | 697367 | F430 Smart Camera, 5 MP color, Medium view, Fixed focus 81 mm, White light, AutoVISION, Ethernet TCP/IP, EtherNet/IP, PROFINET, IP65/IP67
F430-F081M50C-SWS | 702800 | 697366 | F430 Smart Camera, 5 MP color, Medium view, Fixed focus 81 mm, White light, AutoVISION Sensor, Ethernet TCP/IP, EtherNet/IP, PROFINET, IP65/IP67
F430-F081M50C-SWV | 1332600 | 697368 | F430 Smart Camera, 5 MP color, Medium view, Fixed focus 81 mm, White light, AutoVISION+Visionscape, Ethernet TCP/IP, EtherNet/IP, PROFINET, IP65/IP67
F430-F081W03M-NNA | 993400 | 697157 | F430 Smart Camera, 0.3 MP monochrome, Wide view, Fixed focus 81 mm, No outer light, AutoVISION, Ethernet TCP/IP, EtherNet/IP, PROFINET, IP65/IP67
F430-F081W03M-NNS | 606000 | 697156 | F430 Smart Camera, 0.3 MP monochrome, Wide view, Fixed focus 81 mm, No outer light, AutoVISION Sensor, Ethernet TCP/IP, EtherNet/IP, PROFINET, IP65/IP67
F430-F081W03M-NNV | 1235800 | 697158 | F430 Smart Camera, 0.3 MP monochrome, Wide view, Fixed focus 81 mm, No outer light, AutoVISION+Visionscape, Ethernet TCP/IP, EtherNet/IP, PROFINET, IP65/IP67
F430-F081W03M-SRA | 1042000 | 697160 | F430 Smart Camera, 0.3 MP monochrome, Wide view, Fixed focus 81 mm, Red light, AutoVISION, Ethernet TCP/IP, EtherNet/IP, PROFINET, IP65/IP67
F430-F081W03M-SRS | 654400 | 697159 | F430 Smart Camera, 0.3 MP monochrome, Wide view, Fixed focus 81 mm, Red light, AutoVISION Sensor, Ethernet TCP/IP, EtherNet/IP, PROFINET, IP65/IP67
F430-F081W03M-SRV | 1284300 | 697161 | F430 Smart Camera, 0.3 MP monochrome, Wide view, Fixed focus 81 mm, Red light, AutoVISION+Visionscape, Ethernet TCP/IP, EtherNet/IP, PROFINET, IP65/IP67
F430-F081W03M-SWA | 1042000 | 697163 | F430 Smart Camera, 0.3 MP monochrome, Wide view, Fixed focus 81 mm, White light, AutoVISION, Ethernet TCP/IP, EtherNet/IP, PROFINET, IP65/IP67
F430-F081W03M-SWS | 654400 | 697162 | F430 Smart Camera, 0.3 MP monochrome, Wide view, Fixed focus 81 mm, White light, AutoVISION Sensor, Ethernet TCP/IP, EtherNet/IP, PROFINET, IP65/IP67
F430-F081W03M-SWV | 1284300 | 697164 | F430 Smart Camera, 0.3 MP monochrome, Wide view, Fixed focus 81 mm, White light, AutoVISION+Visionscape, Ethernet TCP/IP, EtherNet/IP, PROFINET, IP65/IP67
F430-F081W12M-NNA | 1138900 | 697247 | F430 Smart Camera, 1.2 MP monochrome, Wide view, Fixed focus 81 mm, No outer light, AutoVISION, Ethernet TCP/IP, EtherNet/IP, PROFINET, IP65/IP67
F430-F081W12M-NNS | 751200 | 697246 | F430 Smart Camera, 1.2 MP monochrome, Wide view, Fixed focus 81 mm, No outer light, AutoVISION Sensor, Ethernet TCP/IP, EtherNet/IP, PROFINET, IP65/IP67
F430-F081W12M-NNV | 1381000 | 697248 | F430 Smart Camera, 1.2 MP monochrome, Wide view, Fixed focus 81 mm, No outer light, AutoVISION+Visionscape, Ethernet TCP/IP, EtherNet/IP, PROFINET, IP65/IP67
F430-F081W12M-SRA | 1187300 | 697250 | F430 Smart Camera, 1.2 MP monochrome, Wide view, Fixed focus 81 mm, Red light, AutoVISION, Ethernet TCP/IP, EtherNet/IP, PROFINET, IP65/IP67
F430-F081W12M-SRS | 799900 | 697249 | F430 Smart Camera, 1.2 MP monochrome, Wide view, Fixed focus 81 mm, Red light, AutoVISION Sensor, Ethernet TCP/IP, EtherNet/IP, PROFINET, IP65/IP67
F430-F081W12M-SRV | 1429600 | 697251 | F430 Smart Camera, 1.2 MP monochrome, Wide view, Fixed focus 81 mm, Red light, AutoVISION+Visionscape, Ethernet TCP/IP, EtherNet/IP, PROFINET, IP65/IP67
F430-F081W12M-SWA | 1187300 | 697253 | F430 Smart Camera, 1.2 MP monochrome, Wide view, Fixed focus 81 mm, White light, AutoVISION, Ethernet TCP/IP, EtherNet/IP, PROFINET, IP65/IP67
F430-F081W12M-SWS | 799900 | 697252 | F430 Smart Camera, 1.2 MP monochrome, Wide view, Fixed focus 81 mm, White light, AutoVISION Sensor, Ethernet TCP/IP, EtherNet/IP, PROFINET, IP65/IP67
F430-F081W12M-SWV | 1429600 | 697254 | F430 Smart Camera, 1.2 MP monochrome, Wide view, Fixed focus 81 mm, White light, AutoVISION+Visionscape, Ethernet TCP/IP, EtherNet/IP, PROFINET, IP65/IP67
F430-F081W50C-NNA | 1042000 | 697334 | F430 Smart Camera, 5 MP color, Wide view, Fixed focus 81 mm, No outer light, AutoVISION, Ethernet TCP/IP, EtherNet/IP, PROFINET, IP65/IP67
F430-F081W50C-NNS | 654400 | 697333 | F430 Smart Camera, 5 MP color, Wide view, Fixed focus 81 mm, No outer light, AutoVISION Sensor, Ethernet TCP/IP, EtherNet/IP, PROFINET, IP65/IP67
F430-F081W50C-NNV | 1284300 | 697335 | F430 Smart Camera, 5 MP color, Wide view, Fixed focus 81 mm, No outer light, AutoVISION+Visionscape, Ethernet TCP/IP, EtherNet/IP, PROFINET, IP65/IP67
F430-F081W50C-SWA | 1090600 | 697337 | F430 Smart Camera, 5 MP color, Wide view, Fixed focus 81 mm, White light, AutoVISION, Ethernet TCP/IP, EtherNet/IP, PROFINET, IP65/IP67
F430-F081W50C-SWS | 702800 | 697336 | F430 Smart Camera, 5 MP color, Wide view, Fixed focus 81 mm, White light, AutoVISION Sensor, Ethernet TCP/IP, EtherNet/IP, PROFINET, IP65/IP67
F430-F081W50C-SWV | 1332600 | 697338 | F430 Smart Camera, 5 MP color, Wide view, Fixed focus 81 mm, White light, AutoVISION+Visionscape, Ethernet TCP/IP, EtherNet/IP, PROFINET, IP65/IP67
F430-F102M03M-NNA | 993400 | 697211 | F430 Smart Camera, 0.3 MP monochrome, Medium view, Fixed focus 102 mm, No outer light, AutoVISION, Ethernet TCP/IP, EtherNet/IP, PROFINET, IP65/IP67
F430-F102M03M-NNS | 606000 | 697210 | F430 Smart Camera, 0.3 MP monochrome, Medium view, Fixed focus 102 mm, No outer light, AutoVISION Sensor, Ethernet TCP/IP, EtherNet/IP, PROFINET, IP65/IP67
F430-F102M03M-NNV | 1235800 | 697212 | F430 Smart Camera, 0.3 MP monochrome, Medium view, Fixed focus 102 mm, No outer light, AutoVISION+Visionscape, Ethernet TCP/IP, EtherNet/IP, PROFINET, IP65/IP67
F430-F102M03M-SRA | 1042000 | 697214 | F430 Smart Camera, 0.3 MP monochrome, Medium view, Fixed focus 102 mm, Red light, AutoVISION, Ethernet TCP/IP, EtherNet/IP, PROFINET, IP65/IP67
F430-F102M03M-SRS | 654400 | 697213 | F430 Smart Camera, 0.3 MP monochrome, Medium view, Fixed focus 102 mm, Red light, AutoVISION Sensor, Ethernet TCP/IP, EtherNet/IP, PROFINET, IP65/IP67
F430-F102M03M-SRV | 1284300 | 697215 | F430 Smart Camera, 0.3 MP monochrome, Medium view, Fixed focus 102 mm, Red light, AutoVISION+Visionscape, Ethernet TCP/IP, EtherNet/IP, PROFINET, IP65/IP67
F430-F102M03M-SWA | 1042000 | 697217 | F430 Smart Camera, 0.3 MP monochrome, Medium view, Fixed focus 102 mm, White light, AutoVISION, Ethernet TCP/IP, EtherNet/IP, PROFINET, IP65/IP67
F430-F102M03M-SWS | 654400 | 697216 | F430 Smart Camera, 0.3 MP monochrome, Medium view, Fixed focus 102 mm, White light, AutoVISION Sensor, Ethernet TCP/IP, EtherNet/IP, PROFINET, IP65/IP67
F430-F102M03M-SWV | 1284300 | 697218 | F430 Smart Camera, 0.3 MP monochrome, Medium view, Fixed focus 102 mm, White light, AutoVISION+Visionscape, Ethernet TCP/IP, EtherNet/IP, PROFINET, IP65/IP67
F430-F102M12M-NNA | 1138900 | 697301 | F430 Smart Camera, 1.2 MP monochrome, Medium view, Fixed focus 102 mm, No outer light, AutoVISION, Ethernet TCP/IP, EtherNet/IP, PROFINET, IP65/IP67
F430-F102M12M-NNS | 751200 | 697300 | F430 Smart Camera, 1.2 MP monochrome, Medium view, Fixed focus 102 mm, No outer light, AutoVISION Sensor, Ethernet TCP/IP, EtherNet/IP, PROFINET, IP65/IP67
F430-F102M12M-NNV | 1381000 | 697302 | F430 Smart Camera, 1.2 MP monochrome, Medium view, Fixed focus 102 mm, No outer light, AutoVISION+Visionscape, Ethernet TCP/IP, EtherNet/IP, PROFINET, IP65/IP67
F430-F102M12M-SRA | 1187300 | 697304 | F430 Smart Camera, 1.2 MP monochrome, Medium view, Fixed focus 102 mm, Red light, AutoVISION, Ethernet TCP/IP, EtherNet/IP, PROFINET, IP65/IP67
F430-F102M12M-SRS | 799900 | 697303 | F430 Smart Camera, 1.2 MP monochrome, Medium view, Fixed focus 102 mm, Red light, AutoVISION Sensor, Ethernet TCP/IP, EtherNet/IP, PROFINET, IP65/IP67
F430-F102M12M-SRV | 1429600 | 697305 | F430 Smart Camera, 1.2 MP monochrome, Medium view, Fixed focus 102 mm, Red light, AutoVISION+Visionscape, Ethernet TCP/IP, EtherNet/IP, PROFINET, IP65/IP67
F430-F102M12M-SWA | 1187300 | 697307 | F430 Smart Camera, 1.2 MP monochrome, Medium view, Fixed focus 102 mm, White light, AutoVISION, Ethernet TCP/IP, EtherNet/IP, PROFINET, IP65/IP67
F430-F102M12M-SWS | 799900 | 697306 | F430 Smart Camera, 1.2 MP monochrome, Medium view, Fixed focus 102 mm, White light, AutoVISION Sensor, Ethernet TCP/IP, EtherNet/IP, PROFINET, IP65/IP67
F430-F102M12M-SWV | 1429600 | 697308 | F430 Smart Camera, 1.2 MP monochrome, Medium view, Fixed focus 102 mm, White light, AutoVISION+Visionscape, Ethernet TCP/IP, EtherNet/IP, PROFINET, IP65/IP67
F430-F102M50C-NNA | 1042000 | 697370 | F430 Smart Camera, 5 MP color, Medium view, Fixed focus 102 mm, No outer light, AutoVISION, Ethernet TCP/IP, EtherNet/IP, PROFINET, IP65/IP67
F430-F102M50C-NNS | 654400 | 697369 | F430 Smart Camera, 5 MP color, Medium view, Fixed focus 102 mm, No outer light, AutoVISION Sensor, Ethernet TCP/IP, EtherNet/IP, PROFINET, IP65/IP67
F430-F102M50C-NNV | 1284300 | 697371 | F430 Smart Camera, 5 MP color, Medium view, Fixed focus 102 mm, No outer light, AutoVISION+Visionscape, Ethernet TCP/IP, EtherNet/IP, PROFINET, IP65/IP67
F430-F102M50C-SWA | 1090600 | 697373 | F430 Smart Camera, 5 MP color, Medium view, Fixed focus 102 mm, White light, AutoVISION, Ethernet TCP/IP, EtherNet/IP, PROFINET, IP65/IP67
F430-F102M50C-SWS | 702800 | 697372 | F430 Smart Camera, 5 MP color, Medium view, Fixed focus 102 mm, White light, AutoVISION Sensor, Ethernet TCP/IP, EtherNet/IP, PROFINET, IP65/IP67
F430-F102M50C-SWV | 1332600 | 697374 | F430 Smart Camera, 5 MP color, Medium view, Fixed focus 102 mm, White light, AutoVISION+Visionscape, Ethernet TCP/IP, EtherNet/IP, PROFINET, IP65/IP67
F430-F102W03M-NNA | 993400 | 697166 | F430 Smart Camera, 0.3 MP monochrome, Wide view, Fixed focus 102 mm, No outer light, AutoVISION, Ethernet TCP/IP, EtherNet/IP, PROFINET, IP65/IP67
F430-F102W03M-NNS | 606000 | 697165 | F430 Smart Camera, 0.3 MP monochrome, Wide view, Fixed focus 102 mm, No outer light, AutoVISION Sensor, Ethernet TCP/IP, EtherNet/IP, PROFINET, IP65/IP67
F430-F102W03M-NNV | 1235800 | 697167 | F430 Smart Camera, 0.3 MP monochrome, Wide view, Fixed focus 102 mm, No outer light, AutoVISION+Visionscape, Ethernet TCP/IP, EtherNet/IP, PROFINET, IP65/IP67
F430-F102W03M-SRA | 1042000 | 697169 | F430 Smart Camera, 0.3 MP monochrome, Wide view, Fixed focus 102 mm, Red light, AutoVISION, Ethernet TCP/IP, EtherNet/IP, PROFINET, IP65/IP67
F430-F102W03M-SRS | 654400 | 697168 | F430 Smart Camera, 0.3 MP monochrome, Wide view, Fixed focus 102 mm, Red light, AutoVISION Sensor, Ethernet TCP/IP, EtherNet/IP, PROFINET, IP65/IP67
F430-F102W03M-SRV | 1284300 | 697170 | F430 Smart Camera, 0.3 MP monochrome, Wide view, Fixed focus 102 mm, Red light, AutoVISION+Visionscape, Ethernet TCP/IP, EtherNet/IP, PROFINET, IP65/IP67
F430-F102W03M-SWA | 1042000 | 697172 | F430 Smart Camera, 0.3 MP monochrome, Wide view, Fixed focus 102 mm, White light, AutoVISION, Ethernet TCP/IP, EtherNet/IP, PROFINET, IP65/IP67
F430-F102W03M-SWS | 654400 | 697171 | F430 Smart Camera, 0.3 MP monochrome, Wide view, Fixed focus 102 mm, White light, AutoVISION Sensor, Ethernet TCP/IP, EtherNet/IP, PROFINET, IP65/IP67
F430-F102W03M-SWV | 1284300 | 697173 | F430 Smart Camera, 0.3 MP monochrome, Wide view, Fixed focus 102 mm, White light, AutoVISION+Visionscape, Ethernet TCP/IP, EtherNet/IP, PROFINET, IP65/IP67
F430-F102W12M-NNA | 1138900 | 697256 | F430 Smart Camera, 1.2 MP monochrome, Wide view, Fixed focus 102 mm, No outer light, AutoVISION, Ethernet TCP/IP, EtherNet/IP, PROFINET, IP65/IP67
F430-F102W12M-NNS | 751200 | 697255 | F430 Smart Camera, 1.2 MP monochrome, Wide view, Fixed focus 102 mm, No outer light, AutoVISION Sensor, Ethernet TCP/IP, EtherNet/IP, PROFINET, IP65/IP67
F430-F102W12M-NNV | 1381000 | 697257 | F430 Smart Camera, 1.2 MP monochrome, Wide view, Fixed focus 102 mm, No outer light, AutoVISION+Visionscape, Ethernet TCP/IP, EtherNet/IP, PROFINET, IP65/IP67
F430-F102W12M-SRA | 1187300 | 697259 | F430 Smart Camera, 1.2 MP monochrome, Wide view, Fixed focus 102 mm, Red light, AutoVISION, Ethernet TCP/IP, EtherNet/IP, PROFINET, IP65/IP67
F430-F102W12M-SRS | 799900 | 697258 | F430 Smart Camera, 1.2 MP monochrome, Wide view, Fixed focus 102 mm, Red light, AutoVISION Sensor, Ethernet TCP/IP, EtherNet/IP, PROFINET, IP65/IP67
F430-F102W12M-SRV | 1429600 | 697260 | F430 Smart Camera, 1.2 MP monochrome, Wide view, Fixed focus 102 mm, Red light, AutoVISION+Visionscape, Ethernet TCP/IP, EtherNet/IP, PROFINET, IP65/IP67
F430-F102W12M-SWA | 1187300 | 697262 | F430 Smart Camera, 1.2 MP monochrome, Wide view, Fixed focus 102 mm, White light, AutoVISION, Ethernet TCP/IP, EtherNet/IP, PROFINET, IP65/IP67
F430-F102W12M-SWS | 799900 | 697261 | F430 Smart Camera, 1.2 MP monochrome, Wide view, Fixed focus 102 mm, White light, AutoVISION Sensor, Ethernet TCP/IP, EtherNet/IP, PROFINET, IP65/IP67
F430-F102W12M-SWV | 1429600 | 697263 | F430 Smart Camera, 1.2 MP monochrome, Wide view, Fixed focus 102 mm, White light, AutoVISION+Visionscape, Ethernet TCP/IP, EtherNet/IP, PROFINET, IP65/IP67
F430-F102W50C-NNA | 1042000 | 697340 | F430 Smart Camera, 5 MP color, Wide view, Fixed focus 102 mm, No outer light, AutoVISION, Ethernet TCP/IP, EtherNet/IP, PROFINET, IP65/IP67
F430-F102W50C-NNS | 654400 | 697339 | F430 Smart Camera, 5 MP color, Wide view, Fixed focus 102 mm, No outer light, AutoVISION Sensor, Ethernet TCP/IP, EtherNet/IP, PROFINET, IP65/IP67
F430-F102W50C-NNV | 1284300 | 697341 | F430 Smart Camera, 5 MP color, Wide view, Fixed focus 102 mm, No outer light, AutoVISION+Visionscape, Ethernet TCP/IP, EtherNet/IP, PROFINET, IP65/IP67
F430-F102W50C-SWA | 1090600 | 697343 | F430 Smart Camera, 5 MP color, Wide view, Fixed focus 102 mm, White light, AutoVISION, Ethernet TCP/IP, EtherNet/IP, PROFINET, IP65/IP67
F430-F102W50C-SWS | 702800 | 697342 | F430 Smart Camera, 5 MP color, Wide view, Fixed focus 102 mm, White light, AutoVISION Sensor, Ethernet TCP/IP, EtherNet/IP, PROFINET, IP65/IP67
F430-F102W50C-SWV | 1332600 | 697344 | F430 Smart Camera, 5 MP color, Wide view, Fixed focus 102 mm, White light, AutoVISION+Visionscape, Ethernet TCP/IP, EtherNet/IP, PROFINET, IP65/IP67
F430-F190M03M-NNA | 993400 | 697220 | F430 Smart Camera, 0.3 MP monochrome, Medium view, Fixed focus 190 mm, No outer light, AutoVISION, Ethernet TCP/IP, EtherNet/IP, PROFINET, IP65/IP67
F430-F190M03M-NNS | 606000 | 697219 | F430 Smart Camera, 0.3 MP monochrome, Medium view, Fixed focus 190 mm, No outer light, AutoVISION Sensor, Ethernet TCP/IP, EtherNet/IP, PROFINET, IP65/IP67
F430-F190M03M-NNV | 1235800 | 697221 | F430 Smart Camera, 0.3 MP monochrome, Medium view, Fixed focus 190 mm, No outer light, AutoVISION+Visionscape, Ethernet TCP/IP, EtherNet/IP, PROFINET, IP65/IP67
F430-F190M03M-SRA | 1042000 | 697223 | F430 Smart Camera, 0.3 MP monochrome, Medium view, Fixed focus 190 mm, Red light, AutoVISION, Ethernet TCP/IP, EtherNet/IP, PROFINET, IP65/IP67
F430-F190M03M-SRS | 654400 | 697222 | F430 Smart Camera, 0.3 MP monochrome, Medium view, Fixed focus 190 mm, Red light, AutoVISION Sensor, Ethernet TCP/IP, EtherNet/IP, PROFINET, IP65/IP67
F430-F190M03M-SRV | 1284300 | 697224 | F430 Smart Camera, 0.3 MP monochrome, Medium view, Fixed focus 190 mm, Red light, AutoVISION+Visionscape, Ethernet TCP/IP, EtherNet/IP, PROFINET, IP65/IP67
F430-F190M03M-SWA | 1042000 | 697226 | F430 Smart Camera, 0.3 MP monochrome, Medium view, Fixed focus 190 mm, White light, AutoVISION, Ethernet TCP/IP, EtherNet/IP, PROFINET, IP65/IP67
F430-F190M03M-SWS | 654400 | 697225 | F430 Smart Camera, 0.3 MP monochrome, Medium view, Fixed focus 190 mm, White light, AutoVISION Sensor, Ethernet TCP/IP, EtherNet/IP, PROFINET, IP65/IP67
F430-F190M03M-SWV | 1284300 | 697227 | F430 Smart Camera, 0.3 MP monochrome, Medium view, Fixed focus 190 mm, White light, AutoVISION+Visionscape, Ethernet TCP/IP, EtherNet/IP, PROFINET, IP65/IP67
F430-F190M12M-NNA | 1138900 | 697310 | F430 Smart Camera, 1.2 MP monochrome, Medium view, Fixed focus 190 mm, No outer light, AutoVISION, Ethernet TCP/IP, EtherNet/IP, PROFINET, IP65/IP67
F430-F190M12M-NNS | 751200 | 697309 | F430 Smart Camera, 1.2 MP monochrome, Medium view, Fixed focus 190 mm, No outer light, AutoVISION Sensor, Ethernet TCP/IP, EtherNet/IP, PROFINET, IP65/IP67
F430-F190M12M-NNV | 1381000 | 697311 | F430 Smart Camera, 1.2 MP monochrome, Medium view, Fixed focus 190 mm, No outer light, AutoVISION+Visionscape, Ethernet TCP/IP, EtherNet/IP, PROFINET, IP65/IP67
F430-F190M12M-SRA | 1187300 | 697313 | F430 Smart Camera, 1.2 MP monochrome, Medium view, Fixed focus 190 mm, Red light, AutoVISION, Ethernet TCP/IP, EtherNet/IP, PROFINET, IP65/IP67
F430-F190M12M-SRS | 799900 | 697312 | F430 Smart Camera, 1.2 MP monochrome, Medium view, Fixed focus 190 mm, Red light, AutoVISION Sensor, Ethernet TCP/IP, EtherNet/IP, PROFINET, IP65/IP67
F430-F190M12M-SRV | 1429600 | 697314 | F430 Smart Camera, 1.2 MP monochrome, Medium view, Fixed focus 190 mm, Red light, AutoVISION+Visionscape, Ethernet TCP/IP, EtherNet/IP, PROFINET, IP65/IP67
F430-F190M12M-SWA | 1187300 | 697316 | F430 Smart Camera, 1.2 MP monochrome, Medium view, Fixed focus 190 mm, White light, AutoVISION, Ethernet TCP/IP, EtherNet/IP, PROFINET, IP65/IP67
F430-F190M12M-SWS | 799900 | 697315 | F430 Smart Camera, 1.2 MP monochrome, Medium view, Fixed focus 190 mm, White light, AutoVISION Sensor, Ethernet TCP/IP, EtherNet/IP, PROFINET, IP65/IP67
F430-F190M12M-SWV | 1429600 | 697317 | F430 Smart Camera, 1.2 MP monochrome, Medium view, Fixed focus 190 mm, White light, AutoVISION+Visionscape, Ethernet TCP/IP, EtherNet/IP, PROFINET, IP65/IP67
F430-F190M50C-NNA | 1042000 | 697376 | F430 Smart Camera, 5 MP color, Medium view, Fixed focus 190 mm, No outer light, AutoVISION, Ethernet TCP/IP, EtherNet/IP, PROFINET, IP65/IP67
F430-F190M50C-NNS | 654400 | 697375 | F430 Smart Camera, 5 MP color, Medium view, Fixed focus 190 mm, No outer light, AutoVISION Sensor, Ethernet TCP/IP, EtherNet/IP, PROFINET, IP65/IP67
F430-F190M50C-NNV | 1284300 | 697377 | F430 Smart Camera, 5 MP color, Medium view, Fixed focus 190 mm, No outer light, AutoVISION+Visionscape, Ethernet TCP/IP, EtherNet/IP, PROFINET, IP65/IP67
F430-F190M50C-SWA | 1090600 | 697379 | F430 Smart Camera, 5 MP color, Medium view, Fixed focus 190 mm, White light, AutoVISION, Ethernet TCP/IP, EtherNet/IP, PROFINET, IP65/IP67
F430-F190M50C-SWS | 702800 | 697378 | F430 Smart Camera, 5 MP color, Medium view, Fixed focus 190 mm, White light, AutoVISION Sensor, Ethernet TCP/IP, EtherNet/IP, PROFINET, IP65/IP67
F430-F190M50C-SWV | 1332600 | 697380 | F430 Smart Camera, 5 MP color, Medium view, Fixed focus 190 mm, White light, AutoVISION+Visionscape, Ethernet TCP/IP, EtherNet/IP, PROFINET, IP65/IP67
F430-F190W03M-NNA | 993400 | 697175 | F430 Smart Camera, 0.3 MP monochrome, Wide view, Fixed focus 190 mm, No outer light, AutoVISION, Ethernet TCP/IP, EtherNet/IP, PROFINET, IP65/IP67
F430-F190W03M-NNS | 606000 | 697174 | F430 Smart Camera, 0.3 MP monochrome, Wide view, Fixed focus 190 mm, No outer light, AutoVISION Sensor, Ethernet TCP/IP, EtherNet/IP, PROFINET, IP65/IP67
F430-F190W03M-NNV | 1235800 | 697176 | F430 Smart Camera, 0.3 MP monochrome, Wide view, Fixed focus 190 mm, No outer light, AutoVISION+Visionscape, Ethernet TCP/IP, EtherNet/IP, PROFINET, IP65/IP67
F430-F190W03M-SRA | 1042000 | 697178 | F430 Smart Camera, 0.3 MP monochrome, Wide view, Fixed focus 190 mm, Red light, AutoVISION, Ethernet TCP/IP, EtherNet/IP, PROFINET, IP65/IP67
F430-F190W03M-SRS | 654400 | 697177 | F430 Smart Camera, 0.3 MP monochrome, Wide view, Fixed focus 190 mm, Red light, AutoVISION Sensor, Ethernet TCP/IP, EtherNet/IP, PROFINET, IP65/IP67
F430-F190W03M-SRV | 1284300 | 697179 | F430 Smart Camera, 0.3 MP monochrome, Wide view, Fixed focus 190 mm, Red light, AutoVISION+Visionscape, Ethernet TCP/IP, EtherNet/IP, PROFINET, IP65/IP67
F430-F190W03M-SWA | 1042000 | 697181 | F430 Smart Camera, 0.3 MP monochrome, Wide view, Fixed focus 190 mm, White light, AutoVISION, Ethernet TCP/IP, EtherNet/IP, PROFINET, IP65/IP67
F430-F190W03M-SWS | 654400 | 697180 | F430 Smart Camera, 0.3 MP monochrome, Wide view, Fixed focus 190 mm, White light, AutoVISION Sensor, Ethernet TCP/IP, EtherNet/IP, PROFINET, IP65/IP67
F430-F190W03M-SWV | 1284300 | 697182 | F430 Smart Camera, 0.3 MP monochrome, Wide view, Fixed focus 190 mm, White light, AutoVISION+Visionscape, Ethernet TCP/IP, EtherNet/IP, PROFINET, IP65/IP67
F430-F190W12M-NNA | 1138900 | 697265 | F430 Smart Camera, 1.2 MP monochrome, Wide view, Fixed focus 190 mm, No outer light, AutoVISION, Ethernet TCP/IP, EtherNet/IP, PROFINET, IP65/IP67
F430-F190W12M-NNS | 751200 | 697264 | F430 Smart Camera, 1.2 MP monochrome, Wide view, Fixed focus 190 mm, No outer light, AutoVISION Sensor, Ethernet TCP/IP, EtherNet/IP, PROFINET, IP65/IP67
F430-F190W12M-NNV | 1381000 | 697266 | F430 Smart Camera, 1.2 MP monochrome, Wide view, Fixed focus 190 mm, No outer light, AutoVISION+Visionscape, Ethernet TCP/IP, EtherNet/IP, PROFINET, IP65/IP67
F430-F190W12M-SRA | 1187300 | 697268 | F430 Smart Camera, 1.2 MP monochrome, Wide view, Fixed focus 190 mm, Red light, AutoVISION, Ethernet TCP/IP, EtherNet/IP, PROFINET, IP65/IP67
F430-F190W12M-SRS | 799900 | 697267 | F430 Smart Camera, 1.2 MP monochrome, Wide view, Fixed focus 190 mm, Red light, AutoVISION Sensor, Ethernet TCP/IP, EtherNet/IP, PROFINET, IP65/IP67
F430-F190W12M-SRV | 1429600 | 697269 | F430 Smart Camera, 1.2 MP monochrome, Wide view, Fixed focus 190 mm, Red light, AutoVISION+Visionscape, Ethernet TCP/IP, EtherNet/IP, PROFINET, IP65/IP67
F430-F190W12M-SWA | 1187300 | 697271 | F430 Smart Camera, 1.2 MP monochrome, Wide view, Fixed focus 190 mm, White light, AutoVISION, Ethernet TCP/IP, EtherNet/IP, PROFINET, IP65/IP67
F430-F190W12M-SWS | 799900 | 697270 | F430 Smart Camera, 1.2 MP monochrome, Wide view, Fixed focus 190 mm, White light, AutoVISION Sensor, Ethernet TCP/IP, EtherNet/IP, PROFINET, IP65/IP67
F430-F190W12M-SWV | 1429600 | 697272 | F430 Smart Camera, 1.2 MP monochrome, Wide view, Fixed focus 190 mm, White light, AutoVISION+Visionscape, Ethernet TCP/IP, EtherNet/IP, PROFINET, IP65/IP67
F430-F190W50C-NNA | 1042000 | 697346 | F430 Smart Camera, 5 MP color, Wide view, Fixed focus 190 mm, No outer light, AutoVISION, Ethernet TCP/IP, EtherNet/IP, PROFINET, IP65/IP67
F430-F190W50C-NNS | 654400 | 697345 | F430 Smart Camera, 5 MP color, Wide view, Fixed focus 190 mm, No outer light, AutoVISION Sensor, Ethernet TCP/IP, EtherNet/IP, PROFINET, IP65/IP67
F430-F190W50C-NNV | 1284300 | 697347 | F430 Smart Camera, 5 MP color, Wide view, Fixed focus 190 mm, No outer light, AutoVISION+Visionscape, Ethernet TCP/IP, EtherNet/IP, PROFINET, IP65/IP67
F430-F190W50C-SWA | 1090600 | 697349 | F430 Smart Camera, 5 MP color, Wide view, Fixed focus 190 mm, White light, AutoVISION, Ethernet TCP/IP, EtherNet/IP, PROFINET, IP65/IP67
F430-F190W50C-SWS | 702800 | 697348 | F430 Smart Camera, 5 MP color, Wide view, Fixed focus 190 mm, White light, AutoVISION Sensor, Ethernet TCP/IP, EtherNet/IP, PROFINET, IP65/IP67
F430-F190W50C-SWV | 1332600 | 697350 | F430 Smart Camera, 5 MP color, Wide view, Fixed focus 190 mm, White light, AutoVISION+Visionscape, Ethernet TCP/IP, EtherNet/IP, PROFINET, IP65/IP67
F430-F300M03M-NNA | 993400 | 697229 | F430 Smart Camera, 0.3 MP monochrome, Medium view, Fixed focus 300 mm, No outer light, AutoVISION, Ethernet TCP/IP, EtherNet/IP, PROFINET, IP65/IP67
F430-F300M03M-NNS | 606000 | 697228 | F430 Smart Camera, 0.3 MP monochrome, Medium view, Fixed focus 300 mm, No outer light, AutoVISION Sensor, Ethernet TCP/IP, EtherNet/IP, PROFINET, IP65/IP67
F430-F300M03M-NNV | 1235800 | 697230 | F430 Smart Camera, 0.3 MP monochrome, Medium view, Fixed focus 300 mm, No outer light, AutoVISION+Visionscape, Ethernet TCP/IP, EtherNet/IP, PROFINET, IP65/IP67
F430-F300M03M-SRA | 1042000 | 697232 | F430 Smart Camera, 0.3 MP monochrome, Medium view, Fixed focus 300 mm, Red light, AutoVISION, Ethernet TCP/IP, EtherNet/IP, PROFINET, IP65/IP67
F430-F300M03M-SRS | 654400 | 697231 | F430 Smart Camera, 0.3 MP monochrome, Medium view, Fixed focus 300 mm, Red light, AutoVISION Sensor, Ethernet TCP/IP, EtherNet/IP, PROFINET, IP65/IP67
F430-F300M03M-SRV | 1284300 | 697233 | F430 Smart Camera, 0.3 MP monochrome, Medium view, Fixed focus 300 mm, Red light, AutoVISION+Visionscape, Ethernet TCP/IP, EtherNet/IP, PROFINET, IP65/IP67
F430-F300M03M-SWA | 1042000 | 697235 | F430 Smart Camera, 0.3 MP monochrome, Medium view, Fixed focus 300 mm, White light, AutoVISION, Ethernet TCP/IP, EtherNet/IP, PROFINET, IP65/IP67
F430-F300M03M-SWS | 654400 | 697234 | F430 Smart Camera, 0.3 MP monochrome, Medium view, Fixed focus 300 mm, White light, AutoVISION Sensor, Ethernet TCP/IP, EtherNet/IP, PROFINET, IP65/IP67
F430-F300M03M-SWV | 1284300 | 697236 | F430 Smart Camera, 0.3 MP monochrome, Medium view, Fixed focus 300 mm, White light, AutoVISION+Visionscape, Ethernet TCP/IP, EtherNet/IP, PROFINET, IP65/IP67
F430-F300M12M-NNA | 1138900 | 697319 | F430 Smart Camera, 1.2 MP monochrome, Medium view, Fixed focus 300 mm, No outer light, AutoVISION, Ethernet TCP/IP, EtherNet/IP, PROFINET, IP65/IP67
F430-F300M12M-NNS | 751200 | 697318 | F430 Smart Camera, 1.2 MP monochrome, Medium view, Fixed focus 300 mm, No outer light, AutoVISION Sensor, Ethernet TCP/IP, EtherNet/IP, PROFINET, IP65/IP67
F430-F300M12M-NNV | 1381000 | 697320 | F430 Smart Camera, 1.2 MP monochrome, Medium view, Fixed focus 300 mm, No outer light, AutoVISION+Visionscape, Ethernet TCP/IP, EtherNet/IP, PROFINET, IP65/IP67
F430-F300M12M-SRA | 1187300 | 697322 | F430 Smart Camera, 1.2 MP monochrome, Medium view, Fixed focus 300 mm, Red light, AutoVISION, Ethernet TCP/IP, EtherNet/IP, PROFINET, IP65/IP67
F430-F300M12M-SRS | 799900 | 697321 | F430 Smart Camera, 1.2 MP monochrome, Medium view, Fixed focus 300 mm, Red light, AutoVISION Sensor, Ethernet TCP/IP, EtherNet/IP, PROFINET, IP65/IP67
F430-F300M12M-SRV | 1429600 | 697323 | F430 Smart Camera, 1.2 MP monochrome, Medium view, Fixed focus 300 mm, Red light, AutoVISION+Visionscape, Ethernet TCP/IP, EtherNet/IP, PROFINET, IP65/IP67
F430-F300M12M-SWA | 1187300 | 697325 | F430 Smart Camera, 1.2 MP monochrome, Medium view, Fixed focus 300 mm, White light, AutoVISION, Ethernet TCP/IP, EtherNet/IP, PROFINET, IP65/IP67
F430-F300M12M-SWS | 799900 | 697324 | F430 Smart Camera, 1.2 MP monochrome, Medium view, Fixed focus 300 mm, White light, AutoVISION Sensor, Ethernet TCP/IP, EtherNet/IP, PROFINET, IP65/IP67
F430-F300M12M-SWV | 1429600 | 697326 | F430 Smart Camera, 1.2 MP monochrome, Medium view, Fixed focus 300 mm, White light, AutoVISION+Visionscape, Ethernet TCP/IP, EtherNet/IP, PROFINET, IP65/IP67
F430-F300M50C-NNA | 1042000 | 697382 | F430 Smart Camera, 5 MP color, Medium view, Fixed focus 300 mm, No outer light, AutoVISION, Ethernet TCP/IP, EtherNet/IP, PROFINET, IP65/IP67
F430-F300M50C-NNS | 654400 | 697381 | F430 Smart Camera, 5 MP color, Medium view, Fixed focus 300 mm, No outer light, AutoVISION Sensor, Ethernet TCP/IP, EtherNet/IP, PROFINET, IP65/IP67
F430-F300M50C-NNV | 1284300 | 697383 | F430 Smart Camera, 5 MP color, Medium view, Fixed focus 300 mm, No outer light, AutoVISION+Visionscape, Ethernet TCP/IP, EtherNet/IP, PROFINET, IP65/IP67
F430-F300M50C-SWA | 1090600 | 697385 | F430 Smart Camera, 5 MP color, Medium view, Fixed focus 300 mm, White light, AutoVISION, Ethernet TCP/IP, EtherNet/IP, PROFINET, IP65/IP67
F430-F300M50C-SWS | 702800 | 697384 | F430 Smart Camera, 5 MP color, Medium view, Fixed focus 300 mm, White light, AutoVISION Sensor, Ethernet TCP/IP, EtherNet/IP, PROFINET, IP65/IP67
F430-F300M50C-SWV | 1332600 | 697386 | F430 Smart Camera, 5 MP color, Medium view, Fixed focus 300 mm, White light, AutoVISION+Visionscape, Ethernet TCP/IP, EtherNet/IP, PROFINET, IP65/IP67
F430-F300W03M-NNA | 993400 | 697184 | F430 Smart Camera, 0.3 MP monochrome, Wide view, Fixed focus 300 mm, No outer light, AutoVISION, Ethernet TCP/IP, EtherNet/IP, PROFINET, IP65/IP67
F430-F300W03M-NNS | 606000 | 697183 | F430 Smart Camera, 0.3 MP monochrome, Wide view, Fixed focus 300 mm, No outer light, AutoVISION Sensor, Ethernet TCP/IP, EtherNet/IP, PROFINET, IP65/IP67
F430-F300W03M-NNV | 1235800 | 697185 | F430 Smart Camera, 0.3 MP monochrome, Wide view, Fixed focus 300 mm, No outer light, AutoVISION+Visionscape, Ethernet TCP/IP, EtherNet/IP, PROFINET, IP65/IP67
F430-F300W03M-SRA | 1042000 | 697187 | F430 Smart Camera, 0.3 MP monochrome, Wide view, Fixed focus 300 mm, Red light, AutoVISION, Ethernet TCP/IP, EtherNet/IP, PROFINET, IP65/IP67
F430-F300W03M-SRS | 654400 | 697186 | F430 Smart Camera, 0.3 MP monochrome, Wide view, Fixed focus 300 mm, Red light, AutoVISION Sensor, Ethernet TCP/IP, EtherNet/IP, PROFINET, IP65/IP67
F430-F300W03M-SRV | 1284300 | 697188 | F430 Smart Camera, 0.3 MP monochrome, Wide view, Fixed focus 300 mm, Red light, AutoVISION+Visionscape, Ethernet TCP/IP, EtherNet/IP, PROFINET, IP65/IP67
F430-F300W03M-SWA | 1042000 | 697190 | F430 Smart Camera, 0.3 MP monochrome, Wide view, Fixed focus 300 mm, White light, AutoVISION, Ethernet TCP/IP, EtherNet/IP, PROFINET, IP65/IP67
F430-F300W03M-SWS | 654400 | 697189 | F430 Smart Camera, 0.3 MP monochrome, Wide view, Fixed focus 300 mm, White light, AutoVISION Sensor, Ethernet TCP/IP, EtherNet/IP, PROFINET, IP65/IP67
F430-F300W03M-SWV | 1284300 | 697191 | F430 Smart Camera, 0.3 MP monochrome, Wide view, Fixed focus 300 mm, White light, AutoVISION+Visionscape, Ethernet TCP/IP, EtherNet/IP, PROFINET, IP65/IP67
F430-F300W12M-NNA | 1138900 | 697274 | F430 Smart Camera, 1.2 MP monochrome, Wide view, Fixed focus 300 mm, No outer light, AutoVISION, Ethernet TCP/IP, EtherNet/IP, PROFINET, IP65/IP67
F430-F300W12M-NNS | 751200 | 697273 | F430 Smart Camera, 1.2 MP monochrome, Wide view, Fixed focus 300 mm, No outer light, AutoVISION Sensor, Ethernet TCP/IP, EtherNet/IP, PROFINET, IP65/IP67
F430-F300W12M-NNV | 1381000 | 697275 | F430 Smart Camera, 1.2 MP monochrome, Wide view, Fixed focus 300 mm, No outer light, AutoVISION+Visionscape, Ethernet TCP/IP, EtherNet/IP, PROFINET, IP65/IP67
F430-F300W12M-SRA | 1187300 | 697277 | F430 Smart Camera, 1.2 MP monochrome, Wide view, Fixed focus 300 mm, Red light, AutoVISION, Ethernet TCP/IP, EtherNet/IP, PROFINET, IP65/IP67
F430-F300W12M-SRS | 799900 | 697276 | F430 Smart Camera, 1.2 MP monochrome, Wide view, Fixed focus 300 mm, Red light, AutoVISION Sensor, Ethernet TCP/IP, EtherNet/IP, PROFINET, IP65/IP67
F430-F300W12M-SRV | 1429600 | 697278 | F430 Smart Camera, 1.2 MP monochrome, Wide view, Fixed focus 300 mm, Red light, AutoVISION+Visionscape, Ethernet TCP/IP, EtherNet/IP, PROFINET, IP65/IP67
F430-F300W12M-SWA | 1187300 | 697280 | F430 Smart Camera, 1.2 MP monochrome, Wide view, Fixed focus 300 mm, White light, AutoVISION, Ethernet TCP/IP, EtherNet/IP, PROFINET, IP65/IP67
F430-F300W12M-SWS | 799900 | 697279 | F430 Smart Camera, 1.2 MP monochrome, Wide view, Fixed focus 300 mm, White light, AutoVISION Sensor, Ethernet TCP/IP, EtherNet/IP, PROFINET, IP65/IP67
F430-F300W12M-SWV | 1429600 | 697281 | F430 Smart Camera, 1.2 MP monochrome, Wide view, Fixed focus 300 mm, White light, AutoVISION+Visionscape, Ethernet TCP/IP, EtherNet/IP, PROFINET, IP65/IP67
F430-F300W50C-NNA | 1042000 | 697352 | F430 Smart Camera, 5 MP color, Wide view, Fixed focus 300 mm, No outer light, AutoVISION, Ethernet TCP/IP, EtherNet/IP, PROFINET, IP65/IP67
F430-F300W50C-NNS | 654400 | 697351 | F430 Smart Camera, 5 MP color, Wide view, Fixed focus 300 mm, No outer light, AutoVISION Sensor, Ethernet TCP/IP, EtherNet/IP, PROFINET, IP65/IP67
F430-F300W50C-NNV | 1284300 | 697353 | F430 Smart Camera, 5 MP color, Wide view, Fixed focus 300 mm, No outer light, AutoVISION+Visionscape, Ethernet TCP/IP, EtherNet/IP, PROFINET, IP65/IP67
F430-F300W50C-SWA | 1090600 | 697355 | F430 Smart Camera, 5 MP color, Wide view, Fixed focus 300 mm, White light, AutoVISION, Ethernet TCP/IP, EtherNet/IP, PROFINET, IP65/IP67
F430-F300W50C-SWS | 702800 | 697354 | F430 Smart Camera, 5 MP color, Wide view, Fixed focus 300 mm, White light, AutoVISION Sensor, Ethernet TCP/IP, EtherNet/IP, PROFINET, IP65/IP67
F430-F300W50C-SWV | 1332600 | 697356 | F430 Smart Camera, 5 MP color, Wide view, Fixed focus 300 mm, White light, AutoVISION+Visionscape, Ethernet TCP/IP, EtherNet/IP, PROFINET, IP65/IP67
F430-F400N12M-NNA | 1138900 | 697426 | F430 Smart Camera, 1.2 MP monochrome, Narrow view, Fixed focus 400 mm, No outer light, AutoVISION, Ethernet TCP/IP, EtherNet/IP, PROFINET, IP65/IP67
F430-F400N12M-NNS | 751200 | 697425 | F430 Smart Camera, 1.2 MP monochrome, Narrow view, Fixed focus 400 mm, No outer light, AutoVISION Sensor, Ethernet TCP/IP, EtherNet/IP, PROFINET, IP65/IP67
F430-F400N12M-NNV | 1381000 | 697427 | F430 Smart Camera, 1.2 MP monochrome, Narrow view, Fixed focus 400 mm, No outer light, AutoVISION+Visionscape, Ethernet TCP/IP, EtherNet/IP, PROFINET, IP65/IP67
F430-F400N12M-SRA | 1187300 | 697429 | F430 Smart Camera, 1.2 MP monochrome, Narrow view, Fixed focus 400 mm, Red light, AutoVISION, Ethernet TCP/IP, EtherNet/IP, PROFINET, IP65/IP67
F430-F400N12M-SRS | 799900 | 697428 | F430 Smart Camera, 1.2 MP monochrome, Narrow view, Fixed focus 400 mm, Red light, AutoVISION Sensor, Ethernet TCP/IP, EtherNet/IP, PROFINET, IP65/IP67
F430-F400N12M-SRV | 1429600 | 697430 | F430 Smart Camera, 1.2 MP monochrome, Narrow view, Fixed focus 400 mm, Red light, AutoVISION+Visionscape, Ethernet TCP/IP, EtherNet/IP, PROFINET, IP65/IP67
F430-F400N12M-SWA | 1187300 | 697432 | F430 Smart Camera, 1.2 MP monochrome, Narrow view, Fixed focus 400 mm, White light, AutoVISION, Ethernet TCP/IP, EtherNet/IP, PROFINET, IP65/IP67
F430-F400N12M-SWS | 799900 | 697431 | F430 Smart Camera, 1.2 MP monochrome, Narrow view, Fixed focus 400 mm, White light, AutoVISION Sensor, Ethernet TCP/IP, EtherNet/IP, PROFINET, IP65/IP67
F430-F400N12M-SWV | 1429600 | 697433 | F430 Smart Camera, 1.2 MP monochrome, Narrow view, Fixed focus 400 mm, White light, AutoVISION+Visionscape, Ethernet TCP/IP, EtherNet/IP, PROFINET, IP65/IP67
F810-50-W2036 | 4750 | 356180 | Self-adhesive reflector, 50 x 500 mm, Acryl, white
F810-50-W3001 | 28990 | 356200 | Self-adhesive reflector, 210 x 297 mm, Acryl, white
F92A-C-1 | 59300 | 149296 | Inductive coupler, M18, 5 mm (requires E2E-X5* proximity sensor receiver)
FA-12 | 128100 | 673485 | 12-mm-diameter mounting rod
FB-40008B | 50750 | 702914 | EMC Line-Filter for CIMR-AC4A0002 to 0007 and Q2A-A4002 to 0007, EN61800-3
FB-40014B | 54450 | 702913 | EMC Line-Filter for CIMR-AC4A0009, 0011 and Q2A-A4009, 0012, EN61800-3
FB-40025B | 64300 | 702915 | EMC Line-Filter for CIMR-AC4A0018, 0023 and Q2A-A4018, 0023, EN61800-3
FB-40044B | 84000 | 702916 | EMC Line-Filter for CIMR-AC4A0031, 0038 and Q2A-A4031, 0038, EN61800-3
FB-40060A | 145000 | 325314 | EMC line filter for inverter models CIMR-AC4A0044, 0058. EN61800-3 Class C1 (25m) C2 (50m), 60 Amp.
F-BP470-27 | 135700 | 675382 | Bandpass filter, 470 nm, M27
F-BP470-30.5 | 135700 | 684152 | Band-pass Filter, 470 nm, M30.5
F-BP470-58 | 215400 | 708147 | Band-pass filter, 470 nm, M58 x 0.75 mm
F-BP505-27 | 125100 | 688426 | Bandpass filter, 505 nm, M27
F-BP525-27 | 125100 | 688425 | Bandpass filter, 525 nm, M27
F-BP525-35.5 | 151100 | 677894 | Band-pass filter, 525 nm, M35.5 X P0.5
F-BP590-27 | 125100 | 688424 | Bandpass filter, 590 nm, M27
F-BP635-22.5 | 114200 | 679183 | Band pass filter, 635 nm, M22.5 x P 0.5 mm
F-BP635-25.5 | 114200 | 679473 | Band pass filter, 635 nm, M25.5 x P 0.5 mm
F-BP635-27 | 123300 | 679666 | Bandpass filter, 635 nm, M27
F-BP635-30.5 | 123300 | 679665 | Band pass filter, 635 nm, M30.5 x P 0.5 mm
F-BP635-35.5 | 132700 | 679664 | Band pass filter, 635 nm, M35.5 x P 0.5 mm
F-BP635-40.5 | 155100 | 692825 | Band pass filter, 635 nm, M40.5 x P 0.5 mm
F-BP660-25.5 | 118000 | 706920 | Band pass filter, 660 nm, M25.5
F-BP660-27 | 123300 | 679663 | Band pass filter, 660 nm, M27
F-BP660-30.5 | 123300 | 679662 | Band pass filter, 660 nm, M30.5 x P 0.5 mm
F-BP660-35.5 | 132700 | 679661 | Band pass filter, 660 nm, M35.5 x P 0.5 mm
F-BP850-22.5 | 117100 | 708485 | Band-pass filter, 850 nm, M22.5 X P0.5
F-BP850-25.5 | 114200 | 670394 | Band-pass Filters, 850nm, M25.5 X P0.5
F-BP850-40.5 | 157400 | 679417 | Bandpass Filters, 850 nm, M40.5
F-BP850-52 | 184100 | 688583 | Bandpass Filter, 850 nm, M52
FCB-1 | 11710 | 215883 | Extension cable for 3-pin SM connector, 1 m
FCB-10 | 27120 | 659027 | Extension cable for CCS 24 V lighting, 10 m
FCB-10-EL2 | 35100 | 392019 | Cable for power supply with EL connectors, length 10m
FCB-10-HSL-SM | 73950 | 679288 | Extension cable for CCS 24 V lighting, 10 m
FCB-2 | 13570 | 215884 | Extension cable for CCS 24 V lighting, 2 m
FCB-2-EL2 | 20340 | 382436 | Cable for power supply with EL connectors, length 2m
FCB-2-M12 | 22820 | 675343 | Cable for power supply with M12 connectors, length 2 m
FCB-3 | 16050 | 215885 | Extension cable for CCS 24 V lighting, 3 m
FCB-3-M12 | 25260 | 682696 | Illumination cable for HLDR-IP67
FCB-3-PF-EL9 | 43370 | 699941 | Illumination extension cable for PF series, EL connector, 3 m
FCB-5 | 18500 | 215886 | Extension cable for CCS 24 V lighting, 5 m
FCB5-EL2 | 26490 | 678344 | Cable for power supply with EL connectors, length 5 m
FCB-5-EL2 | 26490 | 382437 | Cable for power supply with EL connectors, length 5m
FCB-5-PF | 40890 | 699596 | Extension Cable, PF Series, EL connector, 4-pin
FCB-F-5 | 34480 | 362412 | Extension cable for 3-pin SM connector, four 20 cm branches, 5 m
FCB-W-1 | 20640 | 688573 | 2-branch cable, 24 V input LED Light Units, 24 V output Control Unit 1 m, 3-pin SM connectors
FCB-W-2 | 22820 | 347978 | Extension cable for 3-pin SM connector, 2 m, with two 20 cm branches
FCB-W-5 | 29570 | 365943 | Extension cable for 3-pin SM connector, 5 m, with two 20 cm branches
FECB-0.6-M12-5M-5F | 75250 | 702888 | Extension cable for LDLB series, M12, 5 Pin, socket-plug connectors, 0.6 m length
FECB-3-M12-5F | 62400 | 700854 | Extension cable for LDLB series, M12, 5 Pin, flying leads, 3 m length
FECB-5-M12-5F | 68650 | 702889 | Extension cable for LDLB series, M12, 5 Pin, flying leads, 5 m length
F-FK-10 | 832400 | 702219 | Filter test kit for fixed focal length lenses
FH-2050 | 2682600 | 684330 | FH high-speed / high performance controller 2-core, NPN/PNP, 2 cameras
FH-2050-10 | 3896800 | 684331 | FH high-speed / high performance controller 2-core, NPN/PNP, 4 cameras
FH-2050-10H | 4589500 | 695088 | FH high speed, large capacity controller 2-core, NPN/PNP 4 cameras with Halcon license
FH-2050-20 | 5076600 | 684332 | FH high-speed / high performance controller 2-core, NPN/PNP, 8 cameras
FH-2050-20H | 5662000 | 695089 | FH high speed, large capacity controller 2-core, NPN/PNP 8 cameras with Halcon license
FH-2050-H | 3485800 | 695087 | FH high speed, large capacity controller 2-core, NPN/PNP 2 cameras with Halcon license
FH-5050 | 5254200 | 684333 | FH high-speed / high performance controller 4-core, NPN/PNP, 2 cameras
FH-5050-10 | 6375400 | 684334 | FH high-speed / high performance controller 4-core, NPN/PNP, 4 cameras
FH-5050-10H | 6842700 | 695091 | FH high-speed, large capacity controller 4-core, NPN/PNP 4 cameras with Halcon license
FH-5050-20 | 7554900 | 684335 | FH high-speed / high performance controller 4-core, NPN/PNP, 8 cameras
FH-5050-20H | 7915200 | 695092 | FH high-speed, large capacity controller 4-core, NPN/PNP 8 cameras with Halcon license
FH-5050-H | 5823500 | 695090 | FH high-speed, large capacity controller 4-core, NPN/PNP 2 cameras with Halcon license
FH-5051 | 5254200 | 701438 | FH high-speed / high performance controller 4-core, NPN/PNP, 2 cameras, OS2
FH-5051-10 | 6375400 | 701439 | FH high-speed / high performance controller 4-core, NPN/PNP, 4 cameras, OS2
FH-5051-20 | 7554900 | 701440 | FH high-speed / high performance controller 4-core, NPN/PNP, 8 cameras, OS2
FH-5550 | 5502100 | 695758 | FH high-speed / high performance / extended storage, controller 4-core, NPN/PNP, 2 cameras
FH-5550-10 | 6623400 | 695759 | FH high-speed / high performance / extended storage, controller 4-core, NPN/PNP, 4 cameras
FH-5550-20 | 7802900 | 695760 | FH high-speed / high performance / extended storage, controller 4-core, NPN/PNP, 8 cameras
FH-ADF/M42-10 | 50700 | 386977 | F-Mount conversion adapter for FH-SC12/FH-SM12
FH-AP1L | 193100 | 377759 | Application producer licence or FH vision systems [requires software development tool FH-AP1]
FH-L550 | 1717800 | 670063 | FH-Lite controller, standard grade, box type, 2 camera
FH-L550-10 | 2307800 | 670064 | FH-Lite controller, standard grade, box type, 4 camera
FH-MT12 | 523300 | 410318 | Vision system FH touch panel monitor 12-inch
FH-SC | 591100 | 377457 | FH camera, standard resolution, colour
FH-SC02 | 1234500 | 377455 | FH camera, high resolution 2M pixel, color
FH-SC04 | 2682600 | 377453 | FH camera, high resolution 4M pixel, color
FH-SC05R | 1019700 | 670066 | FH camera, high resolution 5 m pixel, color, rolling shutter
FH-SC12 | 4168200 | 384724 | FH camera, high resolution 12M pixel, colour - DO NOT QUOTE FOR NEW PROJECTS - USE FH-SCX12
FH-SC21R | 3804100 | 684318 | FH Camera, high speed, 20.4 MPixel, c-Mount, rolling shutter, color
FH-SCX | 634400 | 684314 | FH Camera, high speed, 0.4 MPixel, c-Mount, global shutter, color
FH-SCX05 | 2219100 | 684313 | FH Camera, high speed, 5 MPixel, c-Mount, global shutter, color
FH-SCX12 | 4736300 | 684447 | FH Camera, high speed, 12 MPixel, C-Mount, global shutter, color
FH-SM | 591100 | 377458 | FH camera, standard resolution, monochrome
FH-SM02 | 1234500 | 377456 | FH camera, high resolution 2M pixel, monochrome
FH-SM04 | 2682600 | 377454 | FH camera, high resolution 4M pixel, monochrome
FH-SM05R | 1019700 | 670065 | FH camera, high resolution 5 m pixel, monochrome, rolling shutter
FH-SM12 | 4168200 | 384725 | FH camera, high resolution 12M pixel, monochrome - DO NOT QUOTE FOR NEW PROJECTS - USE FH-SMX12
FH-SM12-XLC | 105100 | 393766 | FH camera mounting bracket for FH-S_12
FH-SM21R | 3804100 | 684315 | FH Camera, high speed, 20.4 MPixel, c-Mount, rolling shutter, monochrome
FH-SMDA-GS050B | 6722900 | 701170 | FH 3D camera, FOV 400x300x200 mm, WD 500 mm, 24 V
FH-SMX | 634400 | 684317 | FH Camera, high speed, 0.4 MPixel, c-Mount, global shutter, monochrome
FH-SMX05 | 2219100 | 684316 | FH Camera, high speed, 5 MPixel, c-Mount, global shutter, monochrome
FH-SMX05-PL | 5269800 | 708293 | FH polarised camera, high speed, 5 MPixel, C-Mount, global shutter, monochrome
FH-SMX12 | 4736300 | 684445 | FH Camera, high speed, 12 MPixel, C-Mount, global shutter, monochrome
FH-SMX12-PL | 9033600 | 708294 | FH polarised camera, high speed, 12 MPixel, C-Mount, global shutter, monochrome
FH-SM-XLC | 20310 | 670237 | FH camera mounting bracket for FH-SM
FH-UM3D1 | 2855000 | 701171 | 3D Software license for FH, license Key dongle
FH-UMAI1 | 3719100 | 695761 | AI filter installer for FH controller. USB license key dongle
FHV7H-C004-C | 1780400 | 685333 | FH Vision Smart Camera, high performance, color type, 0.4 Mpix resolution, 6.9 µm pixel size, 1/2.9" chip size, global shutter, C-mount, 24 VDC, IP40
FHV7H-C004-H06 | 2721500 | 689054 | FH Vision Smart Camera, high performance, color type, 0.4 Mpix resolution, 6.9 µm pixel size, 1/2.9" chip size, global shutter, high speed liquid lens module, focal length 6mm, 24 VDC, IP40, pre-assembled
FHV7H-C004-H06-MC | 3395700 | 689042 | FH Vision Smart Camera, high performance, color type, 0.4 Mpix resolution, 6.9 µm pixel size, 1/2.9" chip size, global shutter, high speed liquid lens module, focal length 6mm, multi color illuminator 24 VDC, IP67, pre-assembled
FHV7H-C004-H06-W | 2980300 | 689046 | FH Vision Smart Camera, high performance, color type, 0.4 Mpix resolution, 6.9 µm pixel size, 1/2.9" chip size, global shutter, high speed liquid lens module, focal length 6mm, white illuminator 24 VDC, IP67, pre-assembled
FHV7H-C004-H19 | 2721500 | 689050 | FH Vision Smart Camera, high performance, color type, 0.4 Mpix resolution, 6.9 µm pixel size, 1/2.9" chip size, global shutter, high speed liquid lens module, focal length 19mm, 24 VDC, IP40, pre-assembled
FHV7H-C004-H19-MC | 3395700 | 689034 | FH Vision Smart Camera, high performance, color type, 0.4 Mpix resolution, 6.9 µm pixel size, 1/2.9" chip size, global shutter, high speed liquid lens module, focal length 19mm, multi color illuminator 24 VDC, IP67, pre-assembled
FHV7H-C004-H19-W | 2980300 | 689038 | FH Vision Smart Camera, high performance, color type, 0.4 Mpix resolution, 6.9 µm pixel size, 1/2.9" chip size, global shutter, high speed liquid lens module, focal length 19mm, white illuminator 24 VDC, IP67, pre-assembled
FHV7H-C004-S06 | 2409100 | 685337 | FH Vision Smart Camera, high performance, color type, 0.4 Mpix resolution, 6.9 µm pixel size, 1/2.9" chip size, global shutter, motorized lens module, focal length 6 mm, 24 VDC, IP40, pre-assembled
FHV7H-C004-S06-MC | 3073800 | 685355 | FH Vision Smart Camera, high performance, color type, 0.4 Mpix resolution, 6.9 µm pixel size, 1/2.9" chip size, global shutter, motorized lens module, focal length 6 mm, multi color illuminator, 24 VDC, IP67, pre-assembled
FHV7H-C004-S06-W | 2663900 | 685352 | FH Vision Smart Camera, high performance, color type, 0.4 Mpix resolution, 6.9 µm pixel size, 1/2.9" chip size, global shutter, motorized lens module, focal length 6 mm, white illuminator, 24 VDC, IP67, pre-assembled
FHV7H-C004-S09 | 2409100 | 685340 | FH Vision Smart Camera, high performance, color type, 0.4 Mpix resolution, 6.9 µm pixel size, 1/2.9" chip size, global shutter, motorized lens module, focal length 9 mm, 24 VDC, IP40, pre-assembled
FHV7H-C004-S09-MC | 3073800 | 685361 | FH Vision Smart Camera, high performance, color type, 0.4 Mpix resolution, 6.9 µm pixel size, 1/2.9" chip size, global shutter, motorized lens module, focal length 9 mm, multi color illuminator, 24 VDC, IP67, pre-assembled
FHV7H-C004-S09-W | 2663900 | 685358 | FH Vision Smart Camera, high performance, color type, 0.4 Mpix resolution, 6.9 µm pixel size, 1/2.9" chip size, global shutter, motorized lens module, focal length 9 mm, white illuminator, 24 VDC, IP67, pre-assembled
FHV7H-C004-S12 | 2409100 | 685343 | FH Vision Smart Camera, high performance, color type, 0.4 Mpix resolution, 6.9 µm pixel size, 1/2.9" chip size, global shutter, motorized lens module, focal length 12 mm, 24 VDC, IP40, pre-assembled
FHV7H-C004-S12-MC | 3073800 | 685367 | FH Vision Smart Camera, high performance, color type, 0.4 Mpix resolution, 6.9 µm pixel size, 1/2.9" chip size, global shutter, motorized lens module, focal length 12 mm, multi color illuminator, 24 VDC, IP67, pre-assembled
FHV7H-C004-S12-W | 2663900 | 685364 | FH Vision Smart Camera, high performance, color type, 0.4 Mpix resolution, 6.9 µm pixel size, 1/2.9" chip size, global shutter, motorized lens module, focal length 12 mm, white illuminator, 24 VDC, IP67, pre-assembled
FHV7H-C004-S16 | 2409100 | 685346 | FH Vision Smart Camera, high performance, color type, 0.4 Mpix resolution, 6.9 µm pixel size, 1/2.9" chip size, global shutter, motorized lens module, focal length 16 mm, 24 VDC, IP40, pre-assembled
FHV7H-C004-S16-MC | 3073800 | 685373 | FH Vision Smart Camera, high performance, color type, 0.4 Mpix resolution, 6.9 µm pixel size, 1/2.9" chip size, global shutter, motorized lens module, focal length 16 mm, multi color illuminator, 24 VDC, IP67, pre-assembled
FHV7H-C004-S16-W | 2663900 | 685370 | FH Vision Smart Camera, high performance, color type, 0.4 Mpix resolution, 6.9 µm pixel size, 1/2.9" chip size, global shutter, motorized lens module, focal length 16 mm, white illuminator, 24 VDC, IP67, pre-assembled
FHV7H-C004-S25 | 2409100 | 685349 | FH Vision Smart Camera, high performance, color type, 0.4 Mpix resolution, 6.9 µm pixel size, 1/2.9" chip size, global shutter, motorized lens module, focal length 25 mm, 24 VDC, IP40, pre-assembled
FHV7H-C004-S25-MC | 3073800 | 685379 | FH Vision Smart Camera, high performance, color type, 0.4 Mpix resolution, 6.9 µm pixel size, 1/2.9" chip size, global shutter, motorized lens module, focal length 25 mm, multi color illuminator, 24 VDC, IP67, pre-assembled
FHV7H-C004-S25-W | 2663900 | 685376 | FH Vision Smart Camera, high performance, color type, 0.4 Mpix resolution, 6.9 µm pixel size, 1/2.9" chip size, global shutter, motorized lens module, focal length 25 mm, white illuminator, 24 VDC, IP67, pre-assembled
FHV7H-C016-C | 2025800 | 685334 | FH Vision Smart Camera, high performance, color type, 1.6 Mpix resolution, 3.45 µm pixel size, 1/2.9" chip size, global shutter, C-mount, 24 VDC, IP40
FHV7H-C016-H06 | 2971300 | 689053 | FH Vision Smart Camera, high performance, color type, 1.6 Mpix resolution, 3.45 µm pixel size, 1/2.9" chip size, global shutter, high speed liquid lens module, focal length 6mm, 24 VDC, IP40, pre-assembled
FHV7H-C016-H06-MC | 3645900 | 689041 | FH Vision Smart Camera, high performance, color type, 1.6 Mpix resolution, 3.45 µm pixel size, 1/2.9" chip size, global shutter, high speed liquid lens module, focal length 6mm, multi color illuminator 24 VDC, IP67, pre-assembled
FHV7H-C016-H06-W | 3230300 | 689045 | FH Vision Smart Camera, high performance, color type, 1.6 Mpix resolution, 3.45 µm pixel size, 1/2.9" chip size, global shutter, high speed liquid lens module, focal length 6mm, white illuminator 24 VDC, IP67, pre-assembled
FHV7H-C016-H19 | 2971300 | 689049 | FH Vision Smart Camera, high performance, color type, 1.6 Mpix resolution, 3.45 µm pixel size, 1/2.9" chip size, global shutter, high speed liquid lens module, focal length 19mm, 24 VDC, IP40, pre-assembled
FHV7H-C016-H19-MC | 3645900 | 689033 | FH Vision Smart Camera, high performance, color type, 1.6 Mpix resolution, 3.45 µm pixel size, 1/2.9" chip size, global shutter, high speed liquid lens module, focal length 19mm, multi color illuminator 24 VDC, IP67, pre-assembled
FHV7H-C016-H19-W | 3230300 | 689037 | FH Vision Smart Camera, high performance, color type, 1.6 Mpix resolution, 3.45 µm pixel size, 1/2.9" chip size, global shutter, high speed liquid lens module, focal length 19mm, white illuminator 24 VDC, IP67, pre-assembled
FHV7H-C016-S06 | 2655500 | 685338 | FH Vision Smart Camera, high performance, color type, 1.6 Mpix resolution, 3.45 µm pixel size, 1/2.9" chip size, global shutter, motorized lens module, focal length 6 mm, 24 VDC, IP40, pre-assembled
FHV7H-C016-S06-MC | 3320400 | 685356 | FH Vision Smart Camera, high performance, color type, 1.6 Mpix resolution, 3.45 µm pixel size, 1/2.9" chip size, global shutter, motorized lens module, focal length 6 mm, multi color illuminaor, 24 VDC, IP67, pre-assembled
FHV7H-C016-S06-W | 2910400 | 685353 | FH Vision Smart Camera, high performance, color type, 1.6 Mpix resolution, 3.45 µm pixel size, 1/2.9" chip size, global shutter, motorized lens module, focal length 6 mm, white illuminaor, 24 VDC, IP67, pre-assembled
FHV7H-C016-S09 | 2655500 | 685341 | FH Vision Smart Camera, high performance, color type, 1.6 Mpix resolution, 3.45 µm pixel size, 1/2.9" chip size, global shutter, motorized lens module, focal length 9 mm, 24 VDC, IP40, pre-assembled
FHV7H-C016-S09-MC | 3320400 | 685362 | FH Vision Smart Camera, high performance, color type, 1.6 Mpix resolution, 3.45 µm pixel size, 1/2.9" chip size, global shutter, motorized lens module, focal length 9 mm, multi color illuminaor, 24 VDC, IP67, pre-assembled
FHV7H-C016-S09-W | 2910400 | 685359 | FH Vision Smart Camera, high performance, color type, 1.6 Mpix resolution, 3.45 µm pixel size, 1/2.9" chip size, global shutter, motorized lens module, focal length 9 mm, white illuminaor, 24 VDC, IP67, pre-assembled
FHV7H-C016-S12 | 2655500 | 685344 | FH Vision Smart Camera, high performance, color type, 1.6 Mpix resolution, 3.45 µm pixel size, 1/2.9" chip size, global shutter, motorized lens module, focal length 12 mm, 24 VDC, IP40, pre-assembled
FHV7H-C016-S12-MC | 3320400 | 685368 | FH Vision Smart Camera, high performance, color type, 1.6 Mpix resolution, 3.45 µm pixel size, 1/2.9" chip size, global shutter, motorized lens module, focal length 12 mm, multi color illuminaor, 24 VDC, IP67, pre-assembled
FHV7H-C016-S12-W | 2910400 | 685365 | FH Vision Smart Camera, high performance, color type, 1.6 Mpix resolution, 3.45 µm pixel size, 1/2.9" chip size, global shutter, motorized lens module, focal length 12 mm, white illuminaor, 24 VDC, IP67, pre-assembled
FHV7H-C016-S16 | 2655500 | 685347 | FH Vision Smart Camera, high performance, color type, 1.6 Mpix resolution, 3.45 µm pixel size, 1/2.9" chip size, global shutter, motorized lens module, focal length 16 mm, 24 VDC, IP40, pre-assembled
FHV7H-C016-S16-MC | 3320400 | 685374 | FH Vision Smart Camera, high performance, color type, 1.6 Mpix resolution, 3.45 µm pixel size, 1/2.9" chip size, global shutter, motorized lens module, focal length 16 mm, multi color illuminaor, 24 VDC, IP67, pre-assembled
FHV7H-C016-S16-W | 2910400 | 685371 | FH Vision Smart Camera, high performance, color type, 1.6 Mpix resolution, 3.45 µm pixel size, 1/2.9" chip size, global shutter, motorized lens module, focal length 16 mm, white illuminaor, 24 VDC, IP67, pre-assembled
FHV7H-C016-S25 | 2655500 | 685350 | FH Vision Smart Camera, high performance, color type, 1.6 Mpix resolution, 3.45 µm pixel size, 1/2.9" chip size, global shutter, motorized lens module, focal length 25 mm, 24 VDC, IP40, pre-assembled
FHV7H-C016-S25-MC | 3320400 | 685229 | FH Vision Smart Camera, high performance, color type, 1.6 Mpix resolution, 3.45 µm pixel size, 1/2.9" chip size, global shutter, motorized lens module, focal length 25 mm, multi color illuminaor, 24 VDC, IP67, pre-assembled
FHV7H-C016-S25-W | 2910400 | 685377 | FH Vision Smart Camera, high performance, color type, 1.6 Mpix resolution, 3.45 µm pixel size, 1/2.9" chip size, global shutter, motorized lens module, focal length 25 mm, white illuminaor, 24 VDC, IP67, pre-assembled
FHV7H-C016-S25-W-K | 3070300 | 688187 | FHV7 Starter Kit including FHV7H-C016-S25-W, FHV-VNB 2m FHV-VDB 2m, FHV-XHD-L, FHV-XFC-C
FHV7H-C032-C | 2369900 | 685335 | FH Vision Smart Camera, high performance, color type, 3.2 Mpix resolution, 3.45 µm pixel size, 1/1.8" chip size, global shutter, C-mount, 24 VDC, IP40
FHV7H-C032-H06 | 3319200 | 689052 | FH Vision Smart Camera, high performance, color type, 3.2 Mpix resolution, 3.45 µm pixel size, 1/1.8" chip size, global shutter, high speed liquid lens module, focal length 6mm, 24 VDC, IP40, pre-assembled
FHV7H-C032-H06-MC | 3993600 | 689040 | FH Vision Smart Camera, high performance, color type, 3.2 Mpix resolution, 3.45 µm pixel size, 1/1.8" chip size, global shutter, high speed liquid lens module, focal length 6mm, multi color illuminator 24 VDC, IP67, pre-assembled
FHV7H-C032-H06-W | 3578000 | 689044 | FH Vision Smart Camera, high performance, color type, 3.2 Mpix resolution, 3.45 µm pixel size, 1/1.8" chip size, global shutter, high speed liquid lens module, focal length 6mm, white illuminator 24 VDC, IP67, pre-assembled
FHV7H-C032-H19 | 3319200 | 689048 | FH Vision Smart Camera, high performance, color type, 3.2 Mpix resolution, 3.45 µm pixel size, 1/1.8" chip size, global shutter, high speed liquid lens module, focal length 19mm, 24 VDC, IP40, pre-assembled
FHV7H-C032-H19-MC | 3993600 | 689032 | FH Vision Smart Camera, high performance, color type, 3.2 Mpix resolution, 3.45 µm pixel size, 1/1.8" chip size, global shutter, high speed liquid lens module, focal length 19mm, multi color illuminator 24 VDC, IP67, pre-assembled
FHV7H-C032-H19-W | 3578000 | 689036 | FH Vision Smart Camera, high performance, color type, 3.2 Mpix resolution, 3.45 µm pixel size, 1/1.8" chip size, global shutter, high speed liquid lens module, focal length 19mm, white illuminator 24 VDC, IP67, pre-assembled
FHV7H-C032-S06 | 2998400 | 685339 | FH Vision Smart Camera, high performance, color type, 3.2 Mpix resolution, 3.45 µm pixel size, 1/1.8" chip size, global shutter, motorized lens module, focal length 6 mm, 24 VDC, IP40, pre-assembled
FHV7H-C032-S06-MC | 3663200 | 685357 | FH Vision Smart Camera, high performance, color type, 3.2 Mpix resolution, 3.45 µm pixel size, 1/1.8" chip size, global shutter, motorized lens module, focal length 6 mm, multi color illuminator, 24 VDC, IP67, pre-assembled
FHV7H-C032-S06-W | 3253400 | 685354 | FH Vision Smart Camera, high performance, color type, 3.2 Mpix resolution, 3.45 µm pixel size, 1/1.8" chip size, global shutter, motorized lens module, focal length 6 mm, white illuminator, 24 VDC, IP67, pre-assembled
FHV7H-C032-S09 | 2998400 | 685342 | FH Vision Smart Camera, high performance, color type, 3.2 Mpix resolution, 3.45 µm pixel size, 1/1.8" chip size, global shutter, motorized lens module, focal length 9 mm, 24 VDC, IP40, pre-assembled
FHV7H-C032-S09-MC | 3663200 | 685363 | FH Vision Smart Camera, high performance, color type, 3.2 Mpix resolution, 3.45 µm pixel size, 1/1.8" chip size, global shutter, motorized lens module, focal length 9 mm, multi color illuminator, 24 VDC, IP67, pre-assembled
FHV7H-C032-S09-W | 3253400 | 685360 | FH Vision Smart Camera, high performance, color type, 3.2 Mpix resolution, 3.45 µm pixel size, 1/1.8" chip size, global shutter, motorized lens module, focal length 9 mm, white illuminator, 24 VDC, IP67, pre-assembled
FHV7H-C032-S12 | 2998400 | 685345 | FH Vision Smart Camera, high performance, color type, 3.2 Mpix resolution, 3.45 µm pixel size, 1/1.8" chip size, global shutter, motorized lens module, focal length 12 mm, 24 VDC, IP40, pre-assembled
FHV7H-C032-S12-MC | 3663200 | 685369 | FH Vision Smart Camera, high performance, color type, 3.2 Mpix resolution, 3.45 µm pixel size, 1/1.8" chip size, global shutter, motorized lens module, focal length 12 mm, multi color illuminator, 24 VDC, IP67, pre-assembled
FHV7H-C032-S12-W | 3253400 | 685366 | FH Vision Smart Camera, high performance, color type, 3.2 Mpix resolution, 3.45 µm pixel size, 1/1.8" chip size, global shutter, motorized lens module, focal length 12 mm, white illuminator, 24 VDC, IP67, pre-assembled
FHV7H-C032-S16 | 2998400 | 685348 | FH Vision Smart Camera, high performance, color type, 3.2 Mpix resolution, 3.45 µm pixel size, 1/1.8" chip size, global shutter, motorized lens module, focal length 16 mm, 24 VDC, IP40, pre-assembled
FHV7H-C032-S16-MC | 3663200 | 685375 | FH Vision Smart Camera, high performance, color type, 3.2 Mpix resolution, 3.45 µm pixel size, 1/1.8" chip size, global shutter, motorized lens module, focal length 16 mm, multi color illuminator, 24 VDC, IP67, pre-assembled
FHV7H-C032-S16-W | 3253400 | 685372 | FH Vision Smart Camera, high performance, color type, 3.2 Mpix resolution, 3.45 µm pixel size, 1/1.8" chip size, global shutter, motorized lens module, focal length 16 mm, white illuminator, 24 VDC, IP67, pre-assembled
FHV7H-C032-S25 | 2998400 | 685351 | FH Vision Smart Camera, high performance, color type, 3.2 Mpix resolution, 3.45 µm pixel size, 1/1.8" chip size, global shutter, motorized lens module, focal length 25 mm, 24 VDC, IP40, pre-assembled
FHV7H-C032-S25-MC | 3663200 | 685230 | FH Vision Smart Camera, high performance, color type, 3.2 Mpix resolution, 3.45 µm pixel size, 1/1.8" chip size, global shutter, motorized lens module, focal length 25 mm, multi color illuminator, 24 VDC, IP67, pre-assembled
FHV7H-C032-S25-W | 3253400 | 685378 | FH Vision Smart Camera, high performance, color type, 3.2 Mpix resolution, 3.45 µm pixel size, 1/1.8" chip size, global shutter, motorized lens module, focal length 25 mm, white illuminator, 24 VDC, IP67, pre-assembled
FHV7H-C050-C | 2733200 | 685336 | FH Vision Smart Camera, high performance, color type, 5.0 Mpix resolution, 3.45 µm pixel size, 2/3" chip size, global shutter, C-mount, 24 VDC, IP40
FHV7H-C063R-C | 2026000 | 687437 | FH Vision Smart Camera, high performance, color type, 6.3 Mpix resolution, 2.4 µm pixel size, 1/1.8" chip size, rolling shutter, C-mount, 24 VDC, IP40
FHV7H-C063R-H06 | 2971600 | 689051 | FH Vision Smart Camera, high performance, color type, 6.3 Mpix resolution, 2.4 µm pixel size, 1/1.8" chip size, rolling shutter, high speed liquid lens module, focal length 6mm, 24 VDC, IP40, pre-assembled
FHV7H-C063R-H06-MC | 3646000 | 689039 | FH Vision Smart Camera, high performance, color type, 6.3 Mpix resolution, 2.4 µm pixel size, 1/1.8" chip size, rolling shutter, high speed liquid lens module, focal length 6mm, multi color illuminator 24 VDC, IP67, pre-assembled
FHV7H-C063R-H06-W | 3230300 | 689043 | FH Vision Smart Camera, high performance, color type, 6.3 Mpix resolution, 2.4 µm pixel size, 1/1.8" chip size, rolling shutter, high speed liquid lens module, focal length 6mm, white illuminator 24 VDC, IP67, pre-assembled
FHV7H-C063R-H19 | 2971600 | 689047 | FH Vision Smart Camera, high performance, color type, 6.3 Mpix resolution, 2.4 µm pixel size, 1/1.8" chip size, rolling shutter, high speed liquid lens module, focal length 19mm, 24 VDC, IP40, pre-assembled
FHV7H-C063R-H19-MC | 3646000 | 689031 | FH Vision Smart Camera, high performance, color type, 6.3 Mpix resolution, 2.4 µm pixel size, 1/1.8" chip size, rolling shutter, high speed liquid lens module, focal length 19mm, multi color illuminator 24 VDC, IP67, pre-assembled
FHV7H-C063R-H19-W | 3230300 | 689035 | FH Vision Smart Camera, high performance, color type, 6.3 Mpix resolution, 2.4 µm pixel size, 1/1.8" chip size, rolling shutter, high speed liquid lens module, focal length 19mm, white illuminator 24 VDC, IP67, pre-assembled
FHV7H-C063R-S06 | 2655600 | 687479 | FH Vision Smart Camera, high performance, color type, 6.3 Mpix resolution, 2.4 µm pixel size, 1/1.8" chip size, rolling shutter, motorized lens module, focal length 6 mm, 24 VDC, IP40, pre-assembled
FHV7H-C063R-S06-MC | 3320500 | 687485 | FH Vision Smart Camera, high performance, color type, 6.3 Mpix resolution, 2.4 µm pixel size, 1/1.8" chip size, rolling shutter, motorized lens module, focal length 6 mm, multi color illuminator, 24 VDC, IP40, pre-assembled
FHV7H-C063R-S06-W | 2910400 | 687484 | FH Vision Smart Camera, high performance, color type, 6.3 Mpix resolution, 2.4 µm pixel size, 1/1.8" chip size, rolling shutter, motorized lens module, focal length 6 mm, white illuminator, 24 VDC, IP40, pre-assembled
FHV7H-C063R-S09 | 2655600 | 687480 | FH Vision Smart Camera, high performance, color type, 6.3 Mpix resolution, 2.4 µm pixel size, 1/1.8" chip size, rolling shutter, motorized lens module, focal length 9 mm, 24 VDC, IP40, pre-assembled
FHV7H-C063R-S09-MC | 3320500 | 687487 | FH Vision Smart Camera, high performance, color type, 6.3 Mpix resolution, 2.4 µm pixel size, 1/1.8" chip size, rolling shutter, motorized lens module, focal length 9 mm, multi color illuminator, 24 VDC, IP40, pre-assembled
FHV7H-C063R-S09-W | 2910400 | 687486 | FH Vision Smart Camera, high performance, color type, 6.3 Mpix resolution, 2.4 µm pixel size, 1/1.8" chip size, rolling shutter, motorized lens module, focal length 9 mm, white illuminator, 24 VDC, IP40, pre-assembled
FHV7H-C063R-S12 | 2655600 | 687481 | FH Vision Smart Camera, high performance, color type, 6.3 Mpix resolution, 2.4 µm pixel size, 1/1.8" chip size, rolling shutter, motorized lens module, focal length 12 mm, 24 VDC, IP40, pre-assembled
FHV7H-C063R-S12-MC | 3320500 | 687489 | FH Vision Smart Camera, high performance, color type, 6.3 Mpix resolution, 2.4 µm pixel size, 1/1.8" chip size, rolling shutter, motorized lens module, focal length 12 mm, multi color illuminator, 24 VDC, IP40, pre-assembled
FHV7H-C063R-S12-W | 2910400 | 687488 | FH Vision Smart Camera, high performance, color type, 6.3 Mpix resolution, 2.4 µm pixel size, 1/1.8" chip size, rolling shutter, motorized lens module, focal length 12 mm, white illuminator, 24 VDC, IP40, pre-assembled
FHV7H-C063R-S16 | 2655600 | 687482 | FH Vision Smart Camera, high performance, color type, 6.3 Mpix resolution, 2.4 µm pixel size, 1/1.8" chip size, rolling shutter, motorized lens module, focal length 16 mm, 24 VDC, IP40, pre-assembled
FHV7H-C063R-S16-MC | 3320500 | 687432 | FH Vision Smart Camera, high performance, color type, 6.3 Mpix resolution, 2.4 µm pixel size, 1/1.8" chip size, rolling shutter, motorized lens module, focal length 16 mm, multi color illuminator, 24 VDC, IP40, pre-assembled
FHV7H-C063R-S16-W | 2910400 | 687490 | FH Vision Smart Camera, high performance, color type, 6.3 Mpix resolution, 2.4 µm pixel size, 1/1.8" chip size, rolling shutter, motorized lens module, focal length 16 mm, white illuminator, 24 VDC, IP40, pre-assembled
FHV7H-C063R-S25 | 2655600 | 687483 | FH Vision Smart Camera, high performance, color type, 6.3 Mpix resolution, 2.4 µm pixel size, 1/1.8" chip size, rolling shutter, motorized lens module, focal length 25 mm, 24 VDC, IP40, pre-assembled
FHV7H-C063R-S25-MC | 3320500 | 687439 | FH Vision Smart Camera, high performance, color type, 6.3 Mpix resolution, 2.4 µm pixel size, 1/1.8" chip size, rolling shutter, motorized lens module, focal length 25 mm, multi color illuminator, 24 VDC, IP40, pre-assembled
FHV7H-C063R-S25-W | 2910400 | 687440 | FH Vision Smart Camera, high performance, color type, 6.3 Mpix resolution, 2.4 µm pixel size, 1/1.8" chip size, rolling shutter, motorized lens module, focal length 25 mm, white illuminator, 24 VDC, IP40, pre-assembled
FHV7H-C120R-C | 2370300 | 687438 | FH Vision Smart Camera, high performance, color type, 12.0 Mpix resolution, 1.85 µm pixel size, 1/1.7" chip size, rolling shutter, C-mount, 24 VDC, IP40
FHV7H-M004-C | 1780400 | 685231 | FH Vision Smart Camera, high performance, monochrome type, 0.4 Mpix resolution, 6.9 µm pixel size, 1/2.9" chip size, global shutter, C-mount, 24 VDC, IP40
FHV7H-M004-H06 | 2721500 | 689092 | FH Vision Smart Camera, high performance, monochrome type, 0.4 Mpix resolution, 6.9 µm pixel size, 1/2.9" chip size, global shutter, high speed liquid lens module, focal length 6mm, 24 VDC, IP40, pre-assembled
FHV7H-M004-H06-IR | 2988700 | 689076 | FH Vision Smart Camera, high performance, monochrome type, 0.4 Mpix resolution, 6.9 µm pixel size, 1/2.9" chip size, global shutter, high speed liquid lens module, focal length 6mm, IR illuminator 24 VDC, IP67, pre-assembled
FHV7H-M004-H06-MC | 3395700 | 689030 | FH Vision Smart Camera, high performance, monochrome type, 0.4 Mpix resolution, 6.9 µm pixel size, 1/2.9" chip size, global shutter, high speed liquid lens module, focal length 6mm, multi color illuminator 24 VDC, IP67, pre-assembled
FHV7H-M004-H06-R | 2980300 | 689084 | FH Vision Smart Camera, high performance, monochrome type, 0.4 Mpix resolution, 6.9 µm pixel size, 1/2.9" chip size, global shutter, high speed liquid lens module, focal length 6mm, red illuminator 24 VDC, IP67, pre-assembled
FHV7H-M004-H06-W | 2980300 | 689080 | FH Vision Smart Camera, high performance, monochrome type, 0.4 Mpix resolution, 6.9 µm pixel size, 1/2.9" chip size, global shutter, high speed liquid lens module, focal length 6mm, white illuminator 24 VDC, IP67, pre-assembled
FHV7H-M004-H19 | 2721500 | 689088 | FH Vision Smart Camera, high performance, monochrome type, 0.4 Mpix resolution, 6.9 µm pixel size, 1/2.9" chip size, global shutter, high speed liquid lens module, focal length 19mm, 24 VDC, IP40, pre-assembled
FHV7H-M004-H19-IR | 2988700 | 689062 | FH Vision Smart Camera, high performance, monochrome type, 0.4 Mpix resolution, 6.9 µm pixel size, 1/2.9" chip size, global shutter, high speed liquid lens module, focal length 19mm, IR illuminator 24 VDC, IP67, pre-assembled
FHV7H-M004-H19-MC | 3395700 | 689058 | FH Vision Smart Camera, high performance, monochrome type, 0.4 Mpix resolution, 6.9 µm pixel size, 1/2.9" chip size, global shutter, high speed liquid lens module, focal length 19mm, multi color illuminator 24 VDC, IP67, pre-assembled
FHV7H-M004-H19-R | 2980300 | 689070 | FH Vision Smart Camera, high performance, monochrome type, 0.4 Mpix resolution, 6.9 µm pixel size, 1/2.9" chip size, global shutter, high speed liquid lens module, focal length 19mm, red illuminator 24 VDC, IP67, pre-assembled
FHV7H-M004-H19-W | 2980300 | 689066 | FH Vision Smart Camera, high performance, monochrome type, 0.4 Mpix resolution, 6.9 µm pixel size, 1/2.9" chip size, global shutter, high speed liquid lens module, focal length 19mm, white illuminator 24 VDC, IP67, pre-assembled
FHV7H-M004-S06 | 2409100 | 685235 | FH Vision Smart Camera, high performance, monochrome type, 0.4 Mpix resolution, 6.9 µm pixel size, 1/2.9" chip size, global shutter, motorized lens module, focal length 6 mm, 24 VDC, IP40, pre-assembled
FHV7H-M004-S06-IR | 2672300 | 687456 | FH Vision Smart Camera, high performance, monochrome type, 0.4 Mpix resolution, 6.9 µm pixel size, 1/2.9" chip size, global shutter, motorized lens module, focal length 6 mm, IR illuminator, 24 VDC, IP67, pre-assembled
FHV7H-M004-S06-MC | 3073800 | 685280 | FH Vision Smart Camera, high performance, monochrome type, 0.4 Mpix resolution, 6.9 µm pixel size, 1/2.9" chip size, global shutter, motorized lens module, focal length 6 mm, multi color illuminator, 24 VDC, IP67, pre-assembled
FHV7H-M004-S06-R | 2663900 | 685250 | FH Vision Smart Camera, high performance, monochrome type, 0.4 Mpix resolution, 6.9 µm pixel size, 1/2.9" chip size, global shutter, motorized lens module, focal length 6 mm, red illuminator, 24 VDC, IP67, pre-assembled
FHV7H-M004-S06-W | 2663900 | 685265 | FH Vision Smart Camera, high performance, monochrome type, 0.4 Mpix resolution, 6.9 µm pixel size, 1/2.9" chip size, global shutter, motorized lens module, focal length 6 mm, white illuminator, 24 VDC, IP67, pre-assembled
FHV7H-M004-S09 | 2409100 | 685238 | FH Vision Smart Camera, high performance, monochrome type, 0.4 Mpix resolution, 6.9 µm pixel size, 1/2.9" chip size, global shutter, motorized lens module, focal length 9 mm, 24 VDC, IP40, pre-assembled
FHV7H-M004-S09-IR | 2672300 | 687460 | FH Vision Smart Camera, high performance, monochrome type, 0.4 Mpix resolution, 6.9 µm pixel size, 1/2.9" chip size, global shutter, motorized lens module, focal length 9 mm, IR illuminator, 24 VDC, IP67, pre-assembled
FHV7H-M004-S09-MC | 3073800 | 685321 | FH Vision Smart Camera, high performance, monochrome type, 0.4 Mpix resolution, 6.9 µm pixel size, 1/2.9" chip size, global shutter, motorized lens module, focal length 9 mm, multi color illuminator, 24 VDC, IP67, pre-assembled
FHV7H-M004-S09-R | 2663900 | 685253 | FH Vision Smart Camera, high performance, monochrome type, 0.4 Mpix resolution, 6.9 µm pixel size, 1/2.9" chip size, global shutter, motorized lens module, focal length 9 mm, red illuminator, 24 VDC, IP67, pre-assembled
FHV7H-M004-S09-W | 2663900 | 685268 | FH Vision Smart Camera, high performance, monochrome type, 0.4 Mpix resolution, 6.9 µm pixel size, 1/2.9" chip size, global shutter, motorized lens module, focal length 9 mm, white illuminator, 24 VDC, IP67, pre-assembled
FHV7H-M004-S12 | 2409100 | 685241 | FH Vision Smart Camera, high performance, monochrome type, 0.4 Mpix resolution, 6.9 µm pixel size, 1/2.9" chip size, global shutter, motorized lens module, focal length 12 mm, 24 VDC, IP40, pre-assembled
FHV7H-M004-S12-IR | 2672300 | 687464 | FH Vision Smart Camera, high performance, monochrome type, 0.4 Mpix resolution, 6.9 µm pixel size, 1/2.9" chip size, global shutter, motorized lens module, focal length 12 mm, IR illuminator, 24 VDC, IP67, pre-assembled
FHV7H-M004-S12-MC | 3073800 | 685324 | FH Vision Smart Camera, high performance, monochrome type, 0.4 Mpix resolution, 6.9 µm pixel size, 1/2.9" chip size, global shutter, motorized lens module, focal length 12 mm, multi color illuminator, 24 VDC, IP67, pre-assembled
FHV7H-M004-S12-R | 2663900 | 685256 | FH Vision Smart Camera, high performance, monochrome type, 0.4 Mpix resolution, 6.9 µm pixel size, 1/2.9" chip size, global shutter, motorized lens module, focal length 12 mm, red illuminator, 24 VDC, IP67, pre-assembled
FHV7H-M004-S12-W | 2663900 | 685271 | FH Vision Smart Camera, high performance, monochrome type, 0.4 Mpix resolution, 6.9 µm pixel size, 1/2.9" chip size, global shutter, motorized lens module, focal length 12 mm, white illuminator, 24 VDC, IP67, pre-assembled
FHV7H-M004-S16 | 2409100 | 685244 | FH Vision Smart Camera, high performance, monochrome type, 0.4 Mpix resolution, 6.9 µm pixel size, 1/2.9" chip size, global shutter, motorized lens module, focal length 16 mm, 24 VDC, IP40, pre-assembled
FHV7H-M004-S16-IR | 2672300 | 687468 | FH Vision Smart Camera, high performance, monochrome type, 0.4 Mpix resolution, 6.9 µm pixel size, 1/2.9" chip size, global shutter, motorized lens module, focal length 16 mm, IR illuminator, 24 VDC, IP67, pre-assembled
FHV7H-M004-S16-MC | 3073800 | 685327 | FH Vision Smart Camera, high performance, monochrome type, 0.4 Mpix resolution, 6.9 µm pixel size, 1/2.9" chip size, global shutter, motorized lens module, focal length 16 mm, multi color illuminator, 24 VDC, IP67, pre-assembled
FHV7H-M004-S16-R | 2663900 | 685259 | FH Vision Smart Camera, high performance, monochrome type, 0.4 Mpix resolution, 6.9 µm pixel size, 1/2.9" chip size, global shutter, motorized lens module, focal length 16 mm, red illuminator, 24 VDC, IP67, pre-assembled
FHV7H-M004-S16-W | 2663900 | 685274 | FH Vision Smart Camera, high performance, monochrome type, 0.4 Mpix resolution, 6.9 µm pixel size, 1/2.9" chip size, global shutter, motorized lens module, focal length 16 mm, white illuminator, 24 VDC, IP67, pre-assembled
FHV7H-M004-S25 | 2409100 | 685247 | FH Vision Smart Camera, high performance, monochrome type, 0.4 Mpix resolution, 6.9 µm pixel size, 1/2.9" chip size, global shutter, motorized lens module, focal length 25 mm, 24 VDC, IP40, pre-assembled
FHV7H-M004-S25-IR | 2672300 | 687472 | FH Vision Smart Camera, high performance, monochrome type, 0.4 Mpix resolution, 6.9 µm pixel size, 1/2.9" chip size, global shutter, motorized lens module, focal length 25 mm, IR illuminator, 24 VDC, IP67, pre-assembled
FHV7H-M004-S25-MC | 3073800 | 685330 | FH Vision Smart Camera, high performance, monochrome type, 0.4 Mpix resolution, 6.9 µm pixel size, 1/2.9" chip size, global shutter, motorized lens module, focal length 25 mm, multi color illuminator, 24 VDC, IP67, pre-assembled
FHV7H-M004-S25-R | 2663900 | 685262 | FH Vision Smart Camera, high performance, monochrome type, 0.4 Mpix resolution, 6.9 µm pixel size, 1/2.9" chip size, global shutter, motorized lens module, focal length 25 mm, red illuminator, 24 VDC, IP67, pre-assembled
FHV7H-M004-S25-W | 2663900 | 685277 | FH Vision Smart Camera, high performance, monochrome type, 0.4 Mpix resolution, 6.9 µm pixel size, 1/2.9" chip size, global shutter, motorized lens module, focal length 25 mm, white illuminator, 24 VDC, IP67, pre-assembled
FHV7H-M016-C | 2025800 | 685232 | FH Vision Smart Camera, high performance, monochrome type, 1.6 Mpix resolution, 3.45 µm pixel size, 1/2.9" chip size, global shutter, C-mount, 24 VDC, IP40
FHV7H-M016-H06 | 2971300 | 689091 | FH Vision Smart Camera, high performance, monochrome type, 1.6 Mpix resolution, 3.45 µm pixel size, 1/2.9" chip size, global shutter, high speed liquid lens module, focal length 6mm, 24 VDC, IP40, pre-assembled
FHV7H-M016-H06-IR | 3238000 | 689075 | FH Vision Smart Camera, high performance, monochrome type, 1.6 Mpix resolution, 3.45 µm pixel size, 1/2.9" chip size, global shutter, high speed liquid lens module, focal length 6mm, IR illuminator 24 VDC, IP67, pre-assembled
FHV7H-M016-H06-MC | 3645900 | 689073 | FH Vision Smart Camera, high performance, monochrome type, 1.6 Mpix resolution, 3.45 µm pixel size, 1/2.9" chip size, global shutter, high speed liquid lens module, focal length 6mm, multi color illuminator 24 VDC, IP67, pre-assembled
FHV7H-M016-H06-R | 3230300 | 689083 | FH Vision Smart Camera, high performance, monochrome type, 1.6 Mpix resolution, 3.45 µm pixel size, 1/2.9" chip size, global shutter, high speed liquid lens module, focal length 6mm, red illuminator 24 VDC, IP67, pre-assembled
FHV7H-M016-H06-W | 3230300 | 689079 | FH Vision Smart Camera, high performance, monochrome type, 1.6 Mpix resolution, 3.45 µm pixel size, 1/2.9" chip size, global shutter, high speed liquid lens module, focal length 6mm, white illuminator 24 VDC, IP67, pre-assembled
FHV7H-M016-H19 | 2971300 | 689087 | FH Vision Smart Camera, high performance, monochrome type, 1.6 Mpix resolution, 3.45 µm pixel size, 1/2.9" chip size, global shutter, high speed liquid lens module, focal length 19mm, 24 VDC, IP40, pre-assembled
FHV7H-M016-H19-IR | 3238000 | 689061 | FH Vision Smart Camera, high performance, monochrome type, 1.6 Mpix resolution, 3.45 µm pixel size, 1/2.9" chip size, global shutter, high speed liquid lens module, focal length 19mm, IR illuminator 24 VDC, IP67, pre-assembled
FHV7H-M016-H19-MC | 3645900 | 689057 | FH Vision Smart Camera, high performance, monochrome type, 1.6 Mpix resolution, 3.45 µm pixel size, 1/2.9" chip size, global shutter, high speed liquid lens module, focal length 19mm, multi color illuminator 24 VDC, IP67, pre-assembled
FHV7H-M016-H19-R | 3230300 | 689069 | FH Vision Smart Camera, high performance, monochrome type, 1.6 Mpix resolution, 3.45 µm pixel size, 1/2.9" chip size, global shutter, high speed liquid lens module, focal length 19mm, red illuminator 24 VDC, IP67, pre-assembled
FHV7H-M016-H19-W | 3230300 | 689065 | FH Vision Smart Camera, high performance, monochrome type, 1.6 Mpix resolution, 3.45 µm pixel size, 1/2.9" chip size, global shutter, high speed liquid lens module, focal length 19mm, white illuminator 24 VDC, IP67, pre-assembled
FHV7H-M016-S06 | 2655500 | 685236 | FH Vision Smart Camera, high performance, monochrome type, 1.6 Mpix resolution, 3.45 µm pixel size, 1/2.9" chip size, global shutter, motorized lens module, focal length 6 mm, 24 VDC, IP40, pre-assembled
FHV7H-M016-S06-IR | 2918100 | 687457 | FH Vision Smart Camera, high performance, monochrome type, 1.6 Mpix resolution, 3.45 µm pixel size, 1/2.9" chip size, global shutter, motorized lens module, focal length 6 mm, IR illuminator, 24 VDC, IP67, pre-assembled
FHV7H-M016-S06-MC | 3320400 | 685281 | FH Vision Smart Camera, high performance, monochrome type, 1.6 Mpix resolution, 3.45 µm pixel size, 1/2.9" chip size, global shutter, motorized lens module, focal length 6 mm, multi color illuminaor, 24 VDC, IP67, pre-assembled
FHV7H-M016-S06-R | 2910400 | 685251 | FH Vision Smart Camera, high performance, monochrome type, 1.6 Mpix resolution, 3.45 µm pixel size, 1/2.9" chip size, global shutter, motorized lens module, focal length 6 mm, red illuminaor, 24 VDC, IP67, pre-assembled
FHV7H-M016-S06-W | 2910400 | 685266 | FH Vision Smart Camera, high performance, monochrome type, 1.6 Mpix resolution, 3.45 µm pixel size, 1/2.9" chip size, global shutter, motorized lens module, focal length 6 mm, white illuminaor, 24 VDC, IP67, pre-assembled
FHV7H-M016-S09 | 2655500 | 685239 | FH Vision Smart Camera, high performance, monochrome type, 1.6 Mpix resolution, 3.45 µm pixel size, 1/2.9" chip size, global shutter, motorized lens module, focal length 9 mm, 24 VDC, IP40, pre-assembled
FHV7H-M016-S09-IR | 2918100 | 687461 | FH Vision Smart Camera, high performance, monochrome type, 1.6 Mpix resolution, 3.45 µm pixel size, 1/2.9" chip size, global shutter, motorized lens module, focal length 9 mm, IR illuminator, 24 VDC, IP67, pre-assembled
FHV7H-M016-S09-MC | 3320400 | 685322 | FH Vision Smart Camera, high performance, monochrome type, 1.6 Mpix resolution, 3.45 µm pixel size, 1/2.9" chip size, global shutter, motorized lens module, focal length 9 mm, multi color illuminaor, 24 VDC, IP67, pre-assembled
FHV7H-M016-S09-R | 2910400 | 685254 | FH Vision Smart Camera, high performance, monochrome type, 1.6 Mpix resolution, 3.45 µm pixel size, 1/2.9" chip size, global shutter, motorized lens module, focal length 9 mm, red illuminaor, 24 VDC, IP67, pre-assembled
FHV7H-M016-S09-W | 2910400 | 685269 | FH Vision Smart Camera, high performance, monochrome type, 1.6 Mpix resolution, 3.45 µm pixel size, 1/2.9" chip size, global shutter, motorized lens module, focal length 9 mm, white illuminaor, 24 VDC, IP67, pre-assembled
FHV7H-M016-S12 | 2655500 | 685242 | FH Vision Smart Camera, high performance, monochrome type, 1.6 Mpix resolution, 3.45 µm pixel size, 1/2.9" chip size, global shutter, motorized lens module, focal length 12 mm, 24 VDC, IP40, pre-assembled
FHV7H-M016-S12-IR | 2918100 | 687465 | FH Vision Smart Camera, high performance, monochrome type, 1.6 Mpix resolution, 3.45 µm pixel size, 1/2.9" chip size, global shutter, motorized lens module, focal length 12 mm, IR illuminator, 24 VDC, IP67, pre-assembled
FHV7H-M016-S12-MC | 3320400 | 685325 | FH Vision Smart Camera, high performance, monochrome type, 1.6 Mpix resolution, 3.45 µm pixel size, 1/2.9" chip size, global shutter, motorized lens module, focal length 12 mm, multi color illuminaor, 24 VDC, IP67, pre-assembled
FHV7H-M016-S12-R | 2910400 | 685257 | FH Vision Smart Camera, high performance, monochrome type, 1.6 Mpix resolution, 3.45 µm pixel size, 1/2.9" chip size, global shutter, motorized lens module, focal length 12 mm, red illuminaor, 24 VDC, IP67, pre-assembled
FHV7H-M016-S12-W | 2910400 | 685272 | FH Vision Smart Camera, high performance, monochrome type, 1.6 Mpix resolution, 3.45 µm pixel size, 1/2.9" chip size, global shutter, motorized lens module, focal length 12 mm, white illuminaor, 24 VDC, IP67, pre-assembled
FHV7H-M016-S16 | 2655500 | 685245 | FH Vision Smart Camera, high performance, monochrome type, 1.6 Mpix resolution, 3.45 µm pixel size, 1/2.9" chip size, global shutter, motorized lens module, focal length 16 mm, 24 VDC, IP40, pre-assembled
FHV7H-M016-S16-IR | 2918100 | 687469 | FH Vision Smart Camera, high performance, monochrome type, 1.6 Mpix resolution, 3.45 µm pixel size, 1/2.9" chip size, global shutter, motorized lens module, focal length 16 mm, IR illuminator, 24 VDC, IP67, pre-assembled
FHV7H-M016-S16-MC | 3320400 | 685328 | FH Vision Smart Camera, high performance, monochrome type, 1.6 Mpix resolution, 3.45 µm pixel size, 1/2.9" chip size, global shutter, motorized lens module, focal length 16 mm, multi color illuminaor, 24 VDC, IP67, pre-assembled
FHV7H-M016-S16-R | 2910400 | 685260 | FH Vision Smart Camera, high performance, monochrome type, 1.6 Mpix resolution, 3.45 µm pixel size, 1/2.9" chip size, global shutter, motorized lens module, focal length 16 mm, red illuminaor, 24 VDC, IP67, pre-assembled
FHV7H-M016-S16-W | 2910400 | 685275 | FH Vision Smart Camera, high performance, monochrome type, 1.6 Mpix resolution, 3.45 µm pixel size, 1/2.9" chip size, global shutter, motorized lens module, focal length 16 mm, white illuminaor, 24 VDC, IP67, pre-assembled
FHV7H-M016-S25 | 2655500 | 685248 | FH Vision Smart Camera, high performance, monochrome type, 1.6 Mpix resolution, 3.45 µm pixel size, 1/2.9" chip size, global shutter, motorized lens module, focal length 25 mm, 24 VDC, IP40, pre-assembled
FHV7H-M016-S25-IR | 2918100 | 687473 | FH Vision Smart Camera, high performance, monochrome type, 1.6 Mpix resolution, 3.45 µm pixel size, 1/2.9" chip size, global shutter, motorized lens module, focal length 25 mm, IR illuminator, 24 VDC, IP67, pre-assembled
FHV7H-M016-S25-MC | 3320400 | 685331 | FH Vision Smart Camera, high performance, monochrome type, 1.6 Mpix resolution, 3.45 µm pixel size, 1/2.9" chip size, global shutter, motorized lens module, focal length 25 mm, multi color illuminaor, 24 VDC, IP67, pre-assembled
FHV7H-M016-S25-MC-K | 3322600 | 686993 | FHV7 Starter Kit, including FHV7H-M016-S25-MC, FHV-VNB 2m FHV-VDB 2m, FHV-XHD-L, FHV-XFC-C
FHV7H-M016-S25-R | 2910400 | 685263 | FH Vision Smart Camera, high performance, monochrome type, 1.6 Mpix resolution, 3.45 µm pixel size, 1/2.9" chip size, global shutter, motorized lens module, focal length 25 mm, red illuminaor, 24 VDC, IP67, pre-assembled
FHV7H-M016-S25-W | 2910400 | 685278 | FH Vision Smart Camera, high performance, monochrome type, 1.6 Mpix resolution, 3.45 µm pixel size, 1/2.9" chip size, global shutter, motorized lens module, focal length 25 mm, white illuminaor, 24 VDC, IP67, pre-assembled
FHV7H-M032-C | 2369900 | 685233 | FH Vision Smart Camera, high performance, monochrome type, 3.2 Mpix resolution, 3.45 µm pixel size, 1/1.8" chip size, global shutter, C-mount, 24 VDC, IP40
FHV7H-M032-H06 | 3319200 | 689090 | FH Vision Smart Camera, high performance, monochrome type, 3.2 Mpix resolution, 3.45 µm pixel size, 1/1.8" chip size, global shutter, high speed liquid lens module, focal length 6mm, 24 VDC, IP40, pre-assembled
FHV7H-M032-H06-IR | 3586100 | 689074 | FH Vision Smart Camera, high performance, monochrome type, 3.2 Mpix resolution, 3.45 µm pixel size, 1/1.8" chip size, global shutter, high speed liquid lens module, focal length 6mm, IR illuminator 24 VDC, IP67, pre-assembled
FHV7H-M032-H06-MC | 3993600 | 689072 | FH Vision Smart Camera, high performance, monochrome type, 3.2 Mpix resolution, 3.45 µm pixel size, 1/1.8" chip size, global shutter, high speed liquid lens module, focal length 6mm, multi color illuminator 24 VDC, IP67, pre-assembled
FHV7H-M032-H06-R | 3578000 | 689082 | FH Vision Smart Camera, high performance, monochrome type, 3.2 Mpix resolution, 3.45 µm pixel size, 1/1.8" chip size, global shutter, high speed liquid lens module, focal length 6mm, red illuminator 24 VDC, IP67, pre-assembled
FHV7H-M032-H06-W | 3578000 | 689078 | FH Vision Smart Camera, high performance, monochrome type, 3.2 Mpix resolution, 3.45 µm pixel size, 1/1.8" chip size, global shutter, high speed liquid lens module, focal length 6mm, white illuminator 24 VDC, IP67, pre-assembled
FHV7H-M032-H19 | 3319200 | 689086 | FH Vision Smart Camera, high performance, monochrome type, 3.2 Mpix resolution, 3.45 µm pixel size, 1/1.8" chip size, global shutter, high speed liquid lens module, focal length 19mm, 24 VDC, IP40, pre-assembled
FHV7H-M032-H19-IR | 3586100 | 689060 | FH Vision Smart Camera, high performance, monochrome type, 3.2 Mpix resolution, 3.45 µm pixel size, 1/1.8" chip size, global shutter, high speed liquid lens module, focal length 19mm, IR illuminator 24 VDC, IP67, pre-assembled
FHV7H-M032-H19-MC | 3993600 | 689056 | FH Vision Smart Camera, high performance, monochrome type, 3.2 Mpix resolution, 3.45 µm pixel size, 1/1.8" chip size, global shutter, high speed liquid lens module, focal length 19mm, multi color illuminator 24 VDC, IP67, pre-assembled
FHV7H-M032-H19-R | 3578000 | 689068 | FH Vision Smart Camera, high performance, monochrome type, 3.2 Mpix resolution, 3.45 µm pixel size, 1/1.8" chip size, global shutter, high speed liquid lens module, focal length 19mm, red illuminator 24 VDC, IP67, pre-assembled
FHV7H-M032-H19-W | 3578000 | 689064 | FH Vision Smart Camera, high performance, monochrome type, 3.2 Mpix resolution, 3.45 µm pixel size, 1/1.8" chip size, global shutter, high speed liquid lens module, focal length 19mm, white illuminator 24 VDC, IP67, pre-assembled
FHV7H-M032-S06 | 2998400 | 685237 | FH Vision Smart Camera, high performance, monochrome type, 3.2 Mpix resolution, 3.45 µm pixel size, 1/1.8" chip size, global shutter, motorized lens module, focal length 6 mm, 24 VDC, IP40, pre-assembled
FHV7H-M032-S06-IR | 3261600 | 687458 | FH Vision Smart Camera, high performance, monochrome type, 3.2 Mpix resolution, 3.45 µm pixel size, 1/1.8" chip size, global shutter, motorized lens module, focal length 6 mm, IR illuminator, 24 VDC, IP67, pre-assembled
FHV7H-M032-S06-MC | 3663200 | 685282 | FH Vision Smart Camera, high performance, monochrome type, 3.2 Mpix resolution, 3.45 µm pixel size, 1/1.8" chip size, global shutter, motorized lens module, focal length 6 mm, multi color illuminator, 24 VDC, IP67, pre-assembled
FHV7H-M032-S06-R | 3253400 | 685252 | FH Vision Smart Camera, high performance, monochrome type, 3.2 Mpix resolution, 3.45 µm pixel size, 1/1.8" chip size, global shutter, motorized lens module, focal length 6 mm, red illuminator, 24 VDC, IP67, pre-assembled
FHV7H-M032-S06-W | 3253400 | 685267 | FH Vision Smart Camera, high performance, monochrome type, 3.2 Mpix resolution, 3.45 µm pixel size, 1/1.8" chip size, global shutter, motorized lens module, focal length 6 mm, white illuminator, 24 VDC, IP67, pre-assembled
FHV7H-M032-S09 | 2998400 | 685240 | FH Vision Smart Camera, high performance, monochrome type, 3.2 Mpix resolution, 3.45 µm pixel size, 1/1.8" chip size, global shutter, motorized lens module, focal length 9 mm, 24 VDC, IP40, pre-assembled
FHV7H-M032-S09-IR | 3261600 | 687462 | FH Vision Smart Camera, high performance, monochrome type, 3.2 Mpix resolution, 3.45 µm pixel size, 1/1.8" chip size, global shutter, motorized lens module, focal length 9 mm, IR illuminator, 24 VDC, IP67, pre-assembled
FHV7H-M032-S09-MC | 3663200 | 685323 | FH Vision Smart Camera, high performance, monochrome type, 3.2 Mpix resolution, 3.45 µm pixel size, 1/1.8" chip size, global shutter, motorized lens module, focal length 9 mm, multi color illuminator, 24 VDC, IP67, pre-assembled
FHV7H-M032-S09-R | 3253400 | 685255 | FH Vision Smart Camera, high performance, monochrome type, 3.2 Mpix resolution, 3.45 µm pixel size, 1/1.8" chip size, global shutter, motorized lens module, focal length 9 mm, red illuminator, 24 VDC, IP67, pre-assembled
FHV7H-M032-S09-W | 3253400 | 685270 | FH Vision Smart Camera, high performance, monochrome type, 3.2 Mpix resolution, 3.45 µm pixel size, 1/1.8" chip size, global shutter, motorized lens module, focal length 9 mm, white illuminator, 24 VDC, IP67, pre-assembled
FHV7H-M032-S12 | 2998400 | 685243 | FH Vision Smart Camera, high performance, monochrome type, 3.2 Mpix resolution, 3.45 µm pixel size, 1/1.8" chip size, global shutter, motorized lens module, focal length 12 mm, 24 VDC, IP40, pre-assembled
FHV7H-M032-S12-IR | 3261600 | 687466 | FH Vision Smart Camera, high performance, monochrome type, 3.2 Mpix resolution, 3.45 µm pixel size, 1/1.8" chip size, global shutter, motorized lens module, focal length 12 mm, IR illuminator, 24 VDC, IP67, pre-assembled
FHV7H-M032-S12-MC | 3663200 | 685326 | FH Vision Smart Camera, high performance, monochrome type, 3.2 Mpix resolution, 3.45 µm pixel size, 1/1.8" chip size, global shutter, motorized lens module, focal length 12 mm, multi color illuminator, 24 VDC, IP67, pre-assembled
FHV7H-M032-S12-R | 3253400 | 685258 | FH Vision Smart Camera, high performance, monochrome type, 3.2 Mpix resolution, 3.45 µm pixel size, 1/1.8" chip size, global shutter, motorized lens module, focal length 12 mm, red illuminator, 24 VDC, IP67, pre-assembled
FHV7H-M032-S12-W | 3253400 | 685273 | FH Vision Smart Camera, high performance, monochrome type, 3.2 Mpix resolution, 3.45 µm pixel size, 1/1.8" chip size, global shutter, motorized lens module, focal length 12 mm, white illuminator, 24 VDC, IP67, pre-assembled
FHV7H-M032-S16 | 2998400 | 685246 | FH Vision Smart Camera, high performance, monochrome type, 3.2 Mpix resolution, 3.45 µm pixel size, 1/1.8" chip size, global shutter, motorized lens module, focal length 16 mm, 24 VDC, IP40, pre-assembled
FHV7H-M032-S16-IR | 3261600 | 687470 | FH Vision Smart Camera, high performance, monochrome type, 3.2 Mpix resolution, 3.45 µm pixel size, 1/1.8" chip size, global shutter, motorized lens module, focal length 16 mm, IR illuminator, 24 VDC, IP67, pre-assembled
FHV7H-M032-S16-MC | 3663200 | 685329 | FH Vision Smart Camera, high performance, monochrome type, 3.2 Mpix resolution, 3.45 µm pixel size, 1/1.8" chip size, global shutter, motorized lens module, focal length 16 mm, multi color illuminator, 24 VDC, IP67, pre-assembled
FHV7H-M032-S16-R | 3253400 | 685261 | FH Vision Smart Camera, high performance, monochrome type, 3.2 Mpix resolution, 3.45 µm pixel size, 1/1.8" chip size, global shutter, motorized lens module, focal length 16 mm, red illuminator, 24 VDC, IP67, pre-assembled
FHV7H-M032-S16-W | 3253400 | 685276 | FH Vision Smart Camera, high performance, monochrome type, 3.2 Mpix resolution, 3.45 µm pixel size, 1/1.8" chip size, global shutter, motorized lens module, focal length 16 mm, white illuminator, 24 VDC, IP67, pre-assembled
FHV7H-M032-S25 | 2998400 | 685249 | FH Vision Smart Camera, high performance, monochrome type, 3.2 Mpix resolution, 3.45 µm pixel size, 1/1.8" chip size, global shutter, motorized lens module, focal length 25 mm, 24 VDC, IP40, pre-assembled
FHV7H-M032-S25-IR | 3261600 | 687474 | FH Vision Smart Camera, high performance, monochrome type, 3.2 Mpix resolution, 3.45 µm pixel size, 1/1.8" chip size, global shutter, motorized lens module, focal length 25 mm, IR illuminator, 24 VDC, IP67, pre-assembled
FHV7H-M032-S25-MC | 3663200 | 685332 | FH Vision Smart Camera, high performance, monochrome type, 3.2 Mpix resolution, 3.45 µm pixel size, 1/1.8" chip size, global shutter, motorized lens module, focal length 25 mm, multi color illuminator, 24 VDC, IP67, pre-assembled
FHV7H-M032-S25-R | 3253400 | 685264 | FH Vision Smart Camera, high performance, monochrome type, 3.2 Mpix resolution, 3.45 µm pixel size, 1/1.8" chip size, global shutter, motorized lens module, focal length 25 mm, red illuminator, 24 VDC, IP67, pre-assembled
FHV7H-M032-S25-W | 3253400 | 685279 | FH Vision Smart Camera, high performance, monochrome type, 3.2 Mpix resolution, 3.45 µm pixel size, 1/1.8" chip size, global shutter, motorized lens module, focal length 25 mm, white illuminator, 24 VDC, IP67, pre-assembled
FHV7H-M050-C | 2733200 | 685234 | FH Vision Smart Camera, high performance, monochrome type, 5.0 Mpix resolution, 3.45 µm pixel size, 2/3" chip size, global shutter, C-mount, 24 VDC, IP40
FHV7H-M063R-C | 2026000 | 687435 | FH Vision Smart Camera, high performance, monochrome type, 6.3 Mpix resolution, 2.4 µm pixel size, 1/1.8" chip size, rolling shutter, C-mount, 24 VDC, IP40
FHV7H-M063R-H06 | 2971600 | 689089 | FH Vision Smart Camera, high performance, monochrome type, 6.3 Mpix resolution, 2.4 µm pixel size, 1/1.8" chip size, rolling shutter, high speed liquid lens module, focal length 6mm, 24 VDC, IP40, pre-assembled
FHV7H-M063R-H06-IR | 3238000 | 689093 | FH Vision Smart Camera, high performance, monochrome type, 6.3 Mpix resolution, 2.4 µm pixel size, 1/1.8" chip size, rolling shutter, high speed liquid lens module, focal length 6mm, IR illuminator 24 VDC, IP67, pre-assembled
FHV7H-M063R-H06-MC | 3648100 | 689071 | FH Vision Smart Camera, high performance, monochrome type, 6.3 Mpix resolution, 2.4 µm pixel size, 1/1.8" chip size, rolling shutter, high speed liquid lens module, focal length 6mm, multi color illuminator 24 VDC, IP67, pre-assembled
FHV7H-M063R-H06-R | 3230300 | 689081 | FH Vision Smart Camera, high performance, monochrome type, 6.3 Mpix resolution, 2.4 µm pixel size, 1/1.8" chip size, rolling shutter, high speed liquid lens module, focal length 6mm, red illuminator 24 VDC, IP67, pre-assembled
FHV7H-M063R-H06-W | 3230300 | 689077 | FH Vision Smart Camera, high performance, monochrome type, 6.3 Mpix resolution, 2.4 µm pixel size, 1/1.8" chip size, rolling shutter, high speed liquid lens module, focal length 6mm, white illuminator 24 VDC, IP67, pre-assembled
FHV7H-M063R-H19 | 2971600 | 689085 | FH Vision Smart Camera, high performance, monochrome type, 6.3 Mpix resolution, 2.4 µm pixel size, 1/1.8" chip size, rolling shutter, high speed liquid lens module, focal length 19mm, 24 VDC, IP40, pre-assembled
FHV7H-M063R-H19-IR | 3238000 | 689059 | FH Vision Smart Camera, high performance, monochrome type, 6.3 Mpix resolution, 2.4 µm pixel size, 1/1.8" chip size, rolling shutter, high speed liquid lens module, focal length 19mm, IR illuminator 24 VDC, IP67, pre-assembled
FHV7H-M063R-H19-MC | 3648100 | 689055 | FH Vision Smart Camera, high performance, monochrome type, 6.3 Mpix resolution, 2.4 µm pixel size, 1/1.8" chip size, rolling shutter, high speed liquid lens module, focal length 19mm, multi color illuminator 24 VDC, IP67, pre-assembled
FHV7H-M063R-H19-R | 3230300 | 689067 | FH Vision Smart Camera, high performance, monochrome type, 6.3 Mpix resolution, 2.4 µm pixel size, 1/1.8" chip size, rolling shutter, high speed liquid lens module, focal length 19mm, red illuminator 24 VDC, IP67, pre-assembled
FHV7H-M063R-H19-W | 3230300 | 689063 | FH Vision Smart Camera, high performance, monochrome type, 6.3 Mpix resolution, 2.4 µm pixel size, 1/1.8" chip size, rolling shutter, high speed liquid lens module, focal length 19mm, white illuminator 24 VDC, IP67, pre-assembled
FHV7H-M063R-S06 | 2655600 | 687441 | FH Vision Smart Camera, high performance, monochrome type, 6.3 Mpix resolution, 2.4 µm pixel size, 1/1.8" chip size, rolling shutter, motorized lens module, focal length 6 mm, 24 VDC, IP40, pre-assembled
FHV7H-M063R-S06-IR | 2918100 | 687459 | FH Vision Smart Camera, high performance, monochrome type, 6.3 Mpix resolution, 2.4 µm pixel size, 1/1.8" chip size, rolling shutter, motorized lens module, focal length 6 mm, IR illuminator, 24 VDC, IP40, pre-assembled
FHV7H-M063R-S06-MC | 3322600 | 687700 | FH Vision Smart Camera, high performance, monochrome type, 6.3 Mpix resolution, 2.4 µm pixel size, 1/1.8" chip size, rolling shutter, motorized lens module, focal length 6 mm, multi color illuminator, 24 VDC, IP40, pre-assembled
FHV7H-M063R-S06-R | 2910400 | 687446 | FH Vision Smart Camera, high performance, monochrome type, 6.3 Mpix resolution, 2.4 µm pixel size, 1/1.8" chip size, rolling shutter, motorized lens module, focal length 6 mm, red illuminator, 24 VDC, IP40, pre-assembled
FHV7H-M063R-S06-W | 2910400 | 687451 | FH Vision Smart Camera, high performance, monochrome type, 6.3 Mpix resolution, 2.4 µm pixel size, 1/1.8" chip size, rolling shutter, motorized lens module, focal length 6 mm, white illuminator, 24 VDC, IP40, pre-assembled
FHV7H-M063R-S09 | 2655600 | 687442 | FH Vision Smart Camera, high performance, monochrome type, 6.3 Mpix resolution, 2.4 µm pixel size, 1/1.8" chip size, rolling shutter, motorized lens module, focal length 9 mm, 24 VDC, IP40, pre-assembled
FHV7H-M063R-S09-IR | 2918100 | 687463 | FH Vision Smart Camera, high performance, monochrome type, 6.3 Mpix resolution, 2.4 µm pixel size, 1/1.8" chip size, rolling shutter, motorized lens module, focal length 9 mm, IR illuminator, 24 VDC, IP40, pre-assembled
FHV7H-M063R-S09-MC | 3320500 | 687476 | FH Vision Smart Camera, high performance, monochrome type, 6.3 Mpix resolution, 2.4 µm pixel size, 1/1.8" chip size, rolling shutter, motorized lens module, focal length 9 mm, multi color illuminator, 24 VDC, IP40, pre-assembled
FHV7H-M063R-S09-R | 2910400 | 687447 | FH Vision Smart Camera, high performance, monochrome type, 6.3 Mpix resolution, 2.4 µm pixel size, 1/1.8" chip size, rolling shutter, motorized lens module, focal length 9 mm, red illuminator, 24 VDC, IP40, pre-assembled
FHV7H-M063R-S09-W | 2910400 | 687452 | FH Vision Smart Camera, high performance, monochrome type, 6.3 Mpix resolution, 2.4 µm pixel size, 1/1.8" chip size, rolling shutter, motorized lens module, focal length 9 mm, white illuminator, 24 VDC, IP40, pre-assembled
FHV7H-M063R-S12 | 2655600 | 687443 | FH Vision Smart Camera, high performance, monochrome type, 6.3 Mpix resolution, 2.4 µm pixel size, 1/1.8" chip size, rolling shutter, motorized lens module, focal length 12 mm, 24 VDC, IP40, pre-assembled
FHV7H-M063R-S12-IR | 2918100 | 687467 | FH Vision Smart Camera, high performance, monochrome type, 6.3 Mpix resolution, 2.4 µm pixel size, 1/1.8" chip size, rolling shutter, motorized lens module, focal length 12 mm, IR illuminator, 24 VDC, IP40, pre-assembled
FHV7H-M063R-S12-MC | 3322600 | 687701 | FH Vision Smart Camera, high performance, monochrome type, 6.3 Mpix resolution, 2.4 µm pixel size, 1/1.8" chip size, rolling shutter, motorized lens module, focal length 12 mm, multi color illuminator, 24 VDC, IP40, pre-assembled
FHV7H-M063R-S12-R | 2910400 | 687448 | FH Vision Smart Camera, high performance, monochrome type, 6.3 Mpix resolution, 2.4 µm pixel size, 1/1.8" chip size, rolling shutter, motorized lens module, focal length 12 mm, red illuminator, 24 VDC, IP40, pre-assembled
FHV7H-M063R-S12-W | 2910400 | 687453 | FH Vision Smart Camera, high performance, monochrome type, 6.3 Mpix resolution, 2.4 µm pixel size, 1/1.8" chip size, rolling shutter, motorized lens module, focal length 12 mm, white illuminator, 24 VDC, IP40, pre-assembled
FHV7H-M063R-S16 | 2655600 | 687444 | FH Vision Smart Camera, high performance, monochrome type, 6.3 Mpix resolution, 2.4 µm pixel size, 1/1.8" chip size, rolling shutter, motorized lens module, focal length 16 mm, 24 VDC, IP40, pre-assembled
FHV7H-M063R-S16-IR | 2918100 | 687471 | FH Vision Smart Camera, high performance, monochrome type, 6.3 Mpix resolution, 2.4 µm pixel size, 1/1.8" chip size, rolling shutter, motorized lens module, focal length 16 mm, IR illuminator, 24 VDC, IP40, pre-assembled
FHV7H-M063R-S16-MC | 3320500 | 687477 | FH Vision Smart Camera, high performance, monochrome type, 6.3 Mpix resolution, 2.4 µm pixel size, 1/1.8" chip size, rolling shutter, motorized lens module, focal length 16 mm, multi color illuminator, 24 VDC, IP40, pre-assembled
FHV7H-M063R-S16-R | 2910400 | 687449 | FH Vision Smart Camera, high performance, monochrome type, 6.3 Mpix resolution, 2.4 µm pixel size, 1/1.8" chip size, rolling shutter, motorized lens module, focal length 16 mm, red illuminator, 24 VDC, IP40, pre-assembled
FHV7H-M063R-S16-W | 2910400 | 687454 | FH Vision Smart Camera, high performance, monochrome type, 6.3 Mpix resolution, 2.4 µm pixel size, 1/1.8" chip size, rolling shutter, motorized lens module, focal length 16 mm, white illuminator, 24 VDC, IP40, pre-assembled
FHV7H-M063R-S25 | 2655600 | 687445 | FH Vision Smart Camera, high performance, monochrome type, 6.3 Mpix resolution, 2.4 µm pixel size, 1/1.8" chip size, rolling shutter, motorized lens module, focal length 25 mm, 24 VDC, IP40, pre-assembled
FHV7H-M063R-S25-IR | 2918100 | 687475 | FH Vision Smart Camera, high performance, monochrome type, 6.3 Mpix resolution, 2.4 µm pixel size, 1/1.8" chip size, rolling shutter, motorized lens module, focal length 25 mm, IR illuminator, 24 VDC, IP40, pre-assembled
FHV7H-M063R-S25-MC | 3320500 | 687478 | FH Vision Smart Camera, high performance, monochrome type, 6.3 Mpix resolution, 2.4 µm pixel size, 1/1.8" chip size, rolling shutter, motorized lens module, focal length 25 mm, multi color illuminator, 24 VDC, IP40, pre-assembled
FHV7H-M063R-S25-R | 2910400 | 687450 | FH Vision Smart Camera, high performance, monochrome type, 6.3 Mpix resolution, 2.4 µm pixel size, 1/1.8" chip size, rolling shutter, motorized lens module, focal length 25 mm, red illuminator, 24 VDC, IP40, pre-assembled
FHV7H-M063R-S25-W | 2910400 | 687455 | FH Vision Smart Camera, high performance, monochrome type, 6.3 Mpix resolution, 2.4 µm pixel size, 1/1.8" chip size, rolling shutter, motorized lens module, focal length 25 mm, white illuminator, 24 VDC, IP40, pre-assembled
FHV7H-M120R-C | 2370300 | 687436 | FH Vision Smart Camera, high performance, monochrome type, 12.0 Mpix resolution, 1.85 µm pixel size, 1/1.7" chip size, rolling shutter, C-mount, 24 VDC, IP40
FHV-LEM-H06 | 655700 | 688770 | FHV7 Liquid lens module, 6 mm focal length
FHV-LEM-H19 | 655700 | 688771 | FHV7 Liquid lens module, 19 mm focal length
FHV-LEM-S06 | 371700 | 685283 | FHV7 lens module, 6 mm focal length
FHV-LEM-S09 | 371700 | 685284 | FHV7 lens module, 9 mm focal length
FHV-LEM-S12 | 371700 | 685285 | FHV7 lens module, 12 mm focal length
FHV-LEM-S16 | 371700 | 685286 | FHV7 lens module, 16 mm focal length
FHV-LEM-S25 | 371700 | 685287 | FHV7 lens module, 25 mm focal length
FHV-LTM-IR | 422700 | 687434 | FHV7 illumination module, IR, includes protection window
FHV-LTM-MC | 821000 | 685290 | FHV7 illumination module, multi color Red Green Blue, IR, includes protection window
FHV-LTM-R | 411200 | 685288 | FHV7 illumination module, red, includes protection window
FHV-LTM-W | 411200 | 685289 | FHV7 illumination module, white, includes protection window
FH-VMDA 10M | 157400 | 410314 | Vision system accessory FH conversion cable monitor DVI-RGB 10 m
FH-VMDA 2M | 52350 | 410312 | Vision system accessory FH conversion cable monitor DVI-RGB 2 m
FH-VMDA 5M | 104800 | 410313 | Vision system accessory FH conversion cable monitor DVI-RGB 5 m
FH-VMRGB | 53750 | 377548 | DVI-I- RGB conversion connector, for FH series only
FH-VPX-F160 | 283400 | 670238 | FH to F160 IO conversion cable
FH-VPX-F210 | 283400 | 670239 | FH to F210 IO conversion cable
FH-VPX-FZ | 200400 | 669771 | Accessory FH, parallel I/O cable for connector-terminal conversion unit, for FZ only, 0.5m
FH-VPX-FZL | 199000 | 669772 | Accessory FH, parallel I/O cable for connector-terminal conversion unit, for FZ-L only, 0.5m
FH-VR 1.5M | 129100 | 377547 | Encoder cable for line-driver, 1.5m, for FH series only
FHV-SDU10 | 248300 | 688772 | FHV7 extended data unit, Parallel interface
FHV-SDU30 | 304900 | 688773 | FHV7 extended data unit, EtherCAT interface
FH-VSDX-BX 10M | 242800 | 701192 | 3D FH Camera IO cable, straight connector, 10 m
FH-VSDX-BX 3M | 156800 | 701196 | 3D FH Camera IO cable, straight connector, 3 m
FH-VSDX-BX 5M | 192300 | 701191 | 3D FH Camera IO cable, straight connector, 5 m
FH-VSDX-LBX 10M | 242800 | 701193 | 3D FH Camera IO cable, Right angle connector, 10 m
FH-VSDX-LBX 3M | 156800 | 701197 | 3D FH camera IO cable, right angle connector, 3 m
FH-VSDX-LBX 5M | 192300 | 701198 | 3D FH camera IO cable, right angle connector, 5 m
FH-VUAB 2M | 26190 | 410315 | Vision system accessory FH USB cable touch panel 2 m
FH-VUAB 5M | 39270 | 410316 | Vision system accessory FH USB cable touch panel 5 m
FHV-VDB 10M | 244800 | 685302 | FHV7 Power / IO Cable, straight 10 m, M12 connector
FHV-VDB 20M | 404600 | 685227 | FHV7 Power / IO Cable, straight 20 m, M12 connector
FHV-VDB 2M | 74300 | 685299 | FHV7 Power / IO Cable, straight 2 m, M12 connector
FHV-VDB 3M | 95400 | 685300 | FHV7 Power / IO Cable, straight 3 m, M12 connector
FHV-VDB 5M | 139300 | 685301 | FHV7 Power / IO Cable, straight 5 m, M12 connector
FHV-VDBX 10M | 616600 | 690898 | FHV7 Power / IO Cable, straight, super bend resistant, 10 m, M12 connector
FHV-VDBX 2M | 209200 | 690895 | FHV7 Power / IO Cable, straight, super bend resistant, 2 m, M12 connector
FHV-VDBX 3M | 267800 | 690896 | FHV7 Power / IO Cable, straight, super bend resistant, 3 m, M12 connector
FHV-VDBX 5M | 368300 | 690897 | FHV7 Power / IO Cable, straight, super bend resistant, 5 m, M12 connector
FHV-VDLB 10M | 244800 | 685306 | FHV7 Power / IO Cable, right angle 10 m, M12 connector
FHV-VDLB 20M | 404600 | 685228 | FHV7 Power / IO Cable, right angle 20 m, M12 connector
FHV-VDLB 2M | 74300 | 685303 | FHV7 Power / IO Cable, right angle 2 m, M12 connector
FHV-VDLB 3M | 95400 | 685304 | FHV7 Power / IO Cable, right angle 3 m, M12 connector
FHV-VDLB 5M | 139300 | 685305 | FHV7 Power / IO Cable, right angle 5 m, M12 connector
FHV-VDLBX 10M | 616600 | 690902 | FHV7 Power / IO Cable, right angle, super bend resistant, 10 m, M12 connector
FHV-VDLBX 2M | 209200 | 690899 | FHV7 Power / IO Cable, right angle, super bend resistant, 2 m, M12 connector
FHV-VDLBX 3M | 267800 | 690900 | FHV7 Power / IO Cable, right angle, super bend resistant, 3 m, M12 connector
FHV-VDLBX 5M | 368300 | 690901 | FHV7 Power / IO Cable, right angle, super bend resistant, 5 m, M12 connector
FHV-VFLX-GD | 77600 | 688784 | External Light Conversion Cable for MDMC Light
FHV-VNB 10M | 176400 | 685294 | FHV7 Ethernet cable, straight 10 m, M12 connector
FHV-VNB 20M | 337200 | 685380 | FHV7 Ethernet cable, straight 20 m, M12 connector
FHV-VNB 2M | 70700 | 685291 | FHV7 Ethernet cable, straight 2 m, M12 connector
FHV-VNB 3M | 87400 | 685292 | FHV7 Ethernet cable, straight 3 m, M12 connector
FHV-VNB 5M | 112900 | 685293 | FHV7 Ethernet cable, straight 5 m, M12 connector
FHV-VNB-10M-E | 181100 | 707307 | FHV7 Ethernet cable, straight 10 m, M12 connector
FHV-VNB-20M-E | 346700 | 707585 | FHV7 Ethernet cable, straight 20 m, M12 connector
FHV-VNB-2M-E | 72650 | 707586 | FHV7 Ethernet cable, straight 2 m, M12 connector
FHV-VNB-3M-E | 89850 | 707308 | FHV7 Ethernet cable, straight 3 m, M12 connector
FHV-VNB-5M-E | 116100 | 707306 | FHV7 Ethernet cable, straight 5 m, M12 connector
FHV-VNBX 10M | 759500 | 690890 | FHV7 Ethernet cable, straight, super bend resistant, 10 m, M12 connector
FHV-VNBX 2M | 243500 | 690887 | FHV7 Ethernet cable, straight, super bend resistant, 2 m, M12 connector
FHV-VNBX 3M | 313300 | 690888 | FHV7 Ethernet cable, straight, super bend resistant, 3 m, M12 connector
FHV-VNBX 5M | 440700 | 690889 | FHV7 Ethernet cable, straight, super bend resistant, 5 m, M12 connector
FHV-VNLB 10M | 176400 | 685298 | FHV7 Ethernet cable, right angle 10 m, M12 connector
FHV-VNLB 20M | 337200 | 685381 | FHV7 Ethernet cable, right angle 20 m, M12 connector
FHV-VNLB 2M | 70700 | 685295 | FHV7 Ethernet cable, right angle 2 m, M12 connector
FHV-VNLB 3M | 87400 | 685296 | FHV7 Ethernet cable, right angle 3 m, M12 connector
FHV-VNLB 5M | 112900 | 685297 | FHV7 Ethernet cable, right angle 5 m, M12 connector
FHV-VNLB-10M-E | 181000 | 707663 | FHV7 Ethernet cable, right angle, 10 m, M12 connector
FHV-VNLB-20M-E | 346700 | 707662 | FHV7 Ethernet cable, right angle, 20 m, M12 connector
FHV-VNLB-2M-E | 72650 | 707666 | FHV7 Ethernet cable, right angle, 2 m, M12 connector
FHV-VNLB-3M-E | 89800 | 707665 | FHV7 Ethernet cable, right angle, 3 m, M12 connector
FHV-VNLB-5M-E | 116000 | 707664 | FHV7 Ethernet cable, right angle, 5 m, M12 connector
FHV-VNLBX 10M | 759500 | 690894 | FHV7 Ethernet cable, right angle, 10 m, super bend resistant, M12 connector
FHV-VNLBX 2M | 243500 | 690891 | FHV7 Ethernet cable, right angle, super bend resistant, 2 m, M12 connector
FHV-VNLBX 3M | 313300 | 690892 | FHV7 Ethernet cable, right angle, super bend resistant, 3 m, M12 connector
FHV-VNLBX 5M | 440700 | 690893 | FHV7 Ethernet cable, right angle, super bend resistant, 5 m, M12 connector
FHV-VUB 10M | 320400 | 688777 | Smart Camera data unit cable, bend resistant, 10 m
FHV-VUB 20M | 531800 | 688778 | Smart Camera data unit cable, bend resistant, 20 m
FHV-VUB 2M | 93200 | 688774 | Smart Camera data unit cable, bend resistant, 2 m
FHV-VUB 3M | 119100 | 688775 | Smart Camera data unit cable, bend resistant, 3 m
FHV-VUB 5M | 168300 | 688776 | Smart Camera data unit cable, bend resistant, 5 m
FHV-VUBX 10M | 750600 | 690906 | Smart Camera data unit cable, super bend resistant, 10 m
FHV-VUBX 2M | 259100 | 690903 | Smart Camera data unit cable, super bend resistant, 2 m
FHV-VUBX 3M | 326600 | 690904 | Smart Camera data unit cable, super bend resistant, 3 m
FHV-VUBX 5M | 447400 | 690905 | Smart Camera data unit cable, super bend resistant, 5 m
FHV-VULB 10M | 320400 | 688782 | Smart Camera data unit cable, bend resistant, right angle, 10 m
FHV-VULB 20M | 531800 | 688783 | Smart Camera data unit cable, bend resistant, right angle, 20 m
FHV-VULB 2M | 93200 | 688779 | Smart Camera data unit cable, bend resistant, right angle, 2 m
FHV-VULB 3M | 119100 | 688780 | Smart Camera data unit cable, bend resistant, right angle, 3 m
FHV-VULB 5M | 168300 | 688781 | Smart Camera data unit cable, bend resistant, right angle, 5 m
FHV-VULBX 10M | 750600 | 690910 | Smart Camera data unit cable, super bend resistant, right angle, 10 m
FHV-VULBX 2M | 259100 | 690907 | Smart Camera data unit cable, super bend resistant, right angle, 2 m
FHV-VULBX 3M | 326600 | 690908 | Smart Camera data unit cable, super bend resistant, right angle, 3 m
FHV-VULBX 5M | 447400 | 690909 | Smart Camera data unit cable, super bend resistant, right angle, 5 m
FHV-XCV | 58050 | 685309 | FHV7 Replacement Lighting cover
FHV-XDF | 243300 | 685307 | FHV7 Diffusion filter
FHV-XFC-C | 7140 | 686996 | Facing cover for C-mount Lens, 1 cover, 5 screws
FHV-XFC-LEM-H | 7245 | 688785 | Facing cover for Liquid Lens Modules, 1 cover, 5 screws
FHV-XFC-LEM-S | 7140 | 686995 | Facing cover for Lens Modules, 1 cover, 5 screws
FHV-XHD-L | 85600 | 685311 | FHV7 Waterproof hood, long, for 3Z4S-LE SV-H series
FHV-XHD-LEM | 98400 | 685312 | FHV7 Waterproof hood, for motorized lens modules
FHV-XHD-S | 87400 | 685310 | FHV7 Waterproof hood, short, for 3Z4S-LE SV-V series
FHV-XLS-LTM | 6800 | 685320 | FHV7 lighting shielding sheet
FHV-XMT-7 | 29920 | 685313 | Fixture for FHV7
FHV-XMT-7-TCC | 18460 | 685314 | Lighting controller fixture for FHV7
FHV-XPL | 102600 | 685308 | FHV7 Polarization filter, for visible light
FHV-XPL-IR | 290500 | 686997 | Polarized Light Filter, for visible and IR light
FHV-XSCR-MSD | 10200 | 686994 | Replacement Screw for FHV7 SD-Card Slot, 10 pieces
FHV-XWC-ECN | 3389 | 685318 | FHV7 waterproof cap for Ethernet connector
FHV-XWC-LCN | 3507 | 685319 | FHV7 waterproof cap for Lighting connector
FHV-XWP-CAM | 5230 | 685315 | FHV7 waterproof packing for Camera
FHV-XWP-HD-SL | 5090 | 685317 | FHV7 waterproof packing for hood
FHV-XWP-LTM | 6660 | 685316 | FHV7 waterproof packing for Lighting
FH-XCAL-R | 328600 | 701195 | Hand-eye calibration target, FH 3D system
FH-XCAL-S | 348900 | 701194 | Camera calibration target, FH 3D system
FH-XCN | 10290 | 398548 | Power connector for FH controller
FH-XCN-L | 60250 | 670240 | FH power connector (repair part)
FH-XDM-L | 21410 | 670241 | FH-L DIN rail mounting bracket
FH-XTP | 13100 | 410317 | Vision system accessory FH touch-pen
FIS-0001-0035G | 103400 | 682334 | Converter, IC-332, 24 V / 5 V, Opto I/O, for Use with IB-131
FIS-0003-0001G | 513800 | 700200 | MS-3 Barcode Reader, Single Line, Low Density
FIS-0003-0002G | 513800 | 700199 | MS-3 Barcode Reader, Single Line, High Density
FIS-0003-0003G | 542800 | 700198 | MS-3 Barcode Reader, Raster, Low Density
FIS-0003-0004G | 542800 | 700197 | MS-3 Barcode Reader, Raster, High Density
FIS-0003-0005G | 577800 | 700196 | MS-3 Barcode Reader, Single Line, Low Density, Right Angle
FIS-0003-0007G | 605800 | 700195 | MS-3 Barcode Reader, Raster, Low Density, Right Angle
FIS-0004-0001G | 572300 | 700231 | MS-4 Imager, SD, RS-232, 5 VDC
FIS-0830-0001G | 882100 | 706873 | QX-830 Scanner, Single Line, LD, Serial
FIS-0830-0004G | 882100 | 703377 | QX-830 Scanner, Raster Line, LD, Serial
FIS-0830-0005G | 882100 | 703376 | QX-830 Scanner, Raster Line, MD, Serial
FIS-0830-1002G | 981300 | 703375 | QX-830 Scanner, Single Line, MD, Serial & Ethernet
FIS-0830-1003G | 981300 | 703374 | QX-830 Scanner, Single Line, HD, Serial & Ethernet
FIS-0830-1004G | 981300 | 703378 | QX-830 Industrial barcode reader, raster line, low density, serial+ethernet
FIS-0830-1005G | 981300 | 703373 | QX-830 Scanner, Raster Line, MD, Serial & Ethernet
FIS-0830-1006G | 972800 | 703458 | QX-830 Scanner, Raster Line, HD, Serial & Ethernet
FIS-0870-1004G | 1530500 | 703504 | QX-870 Industrial barcode reader, low density, sweeping raster, serial+Ethernet
FIS-0870-1005G | 1530500 | 707033 | QX-870 Industrial Barcode Reader, Medium Density, Sweeping Raster, Serial+Ethernet
FIS-0870-1006G | 1379500 | 707820 | QX-870 Industrial barcode reader, high density, sweeping raster, serial and Ethernet
FIS-130-MUV-WHI | 1237700 | 708268 | UV dome illumination, 130 mm, 365 nm, 395 nm, 405 nm, white LED, embedded filter
FIS-6300-4007G | 1020500 | 700220 | MINI Hawk Imager, High Resolution, SD, Serial, 5 VDC
FIS-6300-4008G | 1020500 | 700219 | MINI Hawk Imager, High Resolution, HD, Serial, 5 VDC
FIS-6300-4009G | 1020500 | 700218 | MINI Hawk Imager, High Resolution, Ultra HD, Serial, 5 VDC
FIS-6300-4012G | 1070000 | 700216 | MINI Hawk Imager, High Resolution, Ultra HD, USB & I/O, 5 VDC
FIS-6300-4108G | 931600 | 700215 | Mini Hawk High Resolution, Serial
FIS-6300-5006G | 1020500 | 700194 | MINI Hawk Imager, High Speed, Ultra HD, Serial, 5 VDC
FJ-AP1 | 197500 | 355492 | Application producer for FJ vision systems, software development tool
FJ-S2MG2 | 1046000 | 694944 | FJ vision camera, Gig-E interface, 2MP, monochrome
FJ-S2MG2-S | 1495600 | 694950 | FJ vision camera & software license, Gig-E interface, 2MP, monochrome
FJ-S5MG2 | 1797200 | 694946 | FJ vision camera, Gig-E interface, 5MP, monochrome
FJ-S5MG2-S | 2246900 | 694952 | FJ vision camera & software license, Gig-E interface, 5MP, monochrome
FJ-SC2MG2 | 1046000 | 694945 | FJ vision camera, Gig-E interface, 2MP, color
FJ-SC2MG2-S | 1495600 | 694951 | FJ vision camera & software license, Gig-E interface, 2MP, color
FJ-SC5MG2 | 1797200 | 694947 | FJ vision camera, Gig-E interface, 5MP, color
FJ-SC5MG2-S | 2246900 | 694953 | FJ vision camera & software license, Gig-E interface, 5MP, color
FJ-SCG2 | 620100 | 694943 | FJ vision camera, Gig-E interface, VGA, color
FJ-SCG2-S | 1069800 | 694949 | FJ vision camera & software license, Gig-E interface, VGA, color
FJ-SG2 | 620100 | 694942 | FJ vision camera, Gig-E interface, VGA, greyscale
FJ-SG2-S | 1069800 | 694948 | FJ vision camera & software license, Gig-E interface, VGA, monochrome
FJ-VSG 10M | 150900 | 355508 | FJ Gig-E camera interface cable, 10m
FJ-VSG 20M | 235500 | 355509 | FJ Gig-E camera interface cable, 20m
FJ-VSG 3M | 88950 | 355494 | FJ Gig-E camera interface cable, 3m
FJ-VSG 40M | 400000 | 355510 | FJ Gig-E camera interface cable, 40m
FJ-VSG 5M | 106400 | 355507 | FJ Gig-E camera interface cable, 5m
FJ-VSG-10M-E | 173400 | 707656 | Gig-E camera CAT6 interface cable,RJ45 to jack screws, 10m
FJ-VSG-20M-E | 270500 | 707655 | Gig-E camera CAT6 interface cable,RJ45 to jack screws, 20m
FJ-VSG-3M-E | 102200 | 707658 | Gig-E camera CAT6 interface cable,RJ45 to jack screws, 3m
FJ-VSG-40M-E | 463400 | 707654 | Gig-E camera CAT6 interface cable,RJ45 to jack screws, 40m
FJ-VSG-5M-E | 121300 | 707657 | Gig-E camera CAT6 interface cable,RJ45 to jack screws, 5m
FJ-VSP2 10M | 103000 | 694956 | FJ Gig-E power and I/O cable, 10 m
FJ-VSP2 3M | 63700 | 694954 | FJ Gig-E power and I/O cable, 3 m
FJ-VSP2 5M | 74250 | 694955 | FJ Gig-E power and I/O cable, 5 m
FJ-VSP2-1.5M-E | 79850 | 707679 | Gig-E camera power and I/O cable, 1.5 m
FJ-VSP2-10M-E | 156600 | 707661 | Gig-E power and I/O cable, 10 m
FJ-VSP2-20M-E | 245200 | 707676 | Gig-E camera power and I/O cable, 20 m
FJ-VSP2-3M-E | 96950 | 707659 | Gig-E camera power and I/O cable, 3 m
FJ-VSP2-5M-E | 112900 | 707660 | Gig-E power and I/O cable, 5 m
FJ-VSP2-7.5M-M12-E | 166800 | 707675 | Gig-E camera power and I/O cable, 6 pin Hirose to M12, 7.5 m
FL-BR13120DF | 25250 | 354152 | Bar light Diffusion plate, 131x18x4mm
FL-BR13120W | 339100 | 354125 | Bar ODR-light, 131x20mm, wide area model, white LED, IP20, cable 0,3m
FL-BR13120W-H | 427700 | 354126 | Bar ODR-light, 131x20mm, high-brightness model, white LED, IP20, cable 0,3m
FL-BR5020DF | 15610 | 354150 | Bar light Diffusion plate, 50x18x4mm
FL-BR5020W | 147900 | 354121 | Bar ODR-light, 50x20mm, wide area model, white LED, IP20, cable 0,3m
FL-BR5020W-H | 183300 | 354122 | Bar ODR-light, 50x20mm, high-brightness model, white LED, IP20, cable 0,3m
FL-BR9120DF | 20410 | 354151 | Bar light Diffusion plate, 91x18x4mm
FL-BR9120W | 241600 | 354123 | Bar ODR-light, 91x20mm, wide area model, white LED, IP20, cable 0,3m
FL-BR9120W-H | 303800 | 354124 | Bar ODR-light, 91x20mm, high-brightness model, white LED, IP20, cable 0,3m
FL-DR32DF | 26310 | 354154 | Ring light Diffusion plate, 32/10x4mm
FL-DR32PL | 43470 | 354157 | Ring light Polarization plate, 32/10x4mm
FL-DR32W | 277700 | 354127 | Ring ODR-light, 32/10mm, wide area model, white LED, IP20, cable 0,3m
FL-DR32W-H | 354800 | 354128 | Ring ODR-light, 32/10mm, high-brightness model, white LED, IP20, cable 0,3m
FL-DR50DF | 28460 | 354155 | Ring light Diffusion plate, 50/28x4mm
FL-DR50PL | 53700 | 354158 | Ring light Polarization plate, 50/28x4mm
FL-DR50W | 303500 | 354129 | Ring ODR-light, 50/28mm, wide area model, white LED, IP20, cable 0,3m
FL-DR50W-H | 387300 | 354130 | Ring ODR-light, 50/28mm, high-brightness model, white LED, IP20, cable 0,3m
FL-DR90DF | 31690 | 354156 | Ring light Diffusion plate, 90/50x4mm
FL-DR90PL | 79600 | 354159 | Ring light Polarization plate, 90/50x4mm
FL-DR90W | 580900 | 354131 | Ring ODR-light, 90/50mm, wide area model, white LED, IP20, cable 0,3m
FL-DR90W-H | 735700 | 354132 | Ring ODR-light, 90/50mm, high-brightness model, white LED, IP20, cable 0,3m
FL-MD180MC | 2976800 | 684307 | MDMC, Multi Color / Multi Direction LED illuminator, 215 x 180 x 154 mm, 24 VDC
FL-MD90MC | 2039900 | 684308 | MDMC, Multi Color / Multi Direction LED illuminator, 125 x 90 x 82 mm, 24 VDC
FLOOD-O-3020-WHI-17-M1 | 812300 | 681422 | LED Flat Light with camera opening, active area 300 x 200 mm, white, 24 V, M12
FLOOD-O-6030-WHI-17-M1 | 1488900 | 687022 | LED Flat Light with camera opening, active area 600 x 300 mm, white, 24 V, M12
FLOOD-O-6060-850-17-M1 | 3144800 | 691183 | LED Flat Light with camera opening, active area 600 x 600 mm, IR 850 nm, 24 V, M12
FLOOD-O-6060-WHI-17-M1 | 2353800 | 691180 | LED Flat Light with camera opening, active area 600 x 600 mm, white, 24 V, M12
F-LP340-25.5 | 93350 | 699577 | Protective filter for vision lens, M2555
F-LP340-27 | 98750 | 707389 | Protective filter for vision lens, M27 x 0.5mm
F-LP340-30.5 | 101700 | 686990 | Protective filter for vision lens, M30.5
F-LP920-30.5 | 131500 | 708439 | Long pass filter, 920 nm, M30.5 x P0.5 mm
F-LP920-35.5 | 131500 | 708438 | Long pass filter, 920 nm, M35.5 x P0.5 mm
FL-PS140W | 772100 | 684311 | Photometoric Stereo Light, inner Diameter 100 mm, outer Diameter 140 mm, white
FL-PS260W | 1323300 | 684310 | Photometoric Stereo Light, inner Diameter 200 mm, outer Diameter 260 mm, white
FL-PS90W | 551800 | 684312 | Photometoric Stereo Light, inner Diameter 50 mm, outer Diameter 90 mm, white
FL-STC10 | 177500 | 354133 | Lighting controller, 1-channel, light adjustment 400 levels, continuous light or triggered light or strobe light, 24 VDC, I/O interface D-SUB, NPN
FL-STC15 | 177500 | 354134 | Lighting controller, 1-channel, light adjustment 400 levels, continuous light or triggered light or strobe light, 24 VDC, I/O interface D-SUB, PNP
FL-STC20 | 226600 | 354135 | Lighting controller, 2-channel, light adjustment 400 levels, continuous light or triggered light or strobe light, 24 VDC, I/O interface D-SUB, NPN
FL-STC25 | 226600 | 354136 | Lighting controller, 2-channel, light adjustment 400 levels, continuous light or triggered light or strobe light, 24 VDC, I/O interface D-SUB, PNP
FL-TCC1 | 203600 | 355849 | Strobe controller for vision lighting, 1-channel, separate holder to be mounted on the FZ camera
FL-TCC1PS | 303700 | 684309 | Lighting Controller for Photometoric Stereo Lights
FL-TCC1-XAT | 61950 | 355851 | Camera mounting attachment, for controller FL-TCC1
FL-TCC1-XSP | 14770 | 355850 | Camera mounting spacer, for controller FL-TCC1
FLV-ATC10405-C | 200600 | 378519 | Analog Dimming 1ch 5V for spot ligthing
FLV-ATC21024-C | 184700 | 378517 | Analog lighting controller dimming 2ch 24
FLV-ATC26024-200VC | 214100 | 393793 | Accessory vision, FLV, analog lighting controller, line light 2ch 200 to 240 VAC 240W C-type plug
FLV-ATC40405-C | 253800 | 378520 | Analog Dimming 4ch 5V for spot lighting
FLV-ATC41024-C | 213900 | 378518 | Analog lighting controller dimming 4ch 24
FLV-BR11222B | 515500 | 387419 | Bar Light 112 x 22mm, blue
FLV-BR11222DF | 23980 | 378583 | Diffuser plate for bar light FLV-BR12222
FLV-BR11222DF50 | 29020 | 680942 | Diffusor for FLV-BR11222 LED Illuminator
FLV-BR11222IR | 515500 | 387476 | Bar Light 112 x 22mm, infrared
FLV-BR11222PL | 53400 | 393835 | Accessory vision, FLV, polarisation plate for FLV bar light, ploarization direction: long side
FLV-BR11222PL-V | 32070 | 393851 | Accessory vision, FLV, polarization plate, bar light, polarization direction: short side
FLV-BR11222R | 515500 | 387410 | Bar Light 112 x 22mm, red
FLV-BR11222W | 604100 | 378535 | Bar Light 112 x 22mm, white
FLV-BR11624DF | 32070 | 393854 | Accessory vision, FLV, diffuser plate for bar light light
FLV-BR11624UV | 747000 | 393818 | Accessory vision, FLV, bar light 116 x 24mm, ultraviolet
FLV-BR14030B | 637300 | 387418 | Bar Light 140 x 30mm, blue
FLV-BR14030DF | 29430 | 378582 | Diffuser plate for bar light FLV-BR14030
FLV-BR14030PL | 53400 | 393834 | Accessory vision, FLV, polarisation plate for FLV bar light, ploarization direction: long side
FLV-BR14030PL-V | 32070 | 393850 | Accessory vision, FLV, polarization plate, bar light, polarization direction: short side
FLV-BR14030R | 637300 | 387409 | Bar Light 140 x 30mm, red
FLV-BR14030W | 720500 | 378534 | Bar Light 140 x 30 mm, white
FLV-BR15020B | 743600 | 387417 | Bar Light 150 x 20mm, blue
FLV-BR15020DF | 29430 | 378581 | Diffuser plate for bar light FLV-BR15020
FLV-BR15020PL | 53400 | 393833 | Accessory vision, FLV, polarisation plate for FLV bar light, ploarization direction: long side
FLV-BR15020PL-V | 32070 | 393849 | Accessory vision, FLV, polarization plate, bar light, polarization direction: short side
FLV-BR15020R | 743600 | 387408 | Bar Light 150 x 20mm, red
FLV-BR15020W | 730700 | 378533 | Bar Light 150 x 20mm, white
FLV-BR21222B | 955700 | 387415 | Bar Light 212 x 22mm, blue
FLV-BR21222DF | 34680 | 378579 | Diffuser plate for bar light FLV-BR21222
FLV-BR21222PL | 53400 | 393831 | Accessory vision, FLV, polarisation plate for FLV bar light, ploarization direction: long side
FLV-BR21222PL-V | 42710 | 393847 | Accessory vision, FLV, polarization plate, bar light, polarization direction: short side
FLV-BR21222R | 955700 | 387406 | Bar Light 212 x 22mm, red
FLV-BR21222W | 896900 | 378531 | Bar Light 212 x 22mm, white
FLV-BR21230B | 1061900 | 387416 | Bar Light 212 x 30mm, blue
FLV-BR21230DF | 34680 | 378580 | Diffuser plate for bar light FLV-BR21230
FLV-BR21230IR | 1061900 | 387475 | Bar Light 212 x 30 mm, infrared
FLV-BR21230PL | 53400 | 393832 | Accessory vision, FLV, polarisation plate for FLV bar light, polarization direction: long side
FLV-BR21230PL-V | 42710 | 393848 | Accessory vision, FLV, polarization plate, bar light, polarization direction: short side
FLV-BR21230R | 1061900 | 387407 | Bar Light 212 x 30mm, red
FLV-BR21230UV | 1066800 | 393817 | Accessory vision, FLV, bar light 212 x 30mm, ultraviolet
FLV-BR21230W | 1060300 | 378532 | Bar Light 212 x 30 mm, white
FLV-BR38037B | 1273900 | 387414 | Bar Light 380 x 37mm, blue
FLV-BR38037DF | 31980 | 378578 | Diffuser plate for bar light FLV-BR38037
FLV-BR38037DF30 | 37030 | 700673 | Diffuser plate for bar light FLV-BR38037, transparence rate low
FLV-BR38037DF50 | 36350 | 700672 | Diffuser plate for bar light FLV-BR38037, transparence rate middle
FLV-BR38037PL | 80150 | 393830 | Accessory vision, FLV, polarisation plate for FLV bar light, ploarization direction: long side
FLV-BR38037PL-V | 69500 | 393846 | Accessory vision, FLV, polarization plate, bar light, polarization direction: short side
FLV-BR38037R | 1273900 | 387405 | Bar Light 380 x 37mm, red
FLV-BR38037W | 1280200 | 378530 | Bar Light 380 x 37mm, white
FLV-BR48031B | 1645500 | 387413 | Bar Light 480 x 31mm, blue
FLV-BR48031DF | 31980 | 378577 | Diffuser plate for bar light FLV-BR48031
FLV-BR48031PL | 80150 | 393829 | Accessory vision, FLV, polarisation plate for FLV bar light, ploarization direction: long side
FLV-BR48031PL-V | 69500 | 393845 | Accessory vision, FLV, polarization plate, bar light, polarization direction: short side
FLV-BR48031R | 1645500 | 387404 | Bar Light 480 x 31mm, red
FLV-BR48031W | 1653600 | 378529 | Bar Light 480 x 31mm, white
FLV-BR6022B | 345500 | 387421 | Bar Light 60 x 22mm, blue
FLV-BR6022DF | 21450 | 378585 | Diffuser plate for bar light FLV-BR6022
FLV-BR6022IR | 345500 | 387477 | Bar Light 60 x 22mm, infrared
FLV-BR6022PL | 53400 | 393837 | Accessory vision, FLV, polarisation plate for FLV bar light, ploarization direction: long side
FLV-BR6022PL-V | 32070 | 393853 | Accessory vision, FLV, polarization plate, bar light, polarization direction: short side
FLV-BR6022R | 345500 | 387412 | Bar Light 60 x 22mm, red
FLV-BR6022W | 318100 | 378537 | Bar Light 60 x 22mm, white
FLV-BR6424DF | 21410 | 393855 | Accessory vision, FLV, diffuser plate for bar light light
FLV-BR6424UV | 480400 | 393819 | Accessory vision, FLV, bar light 64 x 24mm, ultraviolet
FLV-BR8532B | 478200 | 387420 | Bar Light 85 x 32mm, blue
FLV-BR8532DF | 23980 | 378584 | Diffuser plate for bar light FLV-BR8532
FLV-BR8532PL | 53400 | 393836 | Accessory vision, FLV, polarisation plate for FLV bar light, ploarization direction: long side
FLV-BR8532PL-V | 32070 | 393852 | Accessory vision, FLV, polarization plate, bar light, polarization direction: short side
FLV-BR8532R | 478200 | 387411 | Bar Light 85 x 32mm, red
FLV-BR8532W | 459400 | 378536 | Bar Light 85 x 32mm, white
FLV-CL100B | 1221000 | 387435 | Coaxial light, 100mm, blue
FLV-CL100R | 1221000 | 387430 | Coaxial light, 100mm, red
FLV-CL100W | 1227100 | 378544 | Coaxial light, 100mm, white
FLV-CL30B | 531100 | 387431 | Coaxial light, 30mm, blue
FLV-CL30R | 531100 | 387426 | Coaxial light, 30mm, red
FLV-CL30W | 582900 | 378540 | Coaxial light, 30mm, white
FLV-CL40B | 637300 | 387432 | Coaxial light, 40mm, blue
FLV-CL40R | 637300 | 387427 | Coaxial light, 40mm, red
FLV-CL40W | 672500 | 378541 | Coaxial light, 40mm, white
FLV-CL60B | 796600 | 387433 | Coaxial light, 60mm, blue
FLV-CL60IR | 796600 | 387474 | Coaxial light, 60mm, infrared
FLV-CL60R | 796600 | 387428 | Coaxial light, 60mm, red
FLV-CL60UV | 800400 | 393816 | Accessory vision, FLV, coaxial light, 60mm, ultraviolet
FLV-CL60W | 859100 | 378542 | Coaxial light, 60mm, white
FLV-CL80B | 1008800 | 387434 | Coaxial light, 80mm, blue
FLV-CL80R | 1008800 | 387429 | Coaxial light, 80mm, red
FLV-CL80W | 1013600 | 378543 | Coaxial light, 80mm, white
FLV-DB10181B | 747000 | 393870 | Accessory vision, FLV, back light, direct, 101 x 81mm, blue
FLV-DB10181R | 747000 | 392802 | Accessory vision, back light, direct, 101 x 81mm, red
FLV-DB10181W | 747000 | 392798 | Accessory vision, back light, direct, 101 x 81mm, white
FLV-DB130130B | 960100 | 393869 | Accessory vision, FLV, back light, direct, 130 x 130mm, blue
FLV-DB130130R | 960100 | 392801 | Accessory vision, back light, direct, 130 x 130, red
FLV-DB130130W | 960100 | 392797 | Accessory vision, back light, direct, 130 x 130, white
FLV-DB212152B | 1333700 | 393868 | Accessory vision, FLV, back light, direct, 212 x 152mm, blue
FLV-DB212152R | 1333700 | 392800 | Accessory vision, back light, direct, 212 x 152, red
FLV-DB3729B | 197900 | 393871 | Accessory vision, FLV, back light, direct, 37 x 29mm, blue
FLV-DB3729R | 197900 | 392803 | Accessory vision, back light, direct, 37 x 29mm, red
FLV-DB3729W | 197900 | 392799 | Accessory vision, back light, direct, 37 x 29 mm, white
FLV-DD100B | 427100 | 392811 | Accessory vision, dome light, 100mm dia, blue
FLV-DD100R | 427100 | 392808 | Accessory vision, dome light, 100mm dia, red
FLV-DD100W | 427100 | 392805 | Accessory vision, dome light, 100mm dia, white
FLV-DD150B | 480400 | 392810 | Accessory vision, dome light, 150mm dia, blue
FLV-DD150R | 480400 | 392807 | Accessory vision, dome light, 150mm dia, red
FLV-DD150W | 480400 | 392804 | Accessory vision, dome light, 150mm dia, white
FLV-DD70B | 373900 | 392812 | Accessory vision, dome light, 70mm dia, blue
FLV-DD70R | 373900 | 392809 | Accessory vision, dome light, 70mm dia, red
FLV-DD70W | 373900 | 392806 | Accessory vision, dome light, 70mm dia, white
FLV-DL12060B | 694000 | 392838 | Accessory vision, ring light, low angle, 120mm dia, 60 deg, blue
FLV-DL12060DF | 80150 | 378587 | Diffuser plate for low angle ring light FLV-DL12060
FLV-DL12060DF50 | 38010 | 687813 | Diffusor plate for FLV-DL12060X
FLV-DL12060PL | 53400 | 393839 | Accessory vision, FLV, polarisation plate for FLV low angle ring light
FLV-DL12060R | 694000 | 392833 | Accessory vision, ring light, low angle, 120mm dia, 60 deg, red
FLV-DL12060W | 694000 | 392828 | Accessory vision, ring light, low angle, 120 dia., 60 deg, white
FLV-DL15060B | 800400 | 392837 | Accessory vision, ring light, low angle, 150mm dia, 60 deg, blue
FLV-DL15060DF | 96250 | 378586 | Diffuser plate for low angle ring light FLV-DL15060
FLV-DL15060PL | 80150 | 393838 | Accessory vision, FLV, polarisation plate for FLV low angle ring light
FLV-DL15060R | 800400 | 392832 | Accessory vision, ring light, low angle, 150mm dia, 60 deg, red
FLV-DL15060W | 800400 | 392827 | Accessory vision, ring light, low angle, 150 dia., 60 deg, white
FLV-DL5890B | 480400 | 392841 | Accessory vision, ring light, low angle, 58mm dia, 90 deg, blue
FLV-DL5890DF | 42660 | 378589 | Diffuser plate for low angle ring light FLV-DL5890
FLV-DL5890R | 480400 | 392836 | Accessory vision, ring light, low angle, 58mm dia, 90 deg, red
FLV-DL5890W | 480400 | 392831 | Accessory vision, ring light, low angle, 58mm dia, 90 deg, white
FLV-DL7260B | 533800 | 392840 | Accessory vision, ring light, low angle, 72mm dia, 60 deg, blue
FLV-DL7260DF | 21450 | 378588 | Diffuser plate for low angle ring light FLV-DL7260
FLV-DL7260PL | 53400 | 393840 | Accessory vision, FLV, polarisation plate for FLV low angle ring light
FLV-DL7260R | 533800 | 392835 | Accessory vision, ring light, low angle, 72mm dia, 60 deg, red
FLV-DL7260W | 533800 | 392830 | Accessory vision, ring light, low angle, 72mm dia, 60 deg, white
FLV-DL9090B | 587200 | 392839 | Accessory vision, ring light, low angle, 90mm dia, 90 deg, blue
FLV-DL9090R | 587200 | 392834 | Accessory vision, ring light, low angle, 90mm dia, 90 deg, red
FLV-DL9090W | 587200 | 392829 | Accessory vision, ring light, low angle, 90 dia., 90 deg, white
FLV-DR12030B | 690200 | 387395 | Ring light, direct, 120mm dia, 30 deg, blue
FLV-DR12030DF | 35360 | 378568 | Diffuser plate for direct ring light FLV-DR12030
FLV-DR12030PL | 53400 | 393820 | Accessory vision, FLV, polarization plate for direct ring light
FLV-DR12030R | 690200 | 387386 | Ring light, direct, 120mm dia, 30 deg, red
FLV-DR12030W | 694100 | 378521 | Ring light, direct, 120 dia., 30 deg, white
FLV-DR3220B | 318900 | 387403 | Ring light, direct, 32mm dia, 20 deg, blue
FLV-DR3220DF | 21450 | 378576 | Diffuser plate for direct ring light FLV-DR3220
FLV-DR3220DF30 | 38170 | 677457 | Diffuser plate for direct ring light FLV-DR3220, high diffusivity, low transparency
FLV-DR3220PL | 53400 | 393828 | Accessory vision, FLV, polarization plate for direct ring light
FLV-DR3220R | 318900 | 387394 | Ring light, direct, 32mm dia, 20 deg, red
FLV-DR3220W | 340400 | 378528 | Ring light, direct, 32mm dia, 20 deg, white
FLV-DR4415R | 365300 | 675086 | Ring light, direct, 40 mm dia, 30 deg, red
FLV-DR4415W | 335800 | 693111 | Ring light, direct, 40 mm dia, 30 deg, white, 24 VDC
FLV-DR5030B | 372000 | 387402 | Ring light, direct, 50mm dia, 30 deg, blue
FLV-DR5030DF | 21450 | 378575 | Diffuser plate for direct ring light FLV-DR5030
FLV-DR5030IR | 372000 | 387473 | Ring light, direct, 50mm dia, 30 deg, infrared
FLV-DR5030PL | 53400 | 393827 | Accessory vision, FLV, polarization plate for direct ring light
FLV-DR5030R | 372000 | 387393 | Ring light, direct, 50mm dia, 30 deg, red
FLV-DR5030W | 367600 | 378527 | Ring light, direct, 50mm dia, 30 deg, white
FLV-DR6030DF | 21410 | 393857 | Accessory vision, FLV, diffuser plate for direct ring light
FLV-DR6030UV | 427100 | 393815 | Accessory vision, FLV, ring light, direct, 60mm dia, 30 deg, ultraviolet
FLV-DR6615B | 425200 | 387401 | Ring light, direct, 66mm dia, 15 deg, blue
FLV-DR6615DF | 23980 | 378574 | Diffuser plate for direct ring light FLV-DR6615
FLV-DR6615PL | 53400 | 393826 | Accessory vision, FLV, polarization plate for direct ring light
FLV-DR6615R | 425200 | 387392 | Ring light, direct, 66mm dia, 15 deg, red
FLV-DR6615W | 459800 | 378513 | Ring light, direct, 66mm dia, 15 deg, white
FLV-DR7000B | 398400 | 387399 | Ring light, direct, 70mm dia, blue
FLV-DR7000DF | 22500 | 378572 | Diffuser plate for direct ring light FLV-DR7000
FLV-DR7000PL | 53400 | 393824 | Accessory vision, FLV, polarization plate for direct ring light
FLV-DR7000R | 398400 | 387390 | Ring light, direct, 70mm dia, red
FLV-DR7000W | 364600 | 378525 | Ring light, direct, 70mm dia, white
FLV-DR7030B | 398400 | 387400 | Ring light, direct, 70mm dia, 30 deg, blue
FLV-DR7030DF | 26700 | 378573 | Diffuser plate for direct ring light FLV-DR7030
FLV-DR7030IR | 398400 | 387472 | Ring light, direct, 70mm dia, 30 deg, infrared
FLV-DR7030PL | 53400 | 393825 | Accessory vision, FLV, polarization plate for direct ring light
FLV-DR7030R | 398400 | 387391 | Ring light, direct, 70mm dia, 30 deg, red
FLV-DR7030W | 364600 | 378526 | Ring light, direct, 70mm dia, 30 deg, white
FLV-DR7530DF | 21410 | 393856 | Accessory vision, FLV, diffuser plate for direct ring light
FLV-DR7530UV | 587200 | 393814 | Accessory vision, FLV, ring light, direct, 75mm dia, 30 deg, ultraviolet
FLV-DR9000B | 531100 | 387398 | Ring light, direct, 90mm dia, blue
FLV-DR9000DF | 25610 | 378571 | Diffuser plate for direct ring light FLV-DR9000
FLV-DR9000DF50 | 35480 | 687812 | Diffusor plate for FLV-DR9000X
FLV-DR9000PL | 53400 | 393823 | Accessory vision, FLV, polarization plate for direct ring light
FLV-DR9000R | 531100 | 387389 | Ring light, direct, 90mm dia, red
FLV-DR9000W | 533800 | 378524 | Ring light, direct, 90mm dia, white
FLV-DR9030B | 531100 | 387397 | Ring light, direct, 90mm dia, 30 deg, blue
FLV-DR9030DF | 25610 | 378570 | Diffuser plate for direct ring light FLV-DR9030
FLV-DR9030DF50 | 35800 | 680943 | Diffusor for FLV-DR9030 LED Illuminator
FLV-DR9030IR | 531100 | 387471 | Ring light, direct, 90mm dia, 30 deg, infrared
FLV-DR9030PL | 53400 | 393822 | Accessory vision, FLV, polarization plate for direct ring light
FLV-DR9030R | 531100 | 387388 | Ring light, direct, 90mm dia, 30 deg, red
FLV-DR9030UV | 694000 | 393813 | Accessory vision, FLV, ring light, direct, 90mm dia, 30 deg, ultraviolet
FLV-DR9030W | 533800 | 378523 | Ring light, direct, 90 dia., 30 deg, white
FLV-DR9215B | 584100 | 387396 | Ring light, direct, 92mm dia, 15 deg, blue
FLV-DR9215DF | 25610 | 378569 | Diffuser plate for direct ring light FLV-DR9215
FLV-DR9215PL | 53400 | 393821 | Accessory vision, FLV, polarization plate for direct ring light
FLV-DR9215R | 584100 | 387387 | Ring light, direct, 92mm dia, 15 deg, red
FLV-DR9215W | 587200 | 378522 | Ring light, direct, 92mm dia, 15 deg, white
FLV-EP0803B | 347200 | 392844 | Accessory vision, spot light, 8mm dia, blue
FLV-EP0803R | 347200 | 392843 | Accessory vision, spot light, 8 dia., red
FLV-EP0803W | 347200 | 392842 | Accessory vision, spot light, 8mm dia, white
FLV-EP50R | 694000 | 392846 | Accessory vision, spot light, 50mm outer dia, 40mm inner dia, red
FLV-EP50W | 694000 | 392845 | Accessory vision, spot light, 50mm outer dia, 40mm inner dia, white
FLV-FB130130B | 533800 | 393809 | Accessory vision, FLV,edge type light, 130mm, blue
FLV-FB130130R | 531100 | 387467 | Edge type light, 130mm, red
FLV-FB130130W | 536900 | 378564 | Edge type light, 130mm, white
FLV-FB200200B | 853700 | 393808 | Accessory vision, FLV, edge type light, 200mm, blue
FLV-FB200200R | 849700 | 387466 | Edge type light, 200mm, red
FLV-FB200200W | 853700 | 378563 | Edge type light, 200mm, white
FLV-FB5050B | 267000 | 393812 | Accessory vision, FLV, edge type light, 50mm blue
FLV-FB5050R | 266000 | 387470 | Edge type light, 50mm red
FLV-FB5050W | 267200 | 378567 | Edge type light, 50mm white
FLV-FB7070B | 320700 | 393811 | Accessory vision, FLV, edge type light, 70mm, blue
FLV-FB7070R | 318900 | 387469 | Edge type light, 70mm, red
FLV-FB7070W | 343800 | 378566 | Edge type light, 70mm, white
FLV-FB9090B | 427100 | 393810 | Accessory vision, FLV, edge type light, 90mm, blue
FLV-FB9090R | 425200 | 387468 | Edge type light, 90mm, red
FLV-FB9090W | 410900 | 378565 | Edge type light, 90mm, white
FLV-FP130B | 800400 | 392825 | Accessory vision, shadowless light, 130 mm outer dia., 100 mm inner dia, blue
FLV-FP130W | 800400 | 392815 | Accessory vision, shadowless light, 130mm outer dia, 100mm inner dia, white
FLV-FQ48B | 533800 | 393872 | Accessory vision, FLV, shadowless light, 48 mm, blue
FLV-FQ48R | 533800 | 392822 | Accessory vision, shadowless light, 48 mm, red
FLV-FQ48W | 533800 | 392817 | Accessory vision, shadowless light, 48 mm, white
FLV-FR114B | 640600 | 392824 | Accessory vision, shadowless light, 114mm outer dia, 40mm inner dia, blue
FLV-FR114R | 640600 | 392819 | Accessory vision, shadowless light, 114mm outer dia, 40mm inner dia, red
FLV-FR114W | 640600 | 392814 | Accessory vision, shadowless light, 114mm outer dia, 40mm inner dia, white
FLV-FR150B | 1013700 | 392823 | Accessory vision, shadowless light, 150mm outer dia, 40mm inner dia, blue
FLV-FR150R | 1013700 | 392818 | Accessory vision, shadowless light, 150mm outer dia, 40mm inner dia, reed
FLV-FR150W | 1013700 | 392813 | Accessory vision, shadowless light, 150mm outer dia, 40mm inner dia, white
FLV-FS74B | 694000 | 392826 | Accessory vision, shadowless light, 74mm outer dia, 20mm inner dia, blue
FLV-FS74R | 694000 | 392821 | Accessory vision, shadowless light, 74mm outer dia, 20mm inner dia, red
FLV-FS74W | 694000 | 392816 | Accessory vision, shadowless light, 74 mm outer dia., 20 mm inner dia, white
FLV-FX100B | 694000 | 393795 | Accessory vision, FLV, coaxial light, edge type, 100mm, blue
FLV-FX100R | 690200 | 387443 | Coaxial light, edge type, 100mm, red
FLV-FX100W | 694100 | 378514 | Coaxial light, edge type, 100mm, white
FLV-FX143B | 800400 | 393794 | Accessory vision, FLV, coaxial light, edge type, 143mm, blue
FLV-FX143R | 796600 | 387442 | Coaxial light, edge type, 143mm, red
FLV-FX143W | 800700 | 378548 | Coaxial light, edge type, 143mm, white
FLV-LN122R | 267000 | 393800 | Accessory vision, FLV, line light, 122mm, red
FLV-LN142B | 320700 | 393805 | Accessory vision, FLV, line light, 142 mm, blue
FLV-LN142W | 320700 | 393797 | Accessory vision, FLV, line light, 142mm, white
FLV-LN222R | 320700 | 393801 | Accessory vision, FLV, line light, 222mm, red
FLV-LN322B | 373900 | 393806 | Accessory vision, FLV, line light, 322mm, blue
FLV-LN322R | 373900 | 393802 | Accessory vision, FLV, line light, 322mm, red
FLV-LN322W | 373900 | 393798 | Accessory vision, FLV, line light, 322mm, white
FLV-LN422R | 427100 | 393803 | Accessory vision, FLV, line light, 422mm, red
FLV-LN442B | 427100 | 393807 | Accessory vision, FLV, line light, 442mm, blue
FLV-LN442W | 427100 | 393799 | Accessory vision, FLV, line light, 442mm, white
FLV-LN82B | 267000 | 393804 | Accessory vision, FLV, line light, 82mm, blue
FLV-LN82W | 267000 | 393796 | Accessory vision, FLV, line light, 82mm, white
FLV-TCC1 | 133600 | 378512 | standard camera-mount lighting controller 1ch for FLV
FLV-TCC1EP | 133600 | 393791 | Accessory vision, FLV, camera-mount lighting controller for spot light
FLV-TCC3HB | 160400 | 393792 | Accessory vision, FLV, camera-mount lighting controller 3ch for spot & standard light
FLV-TCC4 | 267200 | 378516 | standard camera-mount lighting controller 4ch for FLV
FLV-XC1 | 13470 | 378590 | Extension cable 1m for standard lighting
FLV-XC10 | 26700 | 393866 | Accessory vision, FLV, extension cable 10 m for standard lighting
FLV-XC10R | 48040 | 393867 | Accessory vision, FLV, extension cable, robot type 10m for standard lighting
FLV-XC1EP | 13470 | 378597 | Extension cable 1m for spot lighting
FLV-XC1EPR | 21410 | 393862 | Accessory vision, FLV, extension cable, robot type, 1m for spot lighting
FLV-XC1LN | 21410 | 393841 | Accessory vision, FLV, extension cable 1m for line lighting
FLV-XC1R | 21410 | 393858 | Accessory vision, FLV, extension cable, robot type, 1m for standard lighting
FLV-XC1S2 | 20030 | 378593 | Branch cable 1m
FLV-XC2 | 16010 | 378591 | Extension cable 2m for standard lighting
FLV-XC2EP | 16010 | 378598 | Extension cable 2m for spot lighting
FLV-XC2EPR | 26700 | 393863 | Accessory vision, FLV, extension cable, robot type, 2m for spot lighting
FLV-XC2LN | 26700 | 393842 | Accessory vision, FLV, extension cable 2m for line lighting
FLV-XC2R | 26700 | 393859 | Accessory vision, FLV, extension cable, robot type, 2m for standard lighting
FLV-XC2S2 | 21290 | 378594 | Branch cable 2m
FLV-XC3 | 18750 | 378592 | Extension cable 3m for standard lighting
FLV-XC3EP | 18750 | 378599 | Extension cable 3m for spot lighting
FLV-XC3EPR | 26700 | 393864 | Accessory vision, FLV, extension cable, robot type, 3m for spot lighting
FLV-XC3LN | 32070 | 393843 | Accessory vision, FLV, extension cable 3m for line lighting
FLV-XC3R | 26700 | 393860 | Accessory vision, FLV, extension cable, robot type, 3m for standard lighting
FLV-XC3S2 | 23980 | 378595 | Branch cable 3m
FLV-XC5 | 23980 | 378515 | Extension cable 5 m for standard lighting
FLV-XC5EP | 23980 | 378600 | Extension cable 5m for spot lighting
FLV-XC5EPR | 32070 | 393865 | Accessory vision, FLV, extension cable, robot type, 5m for spot lighting
FLV-XC5LN | 42710 | 393844 | Accessory vision, FLV, extension cable 5m for line lighting
FLV-XC5R | 32070 | 393861 | Accessory vision, FLV, extension cable, robot type, 5m for standard lighting
FLV-XC5S2 | 29430 | 378596 | Branch cable 5m
FL-XBK1 | 19350 | 354153 | Bar light FL-mounting brackets
FL-XC05PS | 177100 | 684306 | Cable for FL-PS illuminator, 0.5 m
FL-XC1 | 20960 | 354137 | Extension standard cable, 1m
FL-XC10 | 93000 | 354141 | Extension standard cable, 10m
FL-XC10R | 138600 | 354147 | Extension flexible cable, 10m
FL-XC1PS | 177100 | 684305 | Cable for FL-PS illuminator, 1 m
FL-XC1R | 26860 | 354143 | Extension flexible cable, 1m
FL-XC2 | 29000 | 354138 | Extension standard cable, 2m
FL-XC25 | 177500 | 354142 | Extension standard cable, 25m
FL-XC25R | 270800 | 354148 | Extension flexible cable, 25m
FL-XC2R | 36490 | 354144 | Extension flexible cable, 2m
FL-XC3 | 35960 | 354139 | Extension standard cable, 3m
FL-XC3R | 47210 | 354145 | Extension flexible cable, 3m
FL-XC5 | 50450 | 354140 | Extension standard cable, 5m
FL-XC5R | 73600 | 354146 | Extension flexible cable, 5m
FL-XCP2 | 56950 | 354149 | Parallel cable D-SUB 15-pin, 2m
FN2080-3-07 | 22370 | 355756 | EMC filter
FN2080-6-07 | 35830 | 355606 | EMC filter to use with the NS HMI screens, when use on the bridge on ships and the DNV bridge approval ( IEC 60945 ) is needed.
FN2090-16-06 | 21750 | 396064 | Filter, 16A, 1-Phase, 110-250VAC (50/60Hz)
FN258-16-29 | 82000 | 325213 | RFI filter, 16A, Bookstyle
FN258-30-33 | 108800 | 325215 | RFI filter, 30A, Bookstyle
FN258-7-29 | 65400 | 325214 | RFI filter, 7A, Bookstyle
FN5040-17-83 | 415500 | 702530 | Sine Wave Output Filter IP00, 500 VAC, 17 A
FN5040-24-84 | 472300 | 702531 | Sine Wave Output Filter IP00, 500 VAC, 24 A
FN5040-38-84 | 735800 | 702533 | Sine Wave Output Filter IP00, 500 VAC, 38 A
FN5040-48-85 | 832800 | 702534 | Sine Wave Output Filter IP00, 500 VAC, 48 A
FN5040-62-86 | 1092200 | 702535 | Sine Wave Output Filter IP00, 500 VAC, 62 A
FN5040-8-82 | 281200 | 702537 | Sine Wave Output Filter IP00, 500 VAC, 8 A
FN5045-115-35 | 1920100 | 702538 | Sine filter 115 A / 103.5 A
FNY-W6003-A5 | 23100 | 668437 | Servo accessory
FNY-W6022 | 10330 | 354776
FPQ3-120RD | 591700 | 707671 | High output, square, low-angle lights, red light and measures 120 x 120 x 30 mm (width x depth x height)
FPQ3-120SW | 716300 | 696320 | LED Square Illuminator, 120 x 120 mm, white, 24 VDC
FPQ3-20RD | 329000 | 707459 | High output, square, low-angle lights, red light and measures 20 x 20 x 23 mm (width x depth x height
FPQ3-32SW | 442500 | 707677 | LED Square Illuminator, 32 x 32 mm, white, 24 VDC
FPQ3-48-RD | 488500 | 703655 | LED Square Illuminator, 48 x 48 mm, red, 24 VDC
FPQ3-75BL | 561800 | 689332 | LED Square Illuminator, 75 x 75 mm, blue, 24 VDC
FPQ3-75BL-FL | 561800 | 689333 | LED Square Illuminator, 75 x 75 mm, blue, 24 VDC, flying leads
FPQ3-75BL-M12 | 569500 | 707283 | LED Square Illuminator, 75 x 75 mm, blue, 24 VDC, M12 connector
FPQ3-75SW | 629700 | 702982 | LED Square Illuminator, 75 x 75 mm, white, 24 VDC
FPQ3-96BL | 613600 | 702499 | LED square illuminator, 96 x 96 mm, blue, 24 VDC
FPQ3-96RD | 559500 | 703042 | LED square illuminator, low angle, 96 x 96 mm, red, 24 VDC
FPQ3-96SW | 686800 | 702981 | LED Square Illuminator, 96 x 96 mm, white, 24 VDC
FPR-100RD2 | 824100 | 677448 | Low-angle LED Ring Light, outer diameter of 100 mm, inner diameter of 73 mm, a height of 40 mm, red, 24 VDC
FPR-100SW2 | 1099100 | 678208 | Low-angle LED Ring Light, inner diameter 73 mm, outer diameter 100 mm, light-emitting surface diameter 92 mm, white, 24 V
FPR-136RD2 | 893000 | 670017 | Low-angle Ring Light, outer diameter of 136 mm, inner diameter of 109 mm, a height of 40 mm
FPR-180RD2 | 1160500 | 688485 | Low-angle Ring Light, outer diameter 180 mm, inner diameter 153 mm, height 40 mm, red, 24VDC
FPR-180SW2 | 1706900 | 670018 | Low-angle Ring Light, outer diameter of 180 mm, an inner diameter of 153 mm, a height of 40 mm
FQ2-CH10010F-M | 688600 | 373181 | FQ2 Vision sensor, OCR type, mono, NPN, narrow view(13mm)
FQ2-CH10050F-M | 688600 | 373182 | FQ2 Vision sensor, OCR type, mono, NPN, standard view(50mm)
FQ2-CH10100F-M | 688600 | 373188 | FQ2 Vision sensor, OCR type, mono, NPN, wide view(240mm), long distance(970mm)
FQ2-CH10100N-M | 827400 | 373189 | FQ2 Vision sensor, OCR type, mono, NPN, wide view(300mm), short distance(380mm)
FQ2-CH15010F-M | 688600 | 373183 | FQ2 Vision sensor, OCR type, mono, PNP, narrow view(13mm)
FQ2-CH15050F-M | 688600 | 373184 | FQ2 Vision sensor, OCR type, mono, PNP, standard view(50mm)
FQ2-CH15100F-M | 688600 | 373185 | FQ2 Vision sensor, OCR type, mono, PNP, wide view(240mm), long distance(970mm)
FQ2-CH15100N-M | 827400 | 373186 | FQ2 Vision sensor, OCR type, mono, PNP, wide view(300mm), short distance(380mm)
FQ2-D30 | 362700 | 372137 | FQ2 touch finder, 3.5" TFT color LCD screen, SD card, 24VDC
FQ2-S10010F | 376900 | 372146 | FQ2 vision sensor, single function, NPN, narrow view(13mm)
FQ2-S10050F | 375200 | 372147 | FQ2 vision sensor, single function, NPN, standard view(50mm)
FQ2-S10100F | 390800 | 372148 | FQ2 vision sensor, single function, NPN, wide view(240mm), long distance(970mm)
FQ2-S10100N | 542500 | 372149 | FQ2 vision sensor, single function, NPN, wide view(300mm), short distance(380mm)
FQ2-S15010F | 376900 | 372150 | FQ2 vision sensor, single function, PNP, narrow view(13mm)
FQ2-S15050F | 373200 | 372151 | FQ2 vision sensor, single function, PNP, standard view(50 mm)
FQ2-S15100F | 390800 | 372152 | FQ2 vision sensor, single function, PNP, wide view(240 mm), long distance(970 mm)
FQ2-S15100N | 542500 | 372153 | FQ2 vision sensor, single function, PNP, wide view(300 mm), short distance(380 mm)
FQ2-S20010F | 655700 | 372138 | FQ2 vision sensor, standard function, NPN, narrow view(13mm)
FQ2-S20050F | 655700 | 372139 | FQ2 vision sensor, standard function, NPN, standard view(50mm)
FQ2-S20100F | 669200 | 372140 | FQ2 vision sensor, standard function, NPN, wide view(240 mm), long distance(970 mm)
FQ2-S20100N | 924600 | 372141 | FQ2 vision sensor, standard function, NPN, wide view(300 mm), short distance(380 mm)
FQ2-S25010F | 655700 | 372142 | FQ2 vision sensor, standard function, PNP, narrow view(13 mm)
FQ2-S25050F | 655700 | 372143 | FQ2 vision sensor, standard function, PNP, standard view(50 mm)
FQ2-S25100F | 669200 | 372144 | FQ2 vision sensor, standard function, PNP, wide view(240 mm), long distance(970 mm)
FQ2-S25100N | 924600 | 372145 | FQ2 vision sensor, standard function, PNP, wide view(300 mm), short distance(380 mm)
FQ2-S30010F-08 | 1022700 | 372116 | FQ2 vision sensor, high resolution, color, NPN, narrow view(13mm)
FQ2-S30010F-08M | 1022700 | 372124 | FQ2 vision sensor, high resolution, mono, NPN, narrow view(13mm)
FQ2-S30050F-08 | 1022700 | 372117 | FQ2 vision sensor, high resolution, color, NPN, standard view(50mm)
FQ2-S30050F-08M | 1022700 | 372125 | FQ2 vision sensor, high resolution, mono, NPN, standard view(50mm)
FQ2-S30100F-08 | 1022700 | 372118 | FQ2 vision sensor, high resolution, color, NPN, wide view(240mm), long distance(970mm)
FQ2-S30100F-08M | 1022700 | 372126 | FQ2 vision sensor, high resolution, mono, NPN, wide view(240 mm), long distance(970 mm)
FQ2-S30100N-08 | 1199500 | 372119 | FQ2 vision sensor, high resolution, color, NPN, wide view(300mm), short distance(380mm)
FQ2-S30100N-08M | 1199500 | 372127 | FQ2 vision sensor, high resolution, mono, NPN, wide view(300mm), short distance(380mm)
FQ2-S30-13 | 926600 | 372132 | FQ2 vision sensor, c-mount type, color, NPN
FQ2-S30-13M | 926600 | 372134 | FQ2 vision sensor, c-mount type, mono, NPN
FQ2-S35010F-08 | 1022700 | 372120 | FQ2 vision sensor, high resolution, color, PNP, narrow view(13mm)
FQ2-S35010F-08M | 1022700 | 372128 | FQ2 vision sensor, high resolution, mono, PNP, narrow view(13mm)
FQ2-S35050F-08 | 1022700 | 372121 | FQ2 vision sensor, high resolution, color, PNP, standard view(50 mm)
FQ2-S35050F-08M | 1022700 | 372129 | FQ2 vision sensor, high resolution, mono, PNP, standard view(50mm)
FQ2-S35100F-08 | 1022700 | 372122 | FQ2 vision sensor, high resolution, color, PNP, wide view(240 mm), long distance(970 mm)
FQ2-S35100F-08M | 1022700 | 372130 | FQ2 vision sensor, high resolution, mono, PNP, wide view(240mm), long distance(970mm)
FQ2-S35100N-08 | 1199500 | 372123 | FQ2 vision sensor, high resolution, color, PNP, wide view(300 mm), short distance(380 mm)
FQ2-S35100N-08M | 1199500 | 372131 | FQ2 vision sensor, high resolution, mono, PNP, wide view(300mm), short distance(380mm)
FQ2-S35-13 | 926600 | 372133 | FQ2 vision sensor, c-mount type, color, PNP
FQ2-S35-13M | 926600 | 372135 | FQ2 vision sensor, c-mount type, mono, PNP
FQ2-S40010F | 932400 | 373115 | FQ2 vision sensor, ID + Inspection, color, NPN, narrow view(13mm)
FQ2-S40010F-08 | 1454800 | 373131 | FQ2 vision sensor, high resolution, ID + Inspection, color, NPN, narrow view(13mm)
FQ2-S40010F-08M | 1454800 | 373139 | FQ2 vision sensor, high resolution, ID + Inspection, mono, NPN, narrow view(13mm)
FQ2-S40010F-M | 932400 | 373123 | FQ2 vision sensor, ID + Inspection, mono, NPN, narrow view(13mm)
FQ2-S40050F | 932400 | 373116 | FQ2 vision sensor, ID + Inspection, color, NPN, standard view(50 mm)
FQ2-S40050F-08 | 1454800 | 373132 | FQ2 vision sensor, high resolution, ID + Inspection, color, NPN, standard view(50mm)
FQ2-S40050F-08M | 1454800 | 373140 | FQ2 vision sensor, high resolution, ID + Inspection, mono, NPN, standard view(50mm)
FQ2-S40050F-M | 932400 | 373124 | FQ2 vision sensor, ID + Inspection, mono, NPN, standard view(50mm)
FQ2-S40100F | 932400 | 373117 | FQ2 vision sensor, ID + Inspection, color, NPN, wide view(240mm), long distance(970mm)
FQ2-S40100F-08 | 1454800 | 373133 | FQ2 vision sensor, high resolution, ID + Inspection, color, NPN, wide view(240mm), long distance(970mm)
FQ2-S40100F-08M | 1454800 | 373141 | FQ2 vision sensor, high resolution, ID + Inspection, mono, NPN, wide view(240mm), long distance(970mm)
FQ2-S40100F-M | 932400 | 373125 | FQ2 vision sensor, ID + Inspection, mono, NPN, wide view(240mm), long distance(970mm)
FQ2-S40100N | 1043700 | 373118 | FQ2 vision sensor, ID + Inspection, color, NPN, wide view(300mm), short distance(380mm)
FQ2-S40100N-08 | 1516400 | 373134 | FQ2 vision sensor, high resolution, ID + Inspection, color, NPN, wide view(300mm), short distance(380mm)
FQ2-S40100N-08M | 1516400 | 373142 | FQ2 vision sensor, high resolution, ID + Inspection, mono, NPN, wide view(300mm), short distance(380mm)
FQ2-S40100N-M | 1043700 | 373126 | FQ2 vision sensor, ID + Inspection, mono, NPN, wide view(300mm), short distance(380mm)
FQ2-S40-13 | 1382000 | 373149 | FQ2 vision sensor, c-mount type, ID + Inspection, color, NPN
FQ2-S40-13M | 1382000 | 373150 | FQ2 vision sensor, c-mount type, ID + Inspection, mono, NPN
FQ2-S45010F | 932400 | 373119 | FQ2 vision sensor, ID + Inspection, color, PNP, narrow view(13mm)
FQ2-S45010F-08 | 1454800 | 373135 | FQ2 vision sensor, high resolution, ID + Inspection, color, PNP, narrow view(13mm)
FQ2-S45010F-08M | 1454800 | 373143 | FQ2 vision sensor, high resolution, ID + Inspection, mono, PNP, narrow view(13mm)
FQ2-S45010F-M | 932400 | 373127 | FQ2 vision sensor, ID + Inspection, mono, PNP, narrow view(13mm)
FQ2-S45050F | 932400 | 373120 | FQ2 vision sensor, ID + Inspection, color, PNP, standard view(50 mm)
FQ2-S45050F-08 | 1454800 | 373136 | FQ2 vision sensor, high resolution, ID + Inspection, color, PNP, standard view(50 mm)
FQ2-S45050F-08M | 1454800 | 373144 | FQ2 vision sensor, high resolution, ID + Inspection, mono, PNP, standard view(50mm)
FQ2-S45050F-M | 932400 | 373128 | FQ2 vision sensor, ID + Inspection, mono, PNP, standard view(50 mm)
FQ2-S45100F | 932400 | 373121 | FQ2 vision sensor, ID + Inspection, color, PNP, wide view(240 mm), long distance(970 mm)
FQ2-S45100F-08 | 1454800 | 373137 | FQ2 vision sensor, high resolution, ID + Inspection, color, PNP, wide view(240mm), long distance(970mm)
FQ2-S45100F-08M | 1454800 | 373145 | FQ2 vision sensor, high resolution, ID + Inspection, mono, PNP, wide view(240mm), long distance(970mm)
FQ2-S45100F-M | 932400 | 373129 | FQ2 vision sensor, ID + Inspection, mono, PNP, wide view(240mm), long distance(970mm)
FQ2-S45100N | 1043700 | 373122 | FQ2 vision sensor, ID + Inspection, color, PNP, wide view(300 mm), short distance(380 mm)
FQ2-S45100N-08 | 1516400 | 373138 | FQ2 vision sensor, high resolution, ID + Inspection, color, PNP, wide view(300 mm), short distance(380 mm)
FQ2-S45100N-08M | 1516400 | 373146 | FQ2 vision sensor, high resolution, ID + Inspection, mono, PNP, wide view(300mm), short distance(380mm)
FQ2-S45100N-M | 1043700 | 373130 | FQ2 vision sensor, ID + Inspection, mono, PNP, wide view(300mm), short distance(380mm)
FQ2-S45-13 | 1382000 | 373147 | FQ2 vision sensor, c-mount type, ID + Inspection, color, PNP
FQ2-S45-13M | 1382000 | 373148 | FQ2 vision sensor, c-mount type, ID + Inspection, mono, PNP
FQ-BAT1 | 77500 | 337802 | FQ battery, for models for VAC/VDC/Battery
FQ-CR10010F-M | 546900 | 371410 | Code reader, multi code, distance 38-60mm, view 7-13mm, NPN
FQ-CR10050F-M | 544800 | 371412 | Code reader, multi code, distance 56-215mm, view 13-53mm, NPN
FQ-CR10100F-M | 560200 | 371414 | Code reader, multi code, long distance 220-970mm, view 53-240mm, NPN
FQ-CR10100N-M | 718200 | 371416 | Code reader, multi code, short distance 32-380mm, view 29-300mm, NPN
FQ-CR15010F-M | 544800 | 371411 | Code reader, multi code, distance 38-60mm, view 7-13mm, PNP
FQ-CR15050F-M | 540900 | 371413 | Code reader, multi code, distance 56-215mm, view 13-53mm, PNP
FQ-CR15100F-M | 558600 | 371415 | Code reader, multi code, long distance 220-970mm, view 53-240mm, PNP
FQ-CR15100N-M | 718200 | 371417 | Code reader, multi code, short distance 32-380mm, view 29-300mm, PNP
FQ-CR20010F-M | 1204400 | 355267 | Code reader, 2D code, distance 38-60mm, view 7-13mm, NPN
FQ-CR20050F-M | 1204400 | 355274 | Code reader, 2D code, distance 56-215mm, view 13-53mm, NPN
FQ-CR20100F-M | 1204400 | 355270 | Code reader, 2D code, long distance 220-970mm, view 53-240mm, NPN
FQ-CR20100N-M | 1204400 | 355272 | Code reader, 2D code, short distance 32-380mm, view 29-300mm, NPN
FQ-CR25010F-M | 1204400 | 355268 | Code reader, 2D code, distance 38-60mm, view 7-13mm, PNP
FQ-CR25050F-M | 1204400 | 355269 | Code reader, 2D code, distance 56-215mm, view 13-53mm, PNP
FQ-CR25100F-M | 1204400 | 355271 | Code reader, 2D code, long distance 220-970mm, view 53-240mm, PNP
FQ-CR25100N-M | 1204400 | 355273 | Code reader, 2D code, short distance 32-380mm, view 29-300mm, PNP
FQM1-MMP22 | 925600 | 334082 | Motion Control Module, Built-In I/O, 12 Inputs / 8 Outputs, 2 Pulse Inputs, 2 Pulse Outputs
FQ-MD30 | 358800 | 355892 | FQ-M Touchfinder, 24DC
FQ-MD31 | 395400 | 355893 | FQ-M Touchfinder, 24DC & battery supply
FQ-MS120 | 854100 | 355896 | FQ-M vision sensor, color, Ethernet communications, NPN
FQ-MS120-ECT | 1144800 | 355900 | FQ-M vision sensor, color, Ethernet & EtherCAT communications, NPN
FQ-MS120-M | 854100 | 355898 | FQ-M vision sensor, greyscale, Ethernet communications, NPN
FQ-MS120-M-ECT | 1144800 | 355901 | FQ-M vision sensor, greyscale, Ethernet & EtherCAT communications, NPN
FQ-MS125 | 854100 | 355897 | FQ-M vision sensor, color, Ethernet communications, PNP
FQ-MS125-ECT | 1144800 | 355894 | FQ-M vision sensor, color, Ethernet & EtherCAT communications, PNP
FQ-MS125-M | 854100 | 355899 | FQ-M vision sensor, greyscale, Ethernet communications, PNP
FQ-MS125-M-ECT | 1144800 | 355895 | FQ-M vision sensor, greyscale, Ethernet & EtherCAT communications, PNP
FQ-MWD005 | 144200 | 355888 | FQ-M, I/O cable, straight, 5 m
FQ-MWD010 | 167600 | 355889 | FQ-M, I/O cable, straight, 10 m
FQ-MWDL005 | 223200 | 355890 | FQ-M, I/O cable, angled, 5 m
FQ-MWDL010 | 272500 | 355891 | FQ-M, I/O cable, angled, 10 m
FQ-MWNE005 | 117800 | 355884 | FQ-M, EtherCAT connector cable, sensor-to-sensor, straight, 5 m
FQ-MWNE010 | 144200 | 355885 | FQ-M, EtherCAT connector cable, sensor-to-sensor, straight, 10 m
FQ-MWNEL005 | 117800 | 355886 | FQ-M, EtherCAT connector cable, sensor-to-sensor, angled, 5 m
FQ-MWNEL010 | 144200 | 355887 | FQ-M, EtherCAT connector cable, sensor-to-sensor, angled, 10 m
FQ-MWNL005 | 117800 | 355882 | FQ-M Ethernet/EtherCAT cable, bend resistant, angle M12/straight RJ45, 5 m
FQ-MWNL010 | 144200 | 355883 | FQ-M Ethernet/EtherCAT cable, bend resistant, angle M12/straight RJ45, 10 m
FQ-SDU10 | 145500 | 372164 | FQ2 I/O extension unit, NPN (For FQ2-S3* only)
FQ-SDU15 | 145500 | 372165 | FQ2 I/O extension unit, PNP (For FQ2-S3* only)
FQ-SDU20 | 145500 | 372166 | FQ2 RS-232 interface, NPN (For FQ2-S3* only)
FQ-SDU25 | 145500 | 372167 | FQ2 RS-232 interface, PNP (For FQ2-S3* only)
FQ-VP1002 | 29450 | 372160 | Parallel cable for FQ-SDU1*, 2 m
FQ-VP1005 | 47090 | 372155 | Parallel cable for FQ-SDU1*, 5 m
FQ-VP1010 | 74650 | 372156 | Parallel cable for FQ-SDU1*, 10 m
FQ-VP2002 | 29450 | 372163 | Parallel cable for FQ-SDU2*, 2 m
FQ-VP2005 | 47090 | 372161 | Parallel cable for FQ-SDU2*, 5 m
FQ-VP2010 | 74650 | 372162 | Parallel cable for FQ-SDU2*, 10 m
FQ-WD002-E | 52950 | 678182 | FQ I/O cable, 2 m
FQ-WD003-E | 38110 | 678183 | FQ I/O cable, 3 m
FQ-WD005 | 51300 | 409003 | FQ I/O cable, 5 m
FQ-WD005-E | 51300 | 678184 | FQ I/O cable, 5 m
FQ-WD010-E | 77850 | 678185 | FQ I/O cable, 10 m
FQ-WD020 | 276700 | 337796 | FQ I/O cable, 20 m
FQ-WN001-E | 22830 | 360743 | FQ Ethernet cable, 1 m
FQ-WN002 | 59000 | 337805 | FQ Ethernet cable, 2 m
FQ-WN002-E | 25700 | 360744 | FQ Ethernet cable, 2 m
FQ-WN003-E | 28790 | 360745 | FQ Ethernet cable, 3 m
FQ-WN005 | 86650 | 679127 | FQ Ethernet cable, bend resistant, 5 m
FQ-WN005-E | 34390 | 360746 | FQ Ethernet cable, 5 m
FQ-WN010 | 129100 | 337806 | FQ Ethernet cable, bend resistant, 10 m
FQ-WN010-E | 47970 | 360741 | FQ Ethernet cable, 10 m
FQ-WN015-E | 60900 | 360742 | FQ Ethernet cable, 15 m
FQ-WN020 | 244900 | 337807 | FQ Ethernet cable, 20 m
FQ-WU002 | 80650 | 372157 | FQ sensor data unit cable for FQ-SDU*, 2 m
FQ-WU005 | 114100 | 372158 | FQ sensor data unit cable for FQ-SDU*, 5 m
FQ-WU010 | 165300 | 372154 | FQ sensor data unit cable for FQ-SDU*, 10 m
FQ-WU020 | 271200 | 372159 | FQ sensor data unit cable for FQ-SDU*, 20 m
FQ-XF1 | 139000 | 337800 | FQ Polarizing Filter, (enclosed with sensor)
FQ-XH | 39320 | 337801 | FQ Strap neck/hand, to Touch Finder
FQ-XL | 34960 | 337797 | Accessory FQ/FQ2 Mounting Bracket, (enclosed with sensor)
FQ-XL2 | 190800 | 372115 | Accessory FQ/FQ2 mounting bracket aluminium
FQ-XLC | 34960 | 374628 | Accessory FQ/FQ2, mounting bracket for C-mount type
FQ-XPM | 105000 | 337799 | Accessory FQ/FQ2 Panel Mounting Adapter, for Touch Finder
FQ-XT | 20990 | 337798 | Accessory FQ/FQ2 Touch Pen, (enclosed with Touch Finder)
FRCB-10-1.25SQ | 75750 | 670456 | This extension cable for 3-pin SM connector has a length of 10 m
FRCB-5 | 41260 | 247050 | Illumination Cable 5m, 24VDC, robotic applications
FTBP850M43 | 76450 | 686207 | Band Pass Filter. 850 nm, M43
FTBP850M52 | 84150 | 688288 | IR (850 nm) bandpass filter with filter thread M52 x P0.75
FTSP700C25.4 | 69250 | 688726 | UV + NIR cut-off filter, C-mount, diameter 25.4 mm
FZ5-1200 | 4937000 | 679700 | FZ5 vision controller, high grade, integrated LCD touchscreen, 2 camera, NPN
FZ5-1200-10 | 6010200 | 679701 | FZ5 vision controller, high grade, integrated LCD touchscreen, 4 camera, NPN
FZ5-1205 | 4937000 | 679702 | FZ5 vision controller, high grade, integrated LCD touchscreen, 2 camera, PNP
FZ5-1205-10 | 5926000 | 679697 | FZ5 vision controller, high grade, integrated LCD touchscreen, 4 camera, PNP
FZ5-800 | 2683600 | 679698 | FZ5 vision controller, standard grade, integrated LCD touchscreen, 2 camera, NPN
FZ5-800-10 | 3542000 | 679695 | FZ5 vision controller, standard grade, integrated LCD touchscreen, 4 camera, NPN
FZ5-805 | 2683600 | 679699 | FZ5 vision controller, standard grade, integrated LCD touchscreen, 2 camera, PNP
FZ5-805-10 | 3542000 | 679696 | FZ5 vision controller, standard grade, integrated LCD touchscreen, 4 camera, PNP
FZ-CH-S | 285700 | 353531 | FZ camera housing, IP65
FZ-DS | 245000 | 241473 | FZ2 Series desktop stand
FZ-LES16 | 279100 | 254747 | Micro camera lens, 16 mm (only for FZ-SF**0
FZ-LES3 | 279100 | 254745 | Micro camera lens, 3 mm (only for FZ-SF**)
FZ-LES30 | 279100 | 254748 | Micro camera lens, 30 mm (only for FZ-SF**)
FZ-LES6 | 279100 | 254746 | Micro camera lens, 6 mm (only for FZ-SF**)
FZ-LESR | 170500 | 254749 | Micro camera extension tube set (only for FZ-SF**)
FZ-M08 | 974700 | 235825 | LCD color Monitor 8.4" (RGB)
FZ-MEM2G | 75000 | 371445 | Accessory FZ, USB Memory 2G
FZ-MEM8G | 176300 | 371444 | Accessory FZ, USB Memory 8G
FZ-S | 567100 | 372096 | FZ camera, standard resolution, monochrome
FZ-S2M | 1761400 | 375355 | FZ/FJ Camera, high resolution 2M pixel, greyscale
FZ-S2M-XLC | 52450 | 393768 | FZ camera mounting bracket for FZ-S5M_2
FZ-S5M3 | 3651500 | 679420 | FZ Camera, high resolution 5 Mpixel CMOS, monochrome
FZ-SC | 626000 | 372097 | FZ camera, standard resolution, color
FZ-SC2M | 1744400 | 374930 | FZ camera, high resolution 2M pixel, color
FZ-SC5M3 | 3651500 | 679419 | FZ Camera, high resolution 5 Mpixel CMOS Sensor, color
FZ-SF | 1620900 | 254742 | FZ micro camera, cube type, standard resolution, monochrome
FZ-SFC | 1620900 | 254741 | FZ Micro camera, cube type, standard resolution, color
FZ-SP | 1620900 | 254744 | FZ micro camera, cylinder type, standard resolution, monochrome
FZ-SPC | 1620900 | 254743 | FZ Micro camera, cylinder type, standard resolution, color
FZ-SQ010F | 465500 | 351977 | FZ-SQ intelligent compact color camera, high-power lighting, distance 38-60mm, narrow view 7-13mm
FZ-SQ050F | 465500 | 351978 | FZ-SQ intelligent compact color camera, high-power lighting, distance 56-215mm, standard view 13-53mm
FZ-SQ100F | 483400 | 351979 | FZ-SQ intelligent compact color camera, high-power lighting, long-distance 220-970mm, wide view 53-240mm
FZ-SQ100N | 654400 | 351980 | FZ-SQ intelligent compact color camera, high-power lighting, short-distance 32-380mm, wide view 29-300mm
FZ-S-XLC | 52450 | 393767 | FZ camera mounting bracket for FZ-S_
FZ-VESA | 120000 | 241472 | VESA adaptor, for installing integrated LCD type controller
FZ-VM 2M | 43540 | 235826 | Monitor cable, 2m (RGB output)
FZ-VM 5M | 61200 | 241468 | Monitor cable, 5m (RGB output)
FZ-VP 2M | 59900 | 348112 | Parallel I/O cable, 2m
FZ-VP 5M | 119100 | 348113 | Parallel I/O cable, 5 m
FZ-VPX 2M | 97450 | 342348 | Accessory FZ, parallel I/O cable for connector-terminal conversion unit, for FZ only, 2m
FZ-VPX 5M | 123800 | 342349 | Accessory FZ, parallel I/O cable for connector-terminal conversion unit, for FZ only, 5m
FZ-VS3 10M | 200900 | 393354 | Accessory vision, FH and FZ, standard camera cable, 10m
FZ-VS3 2M | 115100 | 393351 | Accessory vision, FH and FZ, standard camera cable, 2m
FZ-VS3 3M | 130700 | 393352 | Accessory vision, FH and FZ, standard camera cable, 3m
FZ-VS3 5M | 161800 | 393353 | Accessory vision, FH and FZ, standard camera cable, 5m
FZ-VS4 15M | 601100 | 393355 | Accessory vision, FH and FZ, camera cable, long distance, 15m
FZ-VSB3 10M | 288800 | 682708 | Accessory vision, FH and FZ, camera cable, bend resistant, 10 m
FZ-VSB3 5M | 192500 | 684803 | Accessory vision, FH and FZ, camera cable, bend resistant, 5 m
FZ-VSJ | 467000 | 241486 | FZ Camera cable extension hub (max 3 cables 45m)
FZ-VSL3 10M | 261800 | 393359 | Accessory vision, FH and FZ, camera cable, standard, right angled connector, 10 m
FZ-VSL3 2M | 164300 | 393356 | Accessory vision, FH and FZ, camera cable, standard, right angled connector, 2m
FZ-VSL3 3M | 175400 | 393357 | Accessory vision, FH and FZ, camera cable, standard, right angled connector, 3 m
FZ-VSL3 5M | 198400 | 393358 | Accessory vision, FH and FZ, camera cable, standard, right angled connector, 5m
FZ-VSL4 15M | 517200 | 393360 | Accessory vision, FH and FZ, camera cable right angle, long distance, 15m
FZ-VSLB3 10M | 288800 | 393368 | Accessory vision, FH and FZ, camera cable, bend resistant, right angled connector, 10m
FZ-VSLB3 2M | 168900 | 393365 | Accessory vision, FH and FZ, camera cable, bend resistant, right angled connector, 2m
FZ-VSLB3 3M | 176900 | 393366 | Accessory vision, FH and FZ, camera cable, bend resistant, right angled connector, 3m
FZ-VSLB3 5M | 393800 | 393367 | Accessory vision, FH and FZ, camera cable, bend resistant, right angled connector, 5m
G2R-1 12VDC | 1009 | 369909 | Relay, PCB solder type, 5-pin, SPDT, 10 A, 12 VDC
G2R-1 24VDC | 1005 | 369910 | Relay, PCB solder type, 5-pin, SPDT, 10 A, 24 VDC
G2R-1 AC110 | 2205 | 369936
G2R-1 AC230 | 3442 | 369908 | Relay, PCB solder type, 5-pin, SPDT, 10 A, 230 VAC
G2R-1 AC24 | 1148 | 369937 | Relay, PCB solder type, 5-pin, SPDT, 10 A, 24 VAC
G2R-1A 24VDC | 846.5 | 369913 | Relay, PCB solder type, SPST-NO, 10 A, 24 VDC
G2R-1A AC24 | 2299 | 370324
G2R-1A-E 24VDC | 1166 | 373753 | Relay, PCB solder type, SPST-NO, 16 A, 24 VDC
G2R-1A-T 24VDC | 2127 | 177257
G2R-1-E 12VDC | 1256 | 373760 | Relay, PCB solder type, SPDT, 16 A, 12 VDC
G2R-1-E 24VDC | 1320 | 373761 | Relay, PCB solder type, SPDT, 16 A, 24 VDC
G2R-1-S 110VAC (S) | 2532 | 103539 | Relay, plug-in, SPDT, 10 A, mechanical indicator, 110 VAC
G2R-1-S 120VAC (S) | 2237 | 125432 | Relay, plug-in, SPDT, 10 A, mechanical indicator, 120 VAC
G2R-1-S 12VDC (N) | 1673 | 177308 | Relay, plug-in, SPDT, 10 A, 12 VDC
G2R-1-S 12VDC (S) | 1975 | 125430 | Relay, plug-in, SPDT, 10 A, mechanical indicator, 12 VDC
G2R-1-S 220VAC (S) | 4055 | 679880 | Relay, plug-in, 5 A, mechanical indicator, 220 VAC
G2R-1-S 230VAC (S) | 3810 | 163223 | Relay, plug-in, 5-pin, SPDT, 10 A, mech indicator, label facility, 230 VAC
G2R-1-S 240VAC (S) | 4033 | 125433 | Relay, plug-in, SPDT, 10 A, mechanical indicator, 240 VAC
G2R-1-S 24VAC (S) | 2485 | 157868 | Relay, plug-in, 5-pin, SPDT, 10 A, mech indicator, label facility, 24 VAC
G2R-1-S 24VDC (S) | 2023 | 146726 | Relay, plug-in, 5-pin, SPDT, 10 A, mech indicator, label facility, 24 VDC
G2R-1-S 48VAC (S) | 2409 | 224881 | Relay, plug-in, 5-pin, SPDT, 10 A, mech indicator, label facility, 48 VAC
G2R-1-S 48VDC (S) | 1784 | 125431 | Relay, plug-in, SPDT, 10 A, mechanical indicator, 48 VAC
G2R-1-S 6VDC (S) | 1718 | 125429 | Relay, plug-in, SPDT, 10 A, mechanical indicator, 6 VDC
G2R-1-S-AP3 24VAC (S) | 3289 | 203167 | Relay, plug-in, SPDT (gold-plated), 10 A, mechanical indicator, 24 VAC
G2R-1-SD 12VDC (S) | 2585 | 125346 | Relay, plug-in, SPDT, 10 A, mech. indicator, diode, 12 VDC
G2R-1-SD 24VDC (S) | 2585 | 125347 | Relay, plug-in, SPDT, 10 A, mech. indicator, diode, 24 VDC
G2R-1-SD 48VDC (S) | 2585 | 125348 | Relay, plug-in, SPDT, 10 A, mech. indicator, diode, 48 VDC
G2R-1-SD 6VDC (S) | 2585 | 125345 | Relay, plug-in, SPDT, 10 A, mech. indicator, diode, 6 VDC
G2R-1-SN 110VAC (S) | 3499 | 125342 | Relay, plug-in, 5-pin, SPDT, 10 A, mech & LED indicators, label facility
G2R-1-SN 110VDC (S) | 4962 | 220785 | Relay, plug-in, SPDT, 10 A, mechanical & LED indicator, 110 VDC
G2R-1-SN 120VAC (S) | 3876 | 125343 | Relay, plug-in, SPDT, 10 A, mech. & LED indicator, 120 VAC
G2R-1-SN 12VAC (S) | 3748 | 204264 | Relay, plug-in, 5-pin, SPDT, 10 A, mech & LED indicators, label facility, 12 VAC
G2R-1-SN 12VDC (S) | 2867 | 125339 | Relay, plug-in, 5-pin, SPDT, 10 A, mech & LED indicators, label facility
G2R-1-SN 230VAC (S) | 5455 | 125344 | Relay, plug-in, 5-pin, SPDT, 10 A, mech & LED indicators, label facility
G2R-1-SN 240VAC (S) | 5445 | 142329 | Relay, plug-in, SPDT, 10 A, mech. & LED indicator, 240 VAC
G2R-1-SN 24VAC (S) | 3499 | 155293 | Relay, plug-in, 5-pin, SPDT, 10 A, mech & LED indicators, label facility
G2R-1-SN 24VDC (S) | 2344 | 125340 | Relay, plug-in, 5-pin, SPDT, 10 A, mech & LED indicators, label facility
G2R-1-SN 48VDC (S) | 2751 | 125341 | Relay, plug-in, 5-pin, SPDT, 10 A, mech & LED indicators, label facility, 48 VDC
G2R-1-SN 6VDC (S) | 2790 | 125338 | Relay, plug-in, SPDT, 10 A, mech. & LED indicator, 6 VDC
G2R-1-SN-AP3 100/(110)VAC (S) | 4801 | 177304 | Relay, plug-in, 5-pin, SPDT, 10 A, gold-plated contacts, LED indicator, 110 VAC
G2R-1-SN-AP3 230VAC (S) | 7340 | 177305 | Relay, plug-in, 5-pin, SPDT, 10 A, mech & LED indicators, coil suppressor, label facility, Au-plating
G2R-1-SN-AP3 24VAC (S) | 4265 | 203166 | Relay, plug-in, SPDT (gold-plated), 10 A, mechanical & LED indicator, 24 VAC
G2R-1-SN-AP3 24VDC (S) | 3982 | 177301 | Relay, plug-in, 5-pin, SPDT, 10 A, gold-plated contacts, LED indicator
G2R-1-SN-AP3 48VDC (S) | 3982 | 177307 | Relay, plug-in, SPDT (gold-plated), 10 A, mechanical & LED indicator, 48VDC
G2R-1-SND 12VDC (S) | 3760 | 125350 | Relay, plug-in, 5-pin, SPDT, 10 A, mech & LED indicators, coil suppressor, label facility, 12 VDC
G2R-1-SND 24VDC (S) | 3760 | 125351 | Relay, plug-in, 5-pin, SPDT, 10 A, mech & LED indicators, coil suppressor, label facility
G2R-1-SND 48VDC (S) | 3780 | 125352 | Relay, plug-in, 5-pin, SPDT, 10 A, mech & LED indicators, coil suppressor, label facility
G2R-1-SND 6VDC (S) | 3780 | 125349 | Relay, plug-in, SPDT, 10 A, mech. & LED indicator, diode, 6 VDC
G2R-1-SND-AP3 24VDC (S) | 5015 | 177299 | Relay, plug-in, 5-pin, SPDT, 10 A, mech & LED indicators, coil suppressor, label facility, Au-plating
G2R-1-SNDI 110VDC (S) | 6165 | 183212 | Relay, plug-in, SPDT, 10 A, mechanical & LED indicator, coil suppressor, lockable testbutton, 110 VDC
G2R-1-SNDI 12VDC (S) | 4143 | 157870 | Relay, plug-in, 5-pin, SPDT, 10 A, mech & LED indicators, coil suppressor, lockable test button, label facility, 12 VDC
G2R-1-SNDI 24VDC (S) | 4143 | 125358 | Relay, plug-in, 5-pin, SPDT, 10 A, mech & LED indicators, coil suppressor, lockable test button, label facility
G2R-1-SNDI 48VDC (S) | 3913 | 125359 | Relay, plug-in, SPDT (gold plated), 10 A, mech. & LED indicator, test button, diode, 48 VDC
G2R-1-SNDI 6VDC (S) OP | 4366 | 169435
G2R-1-SNDI-AP3 24VDC (S) | 3763 | 171112 | Relay, plug-in, 5-pin, SPDT, 10 A gold plate contacts, mech & LED indicators, coil suppressor, lockable test button, label facility
G2R-1-SNI 110VAC (S) | 3617 | 142328 | Relay, plug-in, 5-pin, SPDT, 10 A, mech & LED indicators, lockable test button, label facility, 110 AC
G2R-1-SNI 120VAC (S) | 4022 | 125355 | Relay, plug-in, SPDT, 10 A, mech. & LED indicator, test button, 120 VAC
G2R-1-SNI 12VAC (S) | 3617 | 171108 | Relay, plug-in, 5-pin, SPDT, 10 A, mech & LED indicators, lockable test button, label facility
G2R-1-SNI 12VDC (S) | 2973 | 152249 | Relay, plug-in, 5-pin, SPDT, 10 A, mech & LED indicators, lockable test button, label facility
G2R-1-SNI 230VAC (S) | 5670 | 152248 | Relay, plug-in, 5-pin, SPDT, 10 A, mech & LED indicators, lockable test button, label facility
G2R-1-SNI 240VAC (S) | 6270 | 125356 | Relay, plug-in, SPDT, 10 A, mech. & LED indicator, test button, 240 VAC
G2R-1-SNI 24VAC (S) | 3617 | 156685 | Relay, plug-in, 5-pin, SPDT, 10 A, mech & LED indicators, lockable test button, label facility
G2R-1-SNI 24VDC (S) | 2859 | 154479 | Relay, plug-in, 5-pin, SPDT, 10 A, mech & LED indicators, lockable test button, label facility
G2R-1-SNI 48VAC (S) | 3617 | 183089 | Relay, plug-in, SPDT, 10 A, mechanical & LED indicator, lockable testbutton, 48 VAC
G2R-1-SNI 48VDC (S) | 2922 | 125354 | Relay, plug-in, SPDT, 10 A, mech. & LED indicator, test button, 48 VDC
G2R-1-SNI 6VDC (S) | 2922 | 125353 | Relay, plug-in, SPDT, 10 A, mech. & LED indicator, test button, 6 VDC
G2R-1-SNI-AP3 230VAC (S) | 6865 | 171110 | Relay, plug-in, SPDT (gold plated), 10 A, mech. & LED indicator, test button, 230 VAC
G2R-1-T 240VAC | 6785 | 177253 | Relay, flange mount, SPDT, 10 A, quick-connect terminals, 240 VAC
G2R-1-T 24VAC | 2474 | 177247 | Relay, flange mount, SPDT, 10 A, quick-connect terminals, 24 VAC
G2R-1-T DC24 | 2420 | 177258 | Relay, flange mount, SPDT, 10 A, quick-connect terminals, 24 VDC
G2R-2 12VDC | 1298 | 379218 | Relay, PCB solder type, 8-pin, DPDT, 5A, 12 VDC
G2R-2 230VAC | 3750 | 379213 | Relay, PCB solder type, 8-pin, DPDT, 5A, 230 VAC
G2R-2 24VAC | 2057 | 379214 | Relay, PCB solder type, 8-pin, DPDT, 5A, 24 VAC
G2R-2 5VDC | 1320 | 125531 | Relay, PCB terminal, 8-pin, DPDT, 5 A, 5 VDC
G2R-2 DC24 | 1298 | 379219 | Relay, PCB solder type, 8-pin, DPDT, 5A, 24 VDC
G2R-24 12VDC | 1530 | 104060 | Relay, PCB terminal, fully sealed, 8-pin, DPDT, 5 A, 12 VDC
G2R-24 DC24 | 1883 | 378142
G2R-2-AUL 12VDC | 3429 | 125696
G2R-2-S 100/(110)VAC (S) | 2625 | 361086 | Relay, plug-in, DPDT, 5 A, mechanical indicator, 100/110 VAC
G2R-2-S 110VAC (S) | 2837 | 125365 | Relay, plug-in, DPDT, 5 A, mechanical indicator, 110 VAC
G2R-2-S 120VAC (S) | 2794 | 125366 | Relay, plug-in, DPDT, 5 A, mechanical indicator, 120 VAC
G2R-2-S 12VDC (S) | 2323 | 125361 | Relay, plug-in, 8-pin, DPDT, 10 A, mech indicator, label facility, 12 VDC
G2R-2-S 220VAC (S) | 3214 | 679879 | Relay, plug-in, 5 A, mechanical indicator, 220 VAC
G2R-2-S 230VAC (S) | 4097 | 162371 | Relay, plug-in, DPST, 10 A, mechanical indicator, 230 VAC
G2R-2-S 240VAC (S) | 4328 | 125367 | Relay, plug-in, DPDT, 5 A, mechanical indicator, 240 VAC
G2R-2-S 24VAC (S) | 2674 | 125364 | Relay, plug-in, DPDT, 5 A, mechanical indicator, 24 VAC
G2R-2-S 24VDC (S) | 2323 | 125362 | Relay, plug-in, 8-pin, DPDT, 5 A, label facility, 24 VDC
G2R-2-S 48VAC (S) | 2761 | 224882 | Relay, plug-in, 8-pin, DPDT, 10 A, mech indicator, label facility, 48 VAC
G2R-2-S 48VDC (S) | 2091 | 125363 | Relay, plug-in, DPDT, 5 A, mechanical indicator, 48 VDC
G2R-2-S 6VDC (S) | 2015 | 125360 | Relay, plug-in, DPDT, 5 A, mechanical indicator, 6 VDC
G2R-2-S-AP3 24VAC (S) | 3923 | 203164 | Relay, plug-in, DPDT (gold-plated), 5 A, mechanical indicator, 24 VAC
G2R-2-SD 12VDC (S) | 2958 | 125375 | Relay, plug-in, DPDT, 5 A, mechanical indicator, diode, 12 VDC
G2R-2-SD 24VDC (S) | 2958 | 144581 | Relay, plug-in, 8-pin, DPDT, 5 A, mech indicators, coil suppressor, label facility
G2R-2-SD 48VDC (S) | 2958 | 154481 | Relay, plug-in, DPDT, 5 A, mechanical indicator, diode, 48 VDC
G2R-2-SD 6VDC (S) | 2958 | 125374 | Relay, plug-in, DPDT, 5 A, mechanical indicator, diode, 6 VDC
G2R-2-SN 110VAC (S) | 4158 | 125372 | Relay, plug-in, 8-pin, DPDT, 5 A, mech & LED indicators, label facility, 110 VAC
G2R-2-SN 110VDC (S) | 5665 | 191253 | Relay, plug-in, 8-pin, DPDT, 5 A, mech & LED indicators, label facility, 110 VDC
G2R-2-SN 120VAC (S) | 4235 | 157869 | Relay, plug-in, DPDT, 5 A, mech. & LED indicator, 120 VAC
G2R-2-SN 12VAC (S) | 3777 | 193950 | Relay, plug-in, 8-pin, DPDT, 5 A, mech & LED indicators, label facility, 12 VAC
G2R-2-SN 12VDC (S) | 3219 | 125369 | Relay, plug-in, 8-pin, DPDT, 5 A, mech & LED indicators, label facility, 12 VDC
G2R-2-SN 230VAC (S) | 5800 | 125373 | Relay, plug-in, 8-pin, DPDT, 5 A, mech & LED indicators, label facility, 230 VAC
G2R-2-SN 240VAC (S) | 5785 | 154480 | Relay, plug-in, DPDT, 5 A, mech. & LED indicator, 240 VAC
G2R-2-SN 24VAC (S) | 3901 | 125371 | Relay, plug-in, 8-pin, DPDT, 5 A, mech & LED indicators, label facility, 24 VAC
G2R-2-SN 24VDC (S) | 3105 | 143419 | Relay, plug-in, 8-pin, DPDT, 5 A, mech & LED indicators, label facility, 24 VDC
G2R-2-SN 48VAC | 4226 | 679878 | Relay, plug-in, 8-pin, DPDT, 5 A, mech & LED indicators, label facility, 48 VAC
G2R-2-SN 48VDC (S) | 3287 | 125370 | Relay, plug-in, 8-pin, DPDT, 5 A, mech & LED indicators, label facility, 48 VDC
G2R-2-SN 6VDC (S) | 3191 | 125368 | Relay, plug-in, DPDT, 5 A, mech. & LED indicator, 6 VDC
G2R-2-SN-AP3 110VAC (S) | 5965 | 177306 | Relay, plug-in, 8-pin, DPDT, 5 A, gold-plated contacts, LED indicator
G2R-2-SN-AP3 230VAC (S) | 8160 | 177302 | Relay, plug-in, 8-pin, DPDT, 5 A, gold-plated contacts, LED indicator
G2R-2-SN-AP3 24VAC (S) | 4778 | 203163 | Relay, plug-in, 8-pin, DPDT, 5 A, gold-plated contacts, LED indicator
G2R-2-SN-AP3 24VDC (S) | 4801 | 177303 | Relay, plug-in, 8-pin, DPDT, 5 A, gold-plated contacts, LED indicator
G2R-2-SND 110VDC (S) | 5725 | 324283 | Relay, plug-in, 8-pin, DPDT, 5 A, mech & LED indicators, coil suppressor, label facility
G2R-2-SND 12VDC (S) | 4073 | 125377 | Relay, plug-in, 8-pin, DPDT, 5 A, mech & LED indicators, coil suppressor, label facility, 12 VDC
G2R-2-SND 24VDC (S) | 4073 | 105724 | Relay, plug-in, 8-pin, DPDT, 5 A, mech & LED indicators, coil suppressor, label facility
G2R-2-SND 48VDC (S) | 4162 | 145666 | Relay, plug-in, 8-pin, DPDT, 5 A, mech & LED indicators, coil suppressor, label facility, 48 VDC
G2R-2-SND 6VDC (S) | 4171 | 125376 | Relay, plug-in, DPDT, 5 A, mech. & LED indicator, diode, 6 VDC
G2R-2-SND-AP3 12VDC (S) | 5810 | 225256 | Relay, plug-in, DPDT (gold-plated), 5 A, mechanical & LED indicator, coil suppressor, 12 VDC
G2R-2-SND-AP3 24VDC (S) | 5820 | 177300 | Relay, plug-in, 8-pin, DPDT, 5 A,gold-plated contacts, mech & LED indicators, coil suppressor, label facility
G2R-2-SNDI 12VDC (S) | 4884 | 125290 | Relay, plug-in, 8-pin, DPDT, 5 A, mech & LED indicators, coil suppressor, lockable test button, label facility, 12 VDC
G2R-2-SNDI 24VDC (S) | 4884 | 125291 | Relay, plug-in, 8-pin, DPDT, 5 A, mech & LED indicators, coil suppressor, lockable test button, label facility
G2R-2-SNDI 48VDC (S) | 4328 | 125292 | Relay, plug-in, 8-pin, DPDT, 5 A, mech & LED indicators, coil suppressor, lockable test button, label facility
G2R-2-SNDI 6VDC (S) | 4328 | 125385 | Relay, plug-in, DPDT, 5 A, mech. & LED indicator, test button, diode, 6 VDC
G2R-2-SNDI-AP3 24VDC (S) | 4514 | 171113 | Relay, plug-in, 8-pin, DPDT, 5 A, mech & LED indicators, coil suppressor, label test button, Au-plating
G2R-2-SNI 110VAC (S) | 4639 | 154482 | Relay, plug-in, 8-pin, DPDT, 5 A, mech & LED indicators, lockable test button, label facility
G2R-2-SNI 110VDC (S) | 6180 | 191252 | Relay, plug-in, 8-pin, DPDT, 5 A, mech & LED indicators, lockable test button, label facility
G2R-2-SNI 120VAC (S) | 4415 | 148906 | Relay, plug-in, DPDT, 5 A, mech. & LED indicator, test button, 120 VAC
G2R-2-SNI 12VAC (S) | 4058 | 171109 | Relay, plug-in, 8-pin, DPDT, 5 A, mech & LED indicators, lockable test button, label facility
G2R-2-SNI 12VDC (S) | 3219 | 125379 | Relay, plug-in, 8-pin, DPDT, 5 A, mech & LED indicators, lockable test button, label facility, 12 VDC
G2R-2-SNI 230VAC (S) | 6305 | 125383 | Relay, plug-in, 8-pin, DPDT, 5 A, mech & LED indicators, lockable test button, label facility
G2R-2-SNI 240VAC (S) | 6740 | 125384 | Relay, plug-in, DPDT, 5 A, mech. & LED indicator, test button, 240 VAC
G2R-2-SNI 24VAC (S) | 4058 | 125382 | Relay, plug-in, 8-pin, DPDT, 5 A, mech & LED indicators, lockable test button, label facility
G2R-2-SNI 24VDC (S) | 3236 | 125380 | Relay, plug-in, 8-pin, DPDT, 5 A, mech & LED indicators, lockable test button, label facility
G2R-2-SNI 48VAC (S) | 4292 | 183088 | Relay, plug-in, 8-pin, DPDT, 5 A, mech & LED indicators, lockable test button, label facility
G2R-2-SNI 48VDC (S) | 3251 | 125381 | Relay, plug-in, 8-pin, DPDT, 5 A, mech & LED indicators, lockable test button, label facility
G2R-2-SNI 6VDC (S) | 3321 | 125378 | Relay, plug-in, DPDT, 5 A, mech. & LED indicator, test button, 6 VDC
G2R-2-SNI-AP3 230VAC (S) | 7630 | 171111 | Relay, plug-in, DPDT (gold plated), 5 A, mech. & LED indicator, test button, 230 VAC
G2RL-1 12VDC | 1457 | 126077 | Relay, PCB terminal, low profile, flux protection, 5-pin, SPDT, 12 A, 12 VDC
G2RL-1 12VDC | 1457 | 354685
G2RL-1 24VDC | 1503 | 354686 | Relay, PCB terminal, 24VDC
G2RL-1-E 24VDC | 1503 | 354692
G2RL-2 12VDC | 1486 | 379435
G2RL-2 24VDC | 1584 | 379436 | Relay, PCB terminal, 24VDC
G2RL-24 24VDC | 1130 | 379448
G2RV-1-S-AP-G 21VDC | 2225 | 670565 | Slimline input relay (6 mm width), SPDT, 50 mA, for replacement in G2RV-SR***-AP 24DC or 24 VAC/DC
G2RV-1-S-AP-G DC11 | 2225 | 670570 | Slimline input relay (6 mm width), SPDT, 50 mA, for replacement in G2RV-SR***-AP 12VDC
G2RV-1-S-AP-G DC48 | 2336 | 670564 | Slimline input relay (6 mm width), SPDT, 50 mA, for replacement in G2RV-SR***-AP 48VAC/DC, 100 VAC, 110 VAC, 200 VAC, 230 VAC
G2RV-1-S-G 21VDC | 2124 | 670574 | Relay, SPCO, 6 A contacts, for replacement in G2RV-SR*00 24DC or 24 VAC/DC
G2RV-1-S-G DC11 | 2124 | 670573 | Relay, SPCO, 6 A contacts, for replacement in G2RV-SR*00 12VDC
G2RV-1-S-G DC48 | 2227 | 670572 | Relay, SPCO, 6 A contacts, for replacement in G2RV-SR*00 48VAC/DC, 100 VAC, 110 VAC, 200 VAC, 230 VAC
G2RV-1-SI-G 21VDC | 2281 | 670567 | Slimline relay (6 mm width), lockable test switch, SPDT, 6 A, for replacement in G2RV-SR701/501 24VDC or 24 VAC/DC
G2RV-SL500 110VAC | 6905 | 225264 | Relay & socket, 6 A contacts, push in terminals, 110 VAC
G2RV-SL500-AP 110VAC | 7250 | 374448 | Slimline input relay (6 mm width) incl. socket, SPDT, 50 mA, push in terminals, 110 VAC
G2RV-SL500-AP 12VDC | 6140 | 374439 | Slimline input relay (6 mm width) incl. socket, SPDT, 50 mA, push in terminals, 12 VDC
G2RV-SL500-AP 230VAC | 7250 | 374443 | Slimline input relay (6mm width) incl. socket, SPDT, 50 mA, push in terminals, 230 VAC
G2RV-SL700 48VAC/VDC | 5985 | 225259 | Relay & socket, 6 A contacts, rising box terminals, 48 VAC/DC
G2RV-SL700-AP 110VAC | 7025 | 374447 | Slimline input relay (6 mm width) incl. socket, SPDT, 50 mA, rising box screw terminals, 110 VAC
G2RV-SR500 100VAC | 4220 | 678009 | Slimline relay 6 mm incl. socket, SPDT, 6 A, Push-in terminals, 100 VAC
G2RV-SR500 110VAC | 4220 | 678033 | Slimline relay 6 mm incl. socket, SPDT, 6 A, Push-in terminals, 110 VAC
G2RV-SR500 12VDC | 3573 | 678027 | Slimline relay 6 mm incl. socket, SPDT, 6 A, Push-in terminals, 12 VDC
G2RV-SR500 200VAC | 4220 | 678036 | Slimline relay 6 mm incl. socket, SPDT, 6 A, Push-in terminals, 200 VAC
G2RV-SR500 230VAC | 4220 | 678019 | Slimline relay 6 mm incl. socket, SPDT, 6 A, Push-in terminals, 230 VAC
G2RV-SR500 24VAC/DC | 3708 | 678028 | Slimline relay 6mm incl. socket, SPDT, 6 A, Push-in terminals, 24 VAC/DC
G2RV-SR500 24VDC | 3573 | 678005 | Slimline relay 6mm incl. socket, SPDT, 6 A, Push-in terminals, 24 VDC
G2RV-SR500 48VAC/DC | 3795 | 678030 | Slimline relay 6 mm incl. socket, SPDT, 6 A, Push-in terminals, 48 VAC/DC
G2RV-SR500-AP 100VAC | 4430 | 678018 | Slimline input relay 6 mm incl. socket, SPDT, 50 mA, Push-in terminals, 100 VAC
G2RV-SR500-AP 110VAC | 4430 | 678011 | Slimline input relay 6 mm incl. socket, SPDT, 50 mA, Push-in terminals, 110 VAC
G2RV-SR500-AP 12VDC | 3755 | 678022 | Slimline input relay 6 mm incl. socket, SPDT, 50 mA, Push-in terminals, 12 VDC
G2RV-SR500-AP 200VAC | 4430 | 678024 | Slimline input relay 6 mm incl. socket, SPDT, 50 mA, Push-in terminals, 200 VAC
G2RV-SR500-AP 230VAC | 4430 | 678039 | Slimline input relay 6 mm incl. socket, SPDT, 50 mA, Push-in terminals, 230 VAC
G2RV-SR500-AP 24VAC/DC | 3885 | 678038 | Slimline input relay 6 mm incl. socket, SPDT, 50 mA, Push-in terminals, 24 VAC/DC
G2RV-SR500-AP 24VDC | 3755 | 678007 | Slimline input relay 6 mm incl. socket, SPDT, 50 mA, Push-in terminals, 24 VDC
G2RV-SR500-AP 48VAC/DC | 3980 | 678029 | Slimline input relay 6 mm incl. socket, SPDT, 50 mA, Push-in terminals, 48 VAC/DC
G2RV-SR501 24VAC/DC | 3982 | 678017 | Slimline relay 6mm incl. socket, SPDT, 6 A, Push-in terminals, 24 VAC/DC, Test switch
G2RV-SR501 24VDC | 3836 | 678015 | Slimline relay 6mm incl. socket, SPDT, 6 A, Push-in terminals, 24 VDC, Test switch
G2RV-SR700 100VAC | 4085 | 678037 | Slimline relay 6 mm incl. socket, SPDT, 6 A, Screw terminals, 100 VAC
G2RV-SR700 110VAC | 4085 | 678020 | Slimline relay 6 mm incl. socket, SPDT, 6 A, Screw terminals, 110 VAC
G2RV-SR700 12VDC | 3438 | 678006 | Slimline relay 6 mm incl. socket, SPDT, 6 A, Screw terminals, 12 VDC
G2RV-SR700 200VAC | 4085 | 678032 | Slimline relay 6 mm incl. socket, SPDT, 6 A, Screw terminals, 200 VAC
G2RV-SR700 230VAC | 4085 | 678040 | Slimline relay 6 mm incl. socket, SPDT, 6 A, Screw terminals, 230 VAC
G2RV-SR700 24VAC/DC | 3575 | 678013 | Slimline relay 6mm incl. socket, SPDT, 6 A, Screw terminals, 24 VAC/DC
G2RV-SR700 24VDC | 3438 | 678023 | Slimline relay 6 mm incl. socket, SPDT, 6 A, Screw terminals, 24 VDC
G2RV-SR700 48VAC/DC | 3659 | 678010 | Slimline relay 6 mm incl. socket, SPDT, 6 A, Screw terminals, 48 VAC/DC
G2RV-SR700-AP 100VAC | 4294 | 678008 | Slimline input relay 6 mm incl. socket, SPDT, 50 mA, Screw terminals, 100 VAC
G2RV-SR700-AP 110VAC | 4294 | 678035 | Slimline input relay 6 mm incl. socket, SPDT, 50 mA, Screw terminals, 110 VAC
G2RV-SR700-AP 12VDC | 3605 | 678021 | Slimline input relay 6 mm incl. socket, SPDT, 50 mA, Screw terminals, 12 VDC
G2RV-SR700-AP 200VAC | 4294 | 678012 | Slimline input relay 6 mm incl. socket, SPDT, 50 mA, Screw terminals, 200 VAC
G2RV-SR700-AP 230VAC | 4294 | 678025 | Slimline input relay 6 mm incl. socket, SPDT, 50 mA, Screw terminals, 230 VAC
G2RV-SR700-AP 24VAC/DC | 3755 | 678026 | Slimline input relay 6 mm incl. socket, SPDT, 50 mA, Screw terminals, 24 VAC/DC
G2RV-SR700-AP 24VDC | 3605 | 678034 | Slimline input relay 6 mm incl. socket, SPDT, 50 mA, Screw terminals, 24 VDC
G2RV-SR700-AP 48VAC/DC | 3846 | 678014 | Slimline input relay 6 mm incl. socket, SPDT, 50 mA, Screw terminals, 48 VAC/DC
G2RV-SR701 24VAC/DC | 3846 | 678016 | Slimline relay 6mm incl. socket, SPDT, 6 A, Screw terminals, 24 VAC/DC, test switch
G2RV-SR701 24VDC | 3697 | 678031 | Slimline relay 6mm incl. socket, SPDT, 6 A, Screw terminals, 24 VDC, test switch
G2RV-ST500 AC/DC24 | 3709 | 708509 | Slimline relay 6 mm incl. socket, SPDT, 6 A, Push-in terminals, 24 VAC/DC
G2RV-ST500 AC/DC48 | 3795 | 708540 | Slimline relay 6 mm incl. socket, SPDT, 6 A, Push-in terminals, 48 VAC/DC
G2RV-ST500 AC110 | 4221 | 708539 | Slimline relay 6 mm incl. socket, SPDT, 6 A, Push-in terminals, 110 VAC
G2RV-ST500 AC230 | 4221 | 708538 | Slimline relay 6 mm incl. socket, SPDT, 6 A, Push-in terminals, 230 VAC
G2RV-ST500 DC12 | 3574 | 708537 | Slimline relay 6 mm incl. socket, SPDT, 6 A, Push-in terminals, 12 VDC
G2RV-ST500 DC24 | 3574 | 708536 | Slimline relay 6 mm incl. socket, SPDT, 6 A, Push-in terminals, 24 VDC
G2RV-ST500-AP AC/DC24 | 3885 | 708535 | Slimline input relay 6 mm incl. socket, SPDT, 50 mA, Push-in terminals, 24 VAC/DC
G2RV-ST500-AP AC/DC48 | 3980 | 708534 | Slimline input relay 6 mm incl. socket, SPDT, 50 mA, Push-in terminals, 48 VAC/DC
G2RV-ST500-AP AC110 | 4430 | 708533 | Slimline input relay 6 mm incl. socket, SPDT, 50 mA, Push-in terminals, 110 VAC
G2RV-ST500-AP AC230 | 4430 | 708532 | Slimline input relay 6 mm incl. socket, SPDT, 50 mA, Push-in terminals, 230 VAC
G2RV-ST500-AP DC12 | 3755 | 708531 | Slimline input relay 6 mm incl. socket, SPDT, 50 mA, Push-in terminals, 12 VDC
G2RV-ST500-AP DC24 | 3755 | 708530 | Slimline input relay 6 mm incl. socket, SPDT, 50 mA, Push-in terminals, 24 VDC
G2RV-ST501 AC/DC24 | 3983 | 708529 | Slimline relay 6 mm incl. socket, SPDT, 6 A, Push-in terminals, 24 VAC/DC, Test switch
G2RV-ST501 DC24 | 3836 | 708528 | Slimline relay 6 mm incl. socket, SPDT, 6 A, Push-in terminals, 24 VDC, Test switch
G2RV-ST700 AC/DC24 | 3575 | 708527 | Slimline relay 6 mm incl. socket, SPDT, 6 A, Screw terminals, 24 VAC/DC
G2RV-ST700 AC/DC48 | 3659 | 708526 | Slimline relay 6 mm incl. socket, SPDT, 6 A, Screw terminals, 48 VAC/DC
G2RV-ST700 AC110 | 4086 | 708525 | Slimline relay 6 mm incl. socket, SPDT, 6 A, Screw terminals, 110 VAC
G2RV-ST700 AC230 | 4086 | 708524 | Slimline relay 6 mm incl. socket, SPDT, 6 A, Screw terminals, 230 VAC
G2RV-ST700 DC12 | 3439 | 708523 | Slimline relay 6 mm incl. socket, SPDT, 6 A, Screw terminals, 12 VDC
G2RV-ST700 DC24 | 3439 | 708522 | Slimline relay 6 mm incl. socket, SPDT, 6 A, Screw terminals, 24 VDC
G2RV-ST700-AP AC/DC24 | 3755 | 708521 | Slimline input relay 6 mm incl. socket, SPDT, 50 mA, Screw terminals, 24 VAC/DC
G2RV-ST700-AP AC/DC48 | 3847 | 708520 | Slimline input relay 6 mm incl. socket, SPDT, 50 mA, Screw terminals, 48 VAC/DC
G2RV-ST700-AP AC110 | 4294 | 708519 | Slimline input relay 6 mm incl. socket, SPDT, 50 mA, Screw terminals, 110 VAC
G2RV-ST700-AP AC230 | 4294 | 708518 | Slimline input relay 6 mm incl. socket, SPDT, 50 mA, Screw terminals, 230 VAC
G2RV-ST700-AP DC12 | 3605 | 708517 | Slimline input relay 6 mm incl. socket, SPDT, 50 mA, Screw terminals, 12 VDC
G2RV-ST700-AP DC24 | 3605 | 708516 | Slimline input relay 6 mm incl. socket, SPDT, 50 mA, Screw terminals, 24 VDC
G2RV-ST701 AC/DC24 | 3847 | 708515 | Slimline relay 6 mm incl. socket, SPDT, 6 A, Screw terminals, 24 VAC/DC, test switch
G2RV-ST701 DC24 | 3698 | 708514 | Slimline relay 6 mm incl. socket, SPDT, 6 A, Screw terminals, 24 VDC, test switch
G32A-A40-VD 5-24VDC | 23270 | 377393 | Replacement cartridge for G3PA-240B SSR, suitable for 'VD' versions only
G32A-A420-VD 12-24VDC | 43230 | 377395 | Replacement cartridge for G3PA-420B-VD SSR
G32A-A420-VD-2 12-24VDC | 48040 | 125232 | Replacement cartridge for G3PA-420B SSR, suitable for 'VD' versions only
G32A-A430-VD 12-24VDC | 51900 | 377396 | Replacement cartridge for G3PA-430B-VD SSR
G32A-A430-VD-2 12-24VDC | 76250 | 148199 | Replacement cartridge for G3PA-430B SSR, suitable for 'VD' versions only
G32A-A450-VD-2 12-24VDC | 64150 | 125233 | Replacement cartridge for G3PA-450B-VD-2 DC12-24 SSR
G32A-A60-VD 5-24VDC | 42700 | 377394 | Replacement cartridge for G3PA-260B SSR, suitable for 'VD' versions only
G32A-EA 100-240VAC | 45070 | 125216 | Cycle controller for use with SSR's
G32A-E-VR | 15260 | 125211
G32A-P2075 | 111000 | 373058 | Thyristor module for G3PH-2075B(L) SSR
G32A-P2150 | 146500 | 373059 | Thyristor module for G3PH-2150B(L) SSR
G32A-P5075 | 120900 | 373060 | Thyristor module for G3PH-5075B(L) SSR
G32A-P5150 | 196200 | 373061 | Thyristor module for G3PH-5150B(L) SSR
G32X-V2K | 16930 | 125222 | External variable resistor, 2 kW, for G3PW power controller
G3BD-103S-VD 5-24VDC | 36180 | 679638 | Plug-in SSR, 3A/5…110 VDC
G3DZ-2R6PL 24VDC | 12900 | 324092 | Solid-state relay, PCB terminal, 4-pin, SPST-NO, 0.6A, 24VDC
G3DZ-F4B 24VDC | 47470 | 157497
G3DZ-F4PU DC12 | 74450 | 687951 | Solid-state relay, PCB terminal, 4-pin, SPST-NO, 0.6 A, 12 VDC with push-in plus socket
G3DZ-F4PU DC24 | 74450 | 687950 | Solid-state relay, PCB terminal, 4-pin, SPST-NO, 24VDC with push-in plus socket
G3F-202SN-VD 100/110VAC | 29680 | 679769 | Solid-state relay, plug-in, zero crossing, 1-pole, 2 A, 100-110 VAC
G3F-202SN-VD 200/220VAC | 11580 | 166344 | Solid-state relay, plug-in, zero crossing, 1-pole, 2 A, 200-220 VAC
G3F-203SLN-VD 12VDC | 10120 | 240933 | SSR, plug-in, 3 A (100 to 240 VAC), 12 VDC
G3F-203SLN-VD 24VDC | 14440 | 418884 | SSR, plug-in, 3 A (100 to 240 VAC), 24 VDC
G3F-203SN-VD 5-24VDC | 14420 | 125181 | Solid State Relay
G3F-203S-VD 4-24VDC | 11080 | 169592
G3FD-102SN-VD 100/110VAC | 12800 | 249350 | Solid state relay, 100VDC, 2A, plug-in, LED indicator, 100-110 VAC input
G3FD-102SN-VD 200/220VAC | 12360 | 249351 | Solid state relay, 100VDC, 2A, plug-in, LED indicator, 200-220 VAC input
G3FD-102SN-VD 5-24VDC | 11700 | 249352 | Solid state relay, 100VDC, 2A, plug-in, LED indicator, 5-24 VDC input
G3FD-102S-VD 4-24VDC | 11750 | 249353 | Solid state relay, 100VDC, 2A, plug-in
G3FD-X03SN-VD 5-24VDC | 14420 | 228650 | Solid-state relay, plug-in, 8-pin, 1-pole, 2A, 4-48 VDC
G3FD-X03S-VD 4-24VDC | 10120 | 249354
G3H-203SLN-VD 24VDC | 24230 | 679784 | Solid state relay, 100..240 VAC, 3 A, plug-in terminals, equipped with operation indicator, 24 VDC
G3H-203SN-VD 5-24VDC | 12440 | 153254 | Solid state relay, 200VAC, 3A, plug-in, LED indicator
G3H-203S-VD 4-24VDC | 14510 | 125103 | Solid state relay, 200VAC, 3A, plug-in
G3HD-202SN-VD 12-24VDC | 29980 | 352885 | Solid state relay, 24 to 240 VDC, 2.5 A, plug-in terminals, equipped with operation indicator, 5 to 24 VDC
G3HD-X03SN-VD 5-24VDC | 24730 | 679783 | Solid state relay, 4 to 48 VDC, 3 A, plug-in terminals, equipped with operation indicator, 5 to 24 DC
G3J-205BL 100-240VAC | 44200 | 125117
G3J-205BL 12-24VDC | 44200 | 152000 | Simple solid state contactor, 200VAC, 4.8A, screw terminals
G3J-211BL 100-240VAC | 52600 | 125115
G3J-211BL 12-24VDC | 63250 | 125116 | Simple solid state contactor, 200VAC, 11.1A, screw terminals
G3J-S205BL 12-24VDC | 60200 | 125119 | Soft-start solid state contactor, 200VAC, 4.8A, screw terminal
G3J-S211BL 12-24VDC | 105500 | 125118
G3J-S403BL 12-24VDC | 134800 | 105503 | Soft-start SSC, 0.75 kW
G3J-S405BL 12-24VDC | 160200 | 125120 | Soft-start SSC, 2.2 kW
G3J-T205BL 12-24VDC | 65000 | 125123 | Soft-start/ stop solid state contactor, 200VAC, 4.8A, screw terminal
G3J-T211BL 12-24VDC | 77650 | 125122
G3JT-217BL 12-24VDC | 92200 | 125121
G3J-T403BL 12-24VDC | 94700 | 125124 | Soft-start/ stop solid state contactor, 400VAC, 2.4A, screw terminal
G3J-T405BL 12-24VDC | 111800 | 125125 | Soft-start/ stop solid state contactor, 400VAC, 4.8A, screw terminal
G3MC-202P 5VDC | 4645 | 125033
G3NA-205B-UTU 100-120VAC | 10580 | 169407 | Solid state relay (hockey puck), 1 ph, w/o heatsink, 5 A (24-240 VAC), zero cross, 100-120 VAC
G3NA-205B-UTU 100-240VAC | 10890 | 690649 | Solid state relay, surface mounting, zero crossing, 1-pole, 5 A, 24 to 240 VAC
G3NA-205B-UTU 5-24VDC | 9070 | 690651 | Solid state relay, surface mounting,zero crossing, 1-pole, 5 A, 24 to 240 VAC
G3NA-210B-UTU 100-240VAC | 11470 | 690648 | Solid state relay, surface mounting, zero crossing, 1-pole, 10 A, 24 to 240 VAC
G3NA-210B-UTU 5-24VDC | 10860 | 377386 | Solid state relay, surface mounting, zero crossing, 1-pole, 10 A, 24 to 240 VAC
G3NA-220B-UTU 100-240VAC | 14370 | 690647 | Solid state relay, surface mounting, zero crossing, 1-pole, 20 A, 24 to 240 VAC
G3NA-220B-UTU 5-24VDC | 12050 | 377387 | Solid state relay, surface mounting, zero crossing, 1-pole, 20 A, 24 to 240 VAC
G3NA-225B-UTU 100-240VAC | 16090 | 690646 | Solid state relay, surface mounting, zero crossing, 1-pole, 25 A, 24 to 240 VAC
G3NA-225B-UTU 5-24VDC | 14370 | 690650 | Solid state relay, surface mounting, zero crossing, 1-pole, 25 A, 24 to 240 VAC
G3NA-240B-UTU 100-120VAC | 25860 | 169611 | Solid state relay (hockey puck), 1 ph, w/o heatsink, 40 A (24-240 VAC), zero cross, 100 to 120 VAC
G3NA-240B-UTU 100-240VAC | 25860 | 690645 | Solid state relay, surface mounting, zero crossing, 1-pole, 40 A, 24 to 240 VAC
G3NA-240B-UTU 5-24VDC | 30730 | 377388 | Solid state relay, surface mounting, zero crossing, 1-pole, 40 A, 24 to 240 VAC
G3NA-250B-UTU 100-120VAC | 25480 | 227324 | Solid state relay, surface mounting, 1-pole, 50 A, 264 VAC max
G3NA-250B-UTU 100-240VAC | 25480 | 690643 | Solid state relay, surface mounting, zero crossing, 1-pole, 50 A, 24 to 240 VAC
G3NA-250B-UTU 5-24VDC | 24270 | 690644 | Solid state relay, surface mounting, zero crossing, 1-pole, 50 A, 24 to 240 VAC
G3NA-275B-UTU-2 100-240VAC | 27460 | 690641 | Solid state relay, surface mounting, zero crossing, 1-pole, 75 A, 24 to 240 VAC
G3NA-275B-UTU-2 5-24VDC | 26450 | 690642 | Solid state relay, surface mounting, zero crossing, 1-pole, 75 A, 24 to 240 VAC
G3NA-290B-UTU-2 100-240VAC | 28880 | 355228 | Solid state relay, surface mounting, 1-pole, 90 A, 264 VAC max
G3NA-290B-UTU-2 100-240VAC | 28890 | 690639 | Solid state relay, surface mounting, zero crossing, 1-pole, 90 A, 24 to 240 VAC
G3NA-290B-UTU-2 5-24VDC | 28140 | 690640 | Solid state relay, surface mounting, zero crossing, 1-pole, 90 A, 24 to 240 VAC
G3NA-410B-UTU 100-240VAC | 23520 | 690637 | Solid state relay, surface mounting, zero crossing, 1-pole, 10 A, 200 to 480 VAC
G3NA-410B-UTU 5-24VDC | 30950 | 690638 | Solid state relay, surface mounting, zero crossing, 1-pole, 10 A, 200 to 480 VAC
G3NA-420B-UTU 100-240VAC | 33550 | 690654 | Solid state relay, surface mounting, zero crossing, 1-pole, 20 A, 200 to 480 VAC
G3NA-420B-UTU 5-24VDC | 30670 | 690655 | Solid state relay, surface mounting, zero crossing, 1-pole, 20 A, 200 to 480 VAC
G3NA-425B-UTU-2 100-240VAC | 33550 | 690636 | Solid state relay, surface mounting, zero crossing, 1-pole, 25 A, 200 to 480 VAC
G3NA-425B-UTU-2 5-24VDC | 30670 | 377389 | Solid state relay, surface mounting, zero crossing, 1-pole, 25 A, 200 to 480 VAC
G3NA-440B-UTU-2 100-240VAC | 40820 | 690652 | Solid state relay, surface mounting, zero crossing, 1-pole, 40 A, 200 to 480 VAC
G3NA-440B-UTU-2 5-24VDC | 40800 | 690653 | Solid state relay, surface mounting, zero crossing, 1-pole, 40 A, 200 to 480 VAC
G3NA-450B-UTU-2 100-240VAC | 40800 | 690635 | Solid state relay, surface mounting, zero crossing, 1-pole, 50 A, 200 to 480 VAC
G3NA-450B-UTU-2 5-24VDC | 40780 | 377390 | Solid state relay, surface mounting, zero crossing, 1-pole, 50 A, 200 to 480 VAC
G3NA-475B-UTU-2 5-24VDC | 36150 | 690634 | Solid state relay, surface mounting, zero crossing, 1-pole, 75 A, 200 to 480 VAC
G3NA-490B-UTU-2 100-240VAC | 37180 | 690631 | Solid state relay, surface mounting, zero crossing, 1-pole, 90 A, 200 to 480 VAC
G3NA-490B-UTU-2 5-24VDC | 37180 | 690632 | Solid state relay, surface mounting, zero crossing, 1-pole, 90 A, 200 to 480 VAC
G3NA-D210B-UTU 100-240VAC | 21000 | 690629 | Solid state relay, surface mounting, 1-pole, 10 A, 5 to 200 VDC
G3NA-D210B-UTU 5-24VDC | 21530 | 690630 | Solid state relay, surface mounting, 1-pole, 10 A, 5 to 200 VDC
G3NE-205T-US 24VDC | 6485 | 679639 | Compact SSR, 5 A, 264 VAC max, zero cross over
G3NE-205T-US 5VDC | 7465 | 166393
G3NE-210TL-US 12VDC | 10010 | 248861 | Compact SSR, 10A, 264 VAC max
G3NE-210T-US 12VDC | 12790 | 679635 | SSR (quick connect), 1 ph, w/o heatsink, 10 A (100 to 240 VAC), zero cross, 12 VDC
G3NE-210T-US 24VDC | 10950 | 351849 | Compact SSR, 10 A, 264 VAC max, zero cross over
G3NE-210T-US 5VDC | 8425 | 166401 | Compact SSR, 10 A, 264 VAC max, zero cross over
G3NE-220TL-US 24VDC | 10380 | 144578 | Solid state relay (quick connect), 1 ph, w/o heatsink, 20 A (100-240 VAC), 24 VDC
G3NE-220T-US 12VDC | 10830 | 323248 | Solid state relay (quick connect), 1 ph, w/o heatsink, 20 A (100 to 240 VAC), zero cross, 12 VDC
G3NE-220T-US 24VDC | 12690 | 230921 | Compact SSR, 20A, 264 VAC max, zero cross over
G3PA-240B-VD 5-24VDC | 32880 | 376268 | Solid state relay, DIN rail/surface mounting, 1-pole, 40 A, 264 VAC max
G3PA-260B-VD 5-24VDC | 55350 | 376269 | Solid state relay, DIN rail/surface mounting, 1-pole, 60 A, 264 VAC max
G3PA-420B-VD 12-24VDC | 47450 | 376270 | Solid state relay, DIN rail/surface mounting, 1-pole, 20 A, 440 VAC max
G3PA-420B-VD-2 12-24VDC | 48400 | 124813 | Solid state relay, DIN rail/surface mounting, 1-pole, 20 A, 440 VAC max
G3PA-430B-VD 12-24VDC | 62650 | 376271 | Solid state relay, DIN rail/surface mounting, 1-pole, 30 A, 440 VAC max
G3PA-430B-VD-2 12-24VDC | 79250 | 124815 | Solid state relay, DIN rail/surface mounting, 1-pole, 30 A, 440 VAC max
G3PA-450B-VD-2 12-24VDC | 99200 | 124814 | Solid state relay, DIN rail/surface mounting, 1-pole, 50 A, 440 VAC max
G3PE-215B 12-24VDC | 16750 | 376272 | Solid state relay, 1 phase, 15A 100-240 VAC, with heat sink, DIN rail mount
G3PE-215B-2 12-24VDC | 40930 | 375402 | Solid-State relay, 2-pole, screw mounting, 15A, 264VAC max
G3PE-215B-2H 12-24VDC | 38720 | 375434 | Solid-State relay, 2-pole 15A, 264VAC max
G3PE-215B-2N 12-24VDC | 56100 | 375418 | Solid-State relay, 2-pole, DIN-track mounting, 15A, 264 VAC max
G3PE-215B-3 12-24VDC | 52350 | 375406 | Solid-State relay, 3-pole, screw mounting, 15A, 264VAC max
G3PE-215B-3H 12-24VDC | 50900 | 375438 | Solid-State relay, 3-pole 15A, 264VAC max
G3PE-215B-3N 12-24VDC | 58650 | 375422 | Solid-State relay, 3-pole, DIN-track mounting, 15 A, 264 VAC max
G3PE-215BL 12-24VDC | 16750 | 376274 | Solid-state relay, 1 phase, 15A 100-240Vac, with heat sink, DIN rail mount, non zero cross switching function
G3PE-225B 12-24VDC | 18300 | 376273 | Solid state relay, 1 phase, 25A 100-240 VAC, with heat sink, DIN rail mount
G3PE-225B-2 12-24VDC | 43890 | 375403 | Solid-State relay, 2-pole, screw mounting, 25A, 264VAC max
G3PE-225B-2H 12-24VDC | 42390 | 375435 | Solid-State relay, 2-pole 25A, 264VAC max
G3PE-225B-2N 12-24VDC | 61800 | 375419 | Solid-State relay, 2-pole, DIN-track mounting, 25A, 264VAC max
G3PE-225B-3 12-24VDC | 61050 | 375407 | Solid-State relay, 3-pole, screw mounting, 25A, 264VAC max
G3PE-225B-3H 12-24VDC | 58100 | 375439 | Solid-State relay, 3-pole 25A, 264VAC max
G3PE-225B-3N 12-24VDC | 73300 | 375423 | Solid-State relay, 3-pole, DIN-track mounting, 25A, 264 VAC max
G3PE-225BL 12-24VDC | 18300 | 376275 | Solid-state relay, 1 phase, 25A 100 to 240 VAC, with heat sink, DIN rail mount, non zero cross switching function
G3PE-235B 12-24VDC | 21240 | 375391 | Solid state relay, 1-pole, DIN-track mounting, 35 A, 264 VAC max
G3PE-235B-2 12-24VDC | 54250 | 375404 | Solid-State relay, 2-pole, screw mounting, 35A, 264VAC max
G3PE-235B-2H 12-24VDC | 49950 | 375436 | Solid-State relay, 2-pole 35A, 264VAC max
G3PE-235B-2N 12-24VDC | 73200 | 375420 | Solid-State relay, 2-pole, DIN-track mounting, 35A, 264VAC max
G3PE-235B-3 12-24VDC | 73500 | 375408 | Solid-State relay, 3-pole, screw mounting, 35A, 264VAC max
G3PE-235B-3H 12-24VDC | 68850 | 375440 | Solid-State relay, 3-pole 35A, 264VAC max
G3PE-235B-3N 12-24VDC | 90200 | 375424 | Solid-State relay, 3-pole, DIN-track mounting, 35A, 264VAC max
G3PE-235BL 12-24VDC | 29690 | 375393 | Solid State Relay, 1-pole, DIN-track mounting, w/o zero cross, 35 A, 264 VAC max
G3PE-245B 12-24VDC | 25630 | 375392 | Solid state relay, 1-pole, DIN-track mounting, 45 A, 264 VAC max
G3PE-245B-2 12-24VDC | 62600 | 375405 | Solid-State relay, 2-pole, screw mounting, 45A, 264VAC max
G3PE-245B-2H 12-24VDC | 56950 | 375437 | Solid-State relay, 2-pole 45A, 264VAC max
G3PE-245B-2N 12-24VDC | 86250 | 375421 | Solid-State relay, 2-pole, DIN-track mounting, 35A, 264VAC max
G3PE-245B-3 12-24VDC | 82850 | 375409 | Solid-State relay, 3-pole, screw mounting, 45A, 264VAC max
G3PE-245B-3H 12-24VDC | 72000 | 375441 | Solid-State relay, 3-pole 45A, 264VAC max
G3PE-245B-3N 12-24VDC | 101400 | 375425 | Solid-State relay, 3-pole, DIN-track mounting, 45A, 264VAC max
G3PE-245BL 12-24VDC | 36690 | 375394 | Solid State Relay, 1-pole, DIN-track mounting, w/o zero cross, 45 A, 264 VAC max
G3PE-515B 12-24VDC | 43720 | 375395 | Solid state relay, 1-pole, DIN-track mounting, 15 A, 528 VAC max
G3PE-515B-2 12-24VDC | 50550 | 375410 | Solid-State relay, 2-pole, screw mounting, 15A, 528VAC max
G3PE-515B-2H 12-24VDC | 57200 | 375442 | Solid-State relay, 2-pole 15A, 264VAC max
G3PE-515B-2N 12-24VDC | 60200 | 375426 | Solid state relay, 2-pole, DIN-track mounting, 15 A, 528VAC max
G3PE-515B-3 12-24VDC | 59600 | 375414 | Solid-State relay, 3-pole, screw mounting, 15A, 528VAC max
G3PE-515B-3H 12-24VDC | 81400 | 375446 | Solid-State relay, 3-pole 15A, 264VAC max
G3PE-515B-3N 12-24VDC | 75450 | 375430 | Solid state relay, 3-pole, DIN-track mounting, 15 A, 528 VAC max
G3PE-515BL 12-24VDC | 47380 | 375398 | Solid State Relay, 1-pole, DIN-track mounting, w/o zero cross, 15 A, 528 VAC max
G3PE-525B 12-24VDC | 49600 | 375396 | Solid state relay, 1-pole, DIN-track mounting, 25 A, 528 VAC max
G3PE-525B-2 12-24VDC | 60550 | 375411 | Solid-State relay, 2-pole, screw mounting, 25A, 528VAC max
G3PE-525B-2H 12-24VDC | 69700 | 375443 | Solid-State relay, 2-pole 25A, 528VAC max
G3PE-525B-2N 12-24VDC | 71050 | 375427 | Solid state relay, 2-pole, DIN-track mounting, 25A, 528VAC max
G3PE-525B-3 12-24VDC | 93150 | 375415 | Solid-State relay, 3-pole, screw mounting, 25A, 528VAC max
G3PE-525B-3H 12-24VDC | 99850 | 375447 | Solid-State relay, 3-pole 25 A, 528 VAC max
G3PE-525B-3N 12-24VDC | 93150 | 375431 | Solid state relay, 3-pole, DIN-track mounting, 25 A, 528 VAC max
G3PE-525BL 12-24VDC | 49600 | 375399 | Solid State Relay, 1-pole, DIN-track mounting, w/o zero cross, 25 A, 528 VAC max
G3PE-535B 12-24VDC | 54400 | 375397 | Solid state relay, 1-pole, DIN-track mounting, 35 A, 528 VAC max
G3PE-535B-2 12-24VDC | 67950 | 375412 | Solid-State relay, 2-pole, screw mounting, 35A, 528VAC max
G3PE-535B-2H 12-24VDC | 89600 | 375444 | Solid-State relay, 2-pole 35A, 528VAC max
G3PE-535B-2N 12-24VDC | 90900 | 375428 | Solid state relay, 2-pole, DIN-track mounting, 35A, 528VAC max
G3PE-535B-3 12-24VDC | 100500 | 375416 | Solid-State relay, 3-pole, screw mounting, 35A, 528VAC max
G3PE-535B-3H 12-24VDC | 121200 | 375448 | Solid-State relay, 3-pole 35A, 528VAC max
G3PE-535B-3N 12-24VDC | 111700 | 375432 | Solid state relay, 3-pole, DIN-track mounting, 35 A, 528 VAC max
G3PE-535BL 12-24VDC | 54400 | 375400 | Solid State Relay, 1-pole, DIN-track mounting, w/o zero cross, 35 A, 528 VAC max
G3PE-545B 12-24VDC | 52200 | 375390 | Solid state relay, 1-pole, DIN-track mounting, 45 A, 528 VAC max
G3PE-545B-2 12-24VDC | 73650 | 375413 | Solid-State relay, 2-pole, screw mounting, 45A, 528VAC max
G3PE-545B-2H 12-24VDC | 96900 | 375445 | Solid-State relay, 2-pole 45A, 528VAC max
G3PE-545B-2N 12-24VDC | 98050 | 375429 | Solid state relay, 2-pole, DIN-track mounting, 35A, 528VAC max
G3PE-545B-3 12-24VDC | 114100 | 375417 | Solid-State relay, 3-pole, screw mounting, 45A, 528VAC max
G3PE-545B-3H 12-24VDC | 132900 | 375449 | Solid-State relay, 3-pole 45A, 528 VAC max
G3PE-545B-3N 12-24VDC | 127300 | 375433 | Solid state relay, 3-pole, DIN-track mounting, 45 A, 528 VAC max
G3PE-545BL 12-24VDC | 52200 | 375401 | Solid State Relay, 1-pole, DIN-track mounting, w/o zero cross, 45 A, 528 VAC max
G3PF-225B 24VDC | 62500 | 242978 | Solid-state relay 25 A, 100 to 240 VAC, with built in current transformer, M3 terminals, 1 alarm
G3PF-225B-CTB 24VDC | 82050 | 242975 | Solid-state relay 25A, 100-240VAC, with built in current transformer, jack-in cage clamp terminals, 2 alarms
G3PF-225B-STB 24VDC | 82050 | 242971 | Solid-state relay 25A, 100-240VAC, with built in current transformer, cage clamp terminals, 2 alarms
G3PF-235B 24VDC | 74100 | 242979 | Solid-state relay 35 A, 100 to 240 VAC, with built in current transformer, M3 terminals, 1 alarm
G3PF-235B-CTB 24VDC | 90500 | 242976 | Solid-state relay 35 A, 100 to 240 VAC, with built in current transformer, jack-in cage clamp terminals, 2 alarms
G3PF-235B-STB 24VDC | 90500 | 242972 | Solid-state relay 35A, 100-240VAC, with built in current transformer, cage clamp terminals, 2 alarms
G3PF-525B 24VDC | 68450 | 242980 | Solid-state relay 25A, 200 to 480 VAC, with built in current transformer, M3 terminals, 1 alarm
G3PF-525B-CTB 24VDC | 86150 | 242969 | Solid-state relay 25A, 200-480VAC, with built in current transformer, jack-in cage clamp terminals, 2 alarms
G3PF-525B-STB 24VDC | 86150 | 242973 | Solid-state relay 25A, 200-480VAC, with built in current transformer, jack-in screw terminals, 2 alarms
G3PF-535B 24VDC | 77700 | 242981 | Solid-state relay 35A, 200 to 480 VAC, with built in current transformer, M3 terminals, 1 alarm
G3PF-535B-CTB 24VDC | 95300 | 242970 | Solid-state relay 35 A, 200 to 480 VAC, with built in current transformer, jack-in cage clamp terminals, 2 alarms
G3PF-535B-STB 24VDC | 95300 | 242974 | Solid-state relay 35A, 200-480VAC, with built in current transformer, jack-in screw terminals, 2 alarms
G3PH-2075B 100-240VAC | 223900 | 355573 | Solid State Relay, surface mounting, max. load: 75 A, 100-240 VAC
G3PH-2075B 5-24VDC | 260300 | 355584 | Solid State Relay, surface mounting, max. load: 75 A, 100-240 VAC
G3PH-2075BL 5-24VDC | 216100 | 355580 | Solid State Relay, surface mounting, max. load: 75 A, 100-240 VAC, w/o zero cross
G3PH-2150B 100-240VAC | 311100 | 355574 | Solid State Relay, surface mounting, max. load: 150 A, 100-240 VAC
G3PH-2150B 5-24VDC | 366700 | 355579 | Solid State Relay, surface mounting, max. load: 150 A, 100 to 240 VAC
G3PH-2150BL 5-24VDC | 311100 | 355581 | Solid State Relay, surface mounting, max. load: 150 A, 100-240 VAC, w/o zero cross
G3PH-5075B 100-240VAC | 250600 | 355577 | Solid State Relay, surface mounting, max. load: 75 A, 180-480 VAC
G3PH-5075B 5-24VDC | 250600 | 355575 | Solid State Relay, surface mounting, max. load: 75 A, 180-480 VAC
G3PH-5075BL 5-24VDC | 231400 | 355582 | Solid State Relay, surface mounting, max. load: 75 A, 180-480 VAC, w/o zero cross
G3PH-5150B 100-240VAC | 338400 | 355578 | Solid State Relay, surface mounting, max. load: 150 A, 180-480 VAC
G3PH-5150B 5-24VDC | 394800 | 355576 | Solid State Relay, surface mounting, max. load: 150 A, 180 to 480 VAC
G3PH-5150BL 5-24VDC | 338600 | 355583 | Solid State Relay, surface mounting, max. load: 150 A, 180-480 VAC, w/o zero cross
G3PJ-215B DC12-24 | 17200 | 669862 | Solid-state relay, 1 phase, 18A, 24-240V AC, with heat sink, DIN rail mount, input voltage 12-24V DC
G3PJ-215B-PU DC12-24 | 17870 | 669912 | Solid-state relay, 1 phase, 15A, 24-240V AC, with heat sink, DIN rail mount, input voltage 12-24V DC with Push-in terminal
G3PJ-225B DC12-24 | 18780 | 669893 | Solid-state relay, 1 phase, 27A, 24-240V AC, with heat sink, DIN rail mount, input voltage 12-24V DC
G3PJ-225B-PU DC12-24 | 19550 | 669857 | Solid-state relay, 1 phase, 27A, 24-240 VAC, with heat sink, DIN rail mount, input voltage 12-24V DC with Push-in terminals
G3PJ-515B DC12-24 | 44880 | 669945 | Solid-state relay, 1 phase, 23A, 100-480V AC, with heat sink, DIN rail mount, input voltage 12-24V DC
G3PJ-515B-PU DC12-24 | 46650 | 669883 | Solid-state relay, 1 phase, 23A, 100-480V AC, with heat sink, DIN rail mount, input voltage 12-24V DC with Push-in terminals
G3PJ-525B DC12-24 | 50950 | 669932 | Solid-state relay, 1 phase, 27A, 100-480 VAC, with heat sink, DIN rail mount, input voltage 12-24V DC
G3PJ-525B-PU DC12-24 | 52950 | 669913 | Solid-state relay, 1 phase, 27A, 100-480V AC, with heat sink, DIN rail mount, input voltage 12-24V DC with Push-in terminals
G3PW-A220EC-C-FLK | 184400 | 260085 | Single phase power controller, constant current type, 20 A, SLC terminals
G3PW-A220EC-S-FLK | 246000 | 260076 | Single phase power controller, constant current type, 20 A, screw terminals
G3PW-A220EU-C | 165000 | 260079 | Single phase power controller, standard type, 20 A, SLC terminals
G3PW-A220EU-S | 167500 | 260082 | Single phase power controller, standard type, 20 A, screw terminals
G3PW-A245EC-C-FLK | 219600 | 260086 | Single phase power controller, constant current type, 45 A, SLC terminals
G3PW-A245EC-S-FLK | 300900 | 260077 | Single phase power controller, constant current type, 45 A, screw terminals
G3PW-A245EU-C | 192300 | 260080 | Single phase power controller, standard type, 45 A, SLC terminals
G3PW-A245EU-S | 204000 | 260083 | Single phase power controller, standard type, 45 A, screw terminals
G3PW-A260EC-C-FLK | 233900 | 260087 | Single phase power controller, constant current type, 60 A, SLC terminals
G3PW-A260EC-S-FLK | 303800 | 260078 | Single phase power controller, constant current type, 60 A, screw terminals
G3PW-A260EU-C | 211000 | 260081 | Single phase power controller, standard type, 60 A, SLC terminals
G3PW-A260EU-S | 217400 | 260084 | Single phase power controller, standard type, 60 A, screw terminals
G3R-202PN-2 24VDC | 11140 | 323249 | Solid-state relay, PCB terminals, 4-pin, 1-pole, 200VAC, 2A
G3R-202PN-US 12VDC | 12210 | 124742
G3RD-101PN-US 24VDC | 16230 | 166407
G3RD-X02PN-2 24VDC | 15510 | 343329 | Solid-state relay, PCB terminal, 4-pin, SPST-NO, 2 A at 4-48VDC, 24 VDC
G3R-IAZR1SN-UTU 100-240VAC | 14780 | 124670 | Solid state relay
G3R-IDZR1SN-1-UTU 12-24VDC | 14050 | 124672 | SSR (input), plug-in, 0.1-100 mA (4-32 VDC), low-speed (10 Hz), 12 to 24 VDC
G3R-IDZR1SN-1-UTU 5VDC | 14050 | 147394 | SSR (input), plug-in, 0.1-100 mA (4-32 VDC), low-speed (10 Hz), 5 VDC
G3R-IDZR1SN-UTU 12-24VDC | 12510 | 124671 | Solid state relay (input), plug-in, 0.1-100 mA (4-32 VDC), high-speed (1 kHz), 12-24 VDC
G3R-IDZR1SN-UTU 5VDC | 13720 | 145210 | SSR (input), plug-in, 0.1-100 mA (4-32 VDC), high-speed (1 kHz), 5 VDC
G3R-OA202SLN-UTU 5-24VDC | 10680 | 124673 | Solid state relay, plug-in, 5-pin, 1-pole, 2 A, 75-264 VAC
G3R-OA202SZN-UTU 5-24VDC | 14990 | 124674 | Solid state relay, plug-in, 5-pin, 1-pole, 2 A, 75-264 VAC
G3R-OD201SN-UTU 5-24VDC | 14270 | 124676 | Solid state relay, plug-in, 5-pin, 1-pole, 1.5A, 48-200VDC
G3R-ODX02SN-UTU 5-24VDC | 13550 | 124675 | Solid state relay, plug-in, 5-pin, 1-pole, 2 A, 4-60 VDC
G3RV-202S 12VDC | 9240 | 323540 | Solid-state relay, plug-in, 5-pin, 2A, 75-264VAC
G3RV-202S 24VDC | 8145 | 323541 | Slim solid state relay, plug-in, 5-pin, 2A, 75-264VAC
G3RV-202S 48VDC | 9240 | 323542 | Solid-state relay, plug-in, 5-pin, 2A, 75-264VAC
G3RV-202SL 12VDC | 9185 | 323543 | Solid-state relay, plug-in, 5-pin, 2A, 75-264VAC, without zero cross function
G3RV-202SL 24VDC | 9185 | 323544 | Solid-state relay, plug-in, 5-pin, 2A, 75-264VAC, without zero cross function
G3RV-202SL 48VDC | 10250 | 323545 | Solid-state relay, plug-in, 5-pin, 2A, 75-264VAC, without zero cross function
G3RV-D03SL 12VDC | 9105 | 323546 | Solid State Relay, plug-in, 5-pin, 3 A, 5 to 24 VDC
G3RV-D03SL 24VDC | 8145 | 323547 | Slim solid state relay, plug-in, 5-pin, 3 A, 5 - 24 VDC
G3RV-D03SL 48VDC | 9390 | 323548 | Solid State Relay, plug-in, 5-pin, 3 A, 5 - 24 VDC
G3RV-SL500-D 230VAC | 16010 | 323549 | Slim solid state relay and socket combination, 1-pole, 3A 5-24VDC, SLC
G3RV-SL700-A 12VDC | 13820 | 323562 | Slim solid state relay and socket combination, 1-pole, 2 A 100 to 240 VAC, zreo cross function, screw terminals
G3RV-SR500-A 100VAC | 14080 | 669901 | Slimline SSR 6mm, incl. socket, AC output TRIAC, 2A, Push-in terminals, 100V AC, Zero-cross
G3RV-SR500-A 110VAC | 14080 | 669896 | Slimline SSR 6mm, incl. socket, AC output TRIAC, 2A, Push-in terminals, 110V AC, Zero-cross
G3RV-SR500-A 12VDC | 12450 | 669877 | Slimline SSR 6mm, incl. socket, AC output TRIAC, 2 A, Push-in terminals, 12VDC, Zero-cross
G3RV-SR500-A 200VAC | 14080 | 669858 | Slimline SSR 6mm, incl. socket, AC output TRIAC, 2A, Push-in terminals, 200VAC, Zero-cross
G3RV-SR500-A 230VAC | 14080 | 669903 | Slimline SSR 6mm, incl. socket, AC output TRIAC, 2A, Push-in terminals, 230V AC, Zero-cross
G3RV-SR500-A 24VAC/DC | 12450 | 669868 | Slimline SSR 6mm, incl. socket, AC output TRIAC, 2A, Push-in terminals, 24V AC/DC, Zero-cross
G3RV-SR500-A 24VDC | 12450 | 669922 | Slimline SSR 6mm, incl. socket, AC output TRIAC, 2 A, Push-in terminals, 24VDC, Zero-cross
G3RV-SR500-A 48VAC/DC | 12450 | 669942 | Slimline SSR 6mm, incl. socket, AC output TRIAC, 2A, Push-in terminals, 48V AC/DC, Zero-cross
G3RV-SR500-AL 100VAC | 15220 | 669897 | Slimline SSR 6mm, incl. socket, AC output TRIAC, 2A, Push-in terminals, 100V AC, Non Zero-cross
G3RV-SR500-AL 110VAC | 15220 | 669914 | Slimline SSR 6mm, incl. socket, AC output TRIAC, 2A, Push-in terminals, 110V AC, Non Zero-cross
G3RV-SR500-AL 12VDC | 11910 | 669920 | Slimline SSR 6mm, incl. socket, AC output TRIAC, 2A, Push-in terminals, 12V DC, Non Zero-cross
G3RV-SR500-AL 200VAC | 15220 | 669875 | Slimline SSR 6mm, incl. socket, AC output TRIAC, 2A, Push-in terminals, 200V AC, Non Zero-cross
G3RV-SR500-AL 230VAC | 15220 | 669884 | Slimline SSR 6mm, incl. socket, AC output TRIAC, 2A, Push-in terminals, 230V AC, Non Zero-cross
G3RV-SR500-AL 24VAC/DC | 14080 | 669886 | Slimline SSR 6mm, incl. socket, AC output TRIAC, 2A, Push-in terminals, 24V AC/DC, Non Zero-cross
G3RV-SR500-AL 24VDC | 11910 | 669933 | Slimline SSR 6mm, incl. socket, AC output TRIAC, 2A, Push-in terminals, 24V DC, Non Zero-cross
G3RV-SR500-AL 48VAC/DC | 14080 | 669917 | Slimline SSR 6mm, incl. socket, AC output TRIAC, 2A, Push-in terminals, 48V AC/DC, Non Zero-cross
G3RV-SR500-D 100VAC | 14080 | 669929 | Slimline SSR 6mm, incl. socket, DC output MOSFET, 3 A, Push-in terminals, 100VAC
G3RV-SR500-D 110VAC | 14080 | 669940 | Slimline SSR 6mm, incl. socket, DC output MOSFET, 3 A, Push-in terminals, 110VAC
G3RV-SR500-D 12VDC | 12450 | 669888 | Slimline SSR 6mm, incl. socket, DC output MOSFET, 3 A, Push-in terminals, 12VDC
G3RV-SR500-D 200VAC | 14080 | 669905 | Slimline SSR 6mm, incl. socket, DC output MOSFET, 3A, Push-in terminals, 200V AC
G3RV-SR500-D 230VAC | 14080 | 669890 | Slimline SSR 6mm, incl. socket, DC output MOSFET, 3 A, Push-in terminals, 230VAC
G3RV-SR500-D 24VAC/DC | 12450 | 669860 | Slimline SSR 6mm, incl. socket, DC output MOSFET, 3A, Push-in terminals, 24V AC/DC
G3RV-SR500-D 24VDC | 12450 | 669870 | Slimline SSR 6mm, incl. socket, DC output MOSFET, 3A, Push-in terminals, 24V DC
G3RV-SR500-D 48VAC/DC | 12450 | 669937 | Slimline SSR 6mm, incl. socket, DC output MOSFET, 3 A, Push-in terminals, 48V AC/DC
G3RV-SR700-A 100VAC | 13550 | 669925 | Slimline SSR 6mm, incl. socket, AC output TRIAC, 2A, Screw terminals, 100V AC, Zero-cross
G3RV-SR700-A 110VAC | 13550 | 669934 | Slimline SSR 6mm, incl. socket, AC output TRIAC, 2A, Screw terminals, 110V AC, Zero-cross
G3RV-SR700-A 12VDC | 11910 | 669906 | Slimline SSR 6mm, incl. socket, AC output TRIAC, 2A, Screw terminals, 12V DC, Zero-cross
G3RV-SR700-A 200VAC | 13550 | 669915 | Slimline SSR 6mm, incl. socket, AC output TRIAC, 2A, Screw terminals, 200V AC, Zero-cross
G3RV-SR700-A 230VAC | 13550 | 669907 | Slimline SSR 6mm, incl. socket, AC output TRIAC, 2A, Screw terminals, 230V AC, Zero-cross
G3RV-SR700-A 24VAC/DC | 11910 | 669916 | Slimline SSR 6mm, incl. socket, AC output TRIAC, 2A, Screw terminals, 24V AC/DC, Zero-cross
G3RV-SR700-A 24VDC | 11910 | 669865 | Slimline SSR 6mm, incl. socket, AC output TRIAC, 2A, Screw terminals, 24V DC, Zero-cross
G3RV-SR700-A 48VAC/DC | 11910 | 669935 | Slimline SSR 6mm, incl. socket, AC output TRIAC, 2A, Screw terminals, 48V AC/DC, Zero-cross
G3RV-SR700-AL 100VAC | 14630 | 669885 | Slimline SSR 6mm, incl. socket, AC output TRIAC, 2A, Screw terminals, 100V AC, Non Zero-cross
G3RV-SR700-AL 110VAC | 14630 | 669904 | Slimline SSR 6mm, incl. socket, AC output TRIAC, 2A, Screw terminals, 110V AC, Non Zero-cross
G3RV-SR700-AL 12VDC | 11910 | 669918 | Slimline SSR 6mm, incl. socket, AC output TRIAC, 2A, Screw terminals, 12V DC, Non Zero-cross
G3RV-SR700-AL 200VAC | 14630 | 669855 | Slimline SSR 6mm, incl. socket, AC output TRIAC, 2A, Screw terminals, 200V AC, Non Zero-cross
G3RV-SR700-AL 230VAC | 14630 | 669938 | Slimline SSR 6mm, incl. socket, AC output TRIAC, 2A, Screw terminals, 230V AC, Non Zero-cross
G3RV-SR700-AL 24VAC/DC | 13550 | 669856 | Slimline SSR 6mm, incl. socket, AC output TRIAC, 2A, Screw terminals, 24V AC/DC, Non Zero-cross
G3RV-SR700-AL 24VDC | 11910 | 669899 | Slimline SSR 6mm, incl. socket, AC output TRIAC, 2A, Screw terminals, 24V DC, Non Zero-cross
G3RV-SR700-AL 48VAC/DC | 13550 | 669878 | Slimline SSR 6mm, incl. socket, AC output TRIAC, 2A, Screw terminals, 48V AC/DC, Non Zero-cross
G3RV-SR700-D 100VAC | 13550 | 669911 | Slimline SSR 6mm, incl. socket, DC output MOSFET, 3A, Screw terminals, 100V AC
G3RV-SR700-D 110VAC | 13550 | 669887 | Slimline SSR 6mm, incl. socket, DC output MOSFET, 3A, Screw terminals, 110V AC
G3RV-SR700-D 12VDC | 11910 | 669892 | Slimline SSR 6mm, incl. socket, DC output MOSFET, 3A, Screw terminals, 12V DC
G3RV-SR700-D 200VAC | 13550 | 669931 | Slimline SSR 6mm, incl. socket, DC output MOSFET, 3A, Screw terminals, 200V AC
G3RV-SR700-D 230VAC | 13550 | 669882 | Slimline SSR 6mm, incl. socket, DC output MOSFET, 3A, Screw terminals, 230V AC
G3RV-SR700-D 24VAC/DC | 11910 | 669894 | Slimline SSR 6mm, incl. socket, DC output MOSFET, 3A, Screw terminals, 24V AC/DC
G3RV-SR700-D 24VDC | 11910 | 669919 | Slimline SSR 6mm, incl. socket, DC output MOSFET, 3A, Screw terminals, 24V DC
G3RV-SR700-D 48VAC/DC | 11910 | 669864 | Slimline SSR 6mm, incl. socket, DC output MOSFET, 3A, Screw terminals, 48V AC/DC
G3RV-ST500-A AC/DC24 | 12460 | 708541 | Slimline SSR 6 mm, incl. socket, AC output TRIAC, 2 A, Push-in terminals, 24 VAC/DC, Zero-cross
G3RV-ST500-A AC/DC48 | 12460 | 708542 | Slimline SSR 6 mm, incl. socket, AC output TRIAC, 2 A, Push-in terminals, 48 VAC/DC, Zero-cross
G3RV-ST500-A AC110 | 14080 | 708543 | Slimline SSR 6 mm, incl. socket, AC output TRIAC, 2 A, Push-in terminals, 110 VAC, Zero-cross
G3RV-ST500-A AC230 | 14080 | 708544 | Slimline SSR 6 mm, incl. socket, AC output TRIAC, 2 A, Push-in terminals, 230 VAC, Zero-cross
G3RV-ST500-A DC12 | 12460 | 708545 | Slimline SSR 6 mm, incl. socket, AC output TRIAC, 2 A, Push-in terminals, 12 VDC, Zero-cross
G3RV-ST500-A DC24 | 12460 | 708546 | Slimline SSR 6 mm, incl. socket, AC output TRIAC, 2 A, Push-in terminals, 24 VDC, Zero-cross
G3RV-ST500-AL AC/DC24 | 14080 | 708547 | Slimline SSR 6 mm, incl. socket, AC output TRIAC, 2 A, Push-in terminals, 24 VAC/DC, Non Zero-cross
G3RV-ST500-AL AC/DC48 | 14080 | 708548 | Slimline SSR 6 mm, incl. socket, AC output TRIAC, 2 A, Push-in terminals, 48 VAC/DC, Non Zero-cross
G3RV-ST500-AL AC110 | 15230 | 708549 | Slimline SSR 6 mm, incl. socket, AC output TRIAC, 2 A, Push-in terminals, 110 VAC, Non Zero-cross
G3RV-ST500-AL AC230 | 15230 | 708550 | Slimline SSR 6 mm, incl. socket, AC output TRIAC, 2 A, Push-in terminals, 230 VAC, Non Zero-cross
G3RV-ST500-AL DC12 | 11920 | 708551 | Slimline SSR 6 mm, incl. socket, AC output TRIAC, 2 A, Push-in terminals, 12 VDC, Non Zero-cross
G3RV-ST500-AL DC24 | 11920 | 708552 | Slimline SSR 6 mm, incl. socket, AC output TRIAC, 2 A, Push-in terminals, 24 VDC, Non Zero-cross
G3RV-ST500-D AC/DC24 | 12460 | 708553 | Slimline SSR 6 mm, incl. socket, DC output MOSFET, 3 A, Push-in terminals, 24 VAC/DC
G3RV-ST500-D AC/DC48 | 12460 | 708554 | Slimline SSR 6 mm, incl. socket, DC output MOSFET, 3 A, Push-in terminals, 48 VAC/DC
G3RV-ST500-D AC110 | 14080 | 708555 | Slimline SSR 6 mm, incl. socket, DC output MOSFET, 3 A, Push-in terminals, 110 VAC
G3RV-ST500-D AC230 | 14080 | 708556 | Slimline SSR 6 mm, incl. socket, DC output MOSFET, 3 A, Push-in terminals, 230 VAC
G3RV-ST500-D DC12 | 12460 | 708557 | Slimline SSR 6 mm, incl. socket, DC output MOSFET, 3 A, Push-in terminals, 12 VDC
G3RV-ST500-D DC24 | 12460 | 708558 | Slimline SSR 6 mm, incl. socket, DC output MOSFET, 3 A, Push-in terminals, 24 VDC
G3RV-ST500-D-H AC/DC24 | 14930 | 708599 | Slimline SSR 6 mm, incl. socket, High Speed Switching type, operate time 3 ms release time 21 ms, AC/DC output MOSFET, 3 A, Push-in plus terminals, 24 VAC/DC
G3RV-ST500-D-H DC24 | 14710 | 708601 | Slimline SSR 6 mm, incl. socket, High Speed Switching type, operate time 0.2 ms release time 0.4 ms, DC output MOSFET, 3 A, Push-in plus terminals, 24 DC
G3RV-ST700-A AC/DC24 | 11920 | 708559 | Slimline SSR 6 mm, incl. socket, AC output TRIAC, 2 A, Screw terminals, 24 VAC/DC, Zero-cross
G3RV-ST700-A AC/DC48 | 11920 | 708560 | Slimline SSR 6 mm, incl. socket, AC output TRIAC, 2 A, Screw terminals, 48 VAC/DC, Zero-cross
G3RV-ST700-A AC110 | 13560 | 708561 | Slimline SSR 6 mm, incl. socket, AC output TRIAC, 2 A, Screw terminals, 110 VAC, Zero-cross
G3RV-ST700-A AC230 | 13560 | 708562 | Slimline SSR 6 mm, incl. socket, AC output TRIAC, 2 A, Screw terminals, 230 VAC, Zero-cross
G3RV-ST700-A DC12 | 11920 | 708563 | Slimline SSR 6 mm, incl. socket, AC output TRIAC, 2 A, Screw terminals, 12 VDC, Zero-cross
G3RV-ST700-A DC24 | 11920 | 708564 | Slimline SSR 6 mm, incl. socket, AC output TRIAC, 2 A, Screw terminals, 24 VDC, Zero-cross
G3RV-ST700-AL AC/DC24 | 13560 | 708565 | Slimline SSR 6 mm, incl. socket, AC output TRIAC, 2 A, Screw terminals, 24 VAC/DC, Non Zero-cross
G3RV-ST700-AL AC/DC48 | 13560 | 708566 | Slimline SSR 6 mm, incl. socket, AC output TRIAC, 2 A, Screw terminals, 48 VAC/DC, Non Zero-cross
G3RV-ST700-AL AC110 | 14640 | 708567 | Slimline SSR 6 mm, incl. socket, AC output TRIAC, 2 A, Screw terminals, 110 VAC, Non Zero-cross
G3RV-ST700-AL AC230 | 14640 | 708568 | Slimline SSR 6 mm, incl. socket, AC output TRIAC, 2 A, Screw terminals, 230 VAC, Non Zero-cross
G3RV-ST700-AL DC12 | 11920 | 708569 | Slimline SSR 6 mm, incl. socket, AC output TRIAC, 2 A, Screw terminals, 12 VDC, Non Zero-cross
G3RV-ST700-AL DC24 | 11920 | 708570 | Slimline SSR 6 mm, incl. socket, AC output TRIAC, 2 A, Screw terminals, 24 VDC, Non Zero-cross
G3RV-ST700-D AC/DC24 | 11920 | 708571 | Slimline SSR 6 mm, incl. socket, DC output MOSFET, 3 A, Screw terminals, 24 VAC/DC
G3RV-ST700-D AC/DC48 | 11920 | 708572 | Slimline SSR 6 mm, incl. socket, DC output MOSFET, 3 A, Screw terminals, 48 VAC/DC
G3RV-ST700-D AC110 | 13560 | 708573 | Slimline SSR 6 mm, incl. socket, DC output MOSFET, 3 A, Screw terminals, 110 VAC
G3RV-ST700-D AC230 | 13560 | 708574 | Slimline SSR 6 mm, incl. socket, DC output MOSFET, 3 A, Screw terminals, 230 VAC
G3RV-ST700-D DC12 | 11920 | 708575 | Slimline SSR 6 mm, incl. socket, DC output MOSFET, 3 A, Screw terminals, 12 VDC
G3RV-ST700-D DC24 | 11920 | 708508 | Slimline SSR 6 mm, incl. socket, DC output MOSFET, 3 A, Screw terminals, 24 VDC
G3RV-ST700-D-H AC/DC24 | 15130 | 708598 | Slimline SSR 6 mm, incl. socket, High Speed Switching type, operate time 3 ms release time 21 ms, AC/DC output MOSFET, 3 A, Screw terminals, 24 VAC/DC
G3RV-ST700-D-H DC24 | 14320 | 708600 | Slimline SSR 6 mm, incl. socket, High Speed Switching type, operate time 0.2 ms release time 0.4 ms, DC output MOSFET, 3 A, Screw terminals, 24 DC
G3S-201PL-PD-US 24VDC | 12740 | 324633 | Solid-state relay, Ultra-small, PCB mounting, 4-pin, 1-pole, 1 A at 100-240 VAC
G3SD-Z01P-PD-US 24VDC | 6245 | 124663 | Solid-state relay, Ultra-small, PCB mounting, 4-pin, 1-pole, 1.1 A at 4-24 VDC 24 VDC
G3SD-Z01P-PE 24VDC | 5390 | 169322 | Solid-state relay, Ultra-small, PCB mounting, 4-pin, 1-pole, 1.1 A at 4-24 VDC 24 VDC
G3TB-IAZR02P-US 100-240VAC | 9875 | 124589
G3TB-OA202PZ 5-24VDC | 10560 | 323252 | Solid-state relay, plug-in, 4 pin, 1-pole, 2 A, 100 to 240 VAC
G3TB-OA203PZ-US 5-24VDC | 15090 | 124588 | Solid-state relay, plug-in, 4 pin, 1-pole, 3 A
G3TB-ODX03P-US 5-24VDC | 13250 | 124590
G4A-1A-E 12VDC | 1568 | 228254 | Relay, PCB coil terminals/ #250 tab output terminals, SPST-NO, 20 A, 12 VDC
G4A-1A-E DC24 | 1532 | 227891 | Relay, PCB coil terminals/ #250 tab output terminals, SPST-NO, 20 A, 24 VDC
G4Q-212S 110VAC | 35740 | 373309 | Ratchet relay, plug-in, 8-pin, DPDT, 5 A
G4Q-212S 110VDC | 36450 | 373294 | Ratchet relay, plug-in, 8-pin, DPDT, 5 A
G4Q-212S 120VAC | 36450 | 373295 | Ratchet relay, plug-in, 8-pin, DPDT, 5 A
G4Q-212S 12VAC | 36450 | 373303 | Ratchet relay, plug-in, 8-pin, DPDT, 5 A
G4Q-212S 12VDC | 35740 | 373306 | Ratchet relay, plug-in, 8-pin, DPDT, 5 A
G4Q-212S 200VDC | 36450 | 373292 | Ratchet relay, plug-in, 8-pin, DPDT, 5 A
G4Q-212S 220VAC | 35740 | 373305 | Ratchet relay, plug-in, 8-pin, DPDT, 5 A
G4Q-212S 230VAC | 35740 | 373307 | Ratchet relay, plug-in, 8-pin, DPDT, 5 A
G4Q-212S 240VAC | 36450 | 373308 | Ratchet relay, plug-in, 8-pin, DPDT, 5 A
G4Q-212S 24VAC | 35740 | 373304 | Ratchet relay, plug-in, 8-pin, DPDT, 5 A
G4Q-212S 24VDC | 35740 | 373301 | Ratchet relay, plug-in, 8-pin, DPDT, 5 A
G4Q-212S 48VAC | 35740 | 373293 | Ratchet relay, plug-in, 8-pin, DPDT, 5 A
G4Q-212S 48VDC | 36450 | 373291 | Ratchet relay, plug-in, 8-pin, DPDT, 5 A
G4W-2212P-US-TV5 12VDC | 2558 | 124139 | Relay, PCB terminal, DPST-NO, 10 A, 12 VDC
G5CA-1A 12VDC | 1003 | 167982
G5CA-1A4 DC24 | 1204 | 175727
G5LE-1 12VDC | 797 | 123790 | Relay, PCB terminal, SPDT, AgSnO2 contact material, 10 A, 12 VDC
G5LE-1 24VDC | 826 | 123791 | Relay, PCB terminal, SPDT, AgSnO2 contact material, 10 A, 24 VDC
G5LE-1-VD 12VDC | 633 | 150848
G5NB-1A-E DC24 (N) (A) | 714.5 | 371962
G5Q-1 12VDC | 702.5 | 123601
G5Q-1A-EU DC24 | 484.1 | 164258
G5SB-14 24VDC | 680.5 | 123527 | Relay, PCB terminal, Fully Sealed, SPDT, 5 A, 24 VDC
G5V-1 24VDC | 962.5 | 123448 | Ultra-miniature, Highly Sensitive SPDT Relay for Signal Circuits, 1 A
G5V-1 5VDC | 962.5 | 123445 | Ultra-miniature, Highly Sensitive SPDT Relay for Signal Circuits, 1 A
G5V-2 12VDC | 1174 | 123450 | Miniature Relay for Signal Circuits, DPDT, 2 A
G5V-2 24VDC | 1174 | 123451 | Miniature Relay for Signal Circuits, DPDT, 2 A
G6A-234P-ST-US 24VDC | 2595 | 123359 | Relay, PCB terminal, Single-side Stable Type, Fully Sealed, AgPb + Au clad contacts, DPDT, 3 A, 24 VDC
G6AK-234P 24VDC | 2453 | 104407 | Relay, PCB terminal, Double-winding Latching Type, Fully Sealed, AgPb + Au clad contacts, DPDT, 3 A
G6B-1114P-FD-US 24VDC | 1782 | 123116 | Subminiature PCB relay, 5 A, SPST-NO, 24 VDC
G6B-1114P-US 24VDC | 2164 | 123113 | Subminiature PCB relay, 5 A, SPST-NO, 24 VDC
G6B-1114P-US 6VDC | 1458 | 147872 | Subminiature PCB relay, 5 A
G6B-1114P-US-SV 24VDC | 1552 | 123064 | Subminiature PCB relay, 5 A, SPST-NO, 24 VDC
G6B-1174P-FD-US 24VDC | 2471 | 123127 | Subminiature PCB relay, 8 A, SPST-NO, 24 VDC
G6B-1174P-US 12VDC | 2247 | 145749 | Subminiature PCB relay, 8 A, SPST-NO, 12DC
G6B-1174P-US 24VDC | 2340 | 123125 | Subminiature PCB relay, 8 A, SPST-NO, 24 VDC
G6B-1174P-US 5VDC | 2247 | 146806 | Subminiature PCB relay, 8 A, SPST-NO, 5DC
G6B-2114P-US DC24 | 2311 | 180335 | Subminiature PCB relay, 5 A
G6B-2214P-US DC24 | 1874 | 180341 | Subminiature PCB relay, 5 A
G6B-4BND 24VDC | 30550 | 156434 | Terminal relay, DIN rail/surface mounting, 4x SPDT, 5 A, 24 VDC
G6BK-1114P-US 24VDC | 3410 | 123022 | Subminiature PCB relay, 5 A
G6C-1114P-US 12VDC | 2070 | 122952
G6C-1114P-US 5VDC | 2070 | 105768
G6CU-2117P-US 3VDC | 2407 | 157939 | Relay, PCB terminal, Single-winding latching type, Flux protection, SPST-NO + SPST-NC, 8 A
G6D-1A-ASI 12VDC | 1254 | 177136 | Slim, miniature relay, SPST-NO, 5 A
G6D-1A-ASI 5VDC | 1358 | 177476 | Relay, PCB terminal, Fully Sealed, SPST-NO, 5 A
G6D-1A-ASI DC24 | 1358 | 177137 | Slim, miniature relay, SPST-NO, 5 A
G6D-F4B 24VDC | 27870 | 122884 | Terminal relay, DIN rail/surface mounting, 4x SPST-NO, 3 A, 24 VDC
G6D-F4PU 12VDC | 26020 | 687949 | Terminal relay, DIN rail/surface mounting, 4x SPST-NO, 5 A, 12 VDC, push-in Plus socket
G6D-F4PU 24VDC | 26020 | 687948 | Terminal relay, DIN rail/surface mounting, 4x SPST-NO, 5 A, 24 VDC, push-in Plus socket
G6DS-1A 12VDC | 1240 | 194128 | Slim miniature PCB relay, SPST-NO, 5A
G6E-134P-US 12VDC | 1417 | 122887 | Subminiature, sensitive SPDT signal switching relay
G6E-134P-US 5VDC | 1417 | 122886 | Subminiature, sensitive SPDT signal switching relay
G6J-2P-Y DC24 | 1949 | 184391
G6K-2P 24VDC | 2194 | 122561 | Realy, subminiature, PCB mounting, DPDT, 0.3A 125VAC, 1A 30VDC
G6RN-1 12VDC | 1110 | 122505 | Heavy duty miniature relay, SPDT, 8 A
G6RN-1 24VDC | 1141 | 122410 | Heavy duty miniature relay, SPDT, 8 A
G6RN-1 5VDC | 1110 | 103183 | Relay, PCB terminal, Fully Sealed, AgNi + Au clad contacts, SPDT, 8 A
G6RN-1A 12VDC | 1074 | 122413 | Relay, PCB terminal, Fully Sealed, AgNi + Au clad contacts, SPST-NO, 8 A
G6RN-1A 24VDC | 1110 | 103184 | Heavy duty miniature relay, SPST-NO, 8 A
G6RN-1A 5VDC | 1110 | 122412 | Relay, PCB terminal, Fully Sealed, AgNi + Au clad contacts, SPST-NO, 8 A
G6S-2-Y 5VDC | 1563 | 122292
G70A-ZIM16-5 | 68600 | 377344 | Input Terminal Block for Relay or SSR, 16-point, for NPN/PNP input units
G70A-ZOC16-3 DC24 | 66650 | 377345 | Output Terminal Block for Relay or SSR, 16-point, for NPN output units
G70A-ZOC16-4 DC24 | 66650 | 377346 | Output Terminal Block for Relay or SSR, 16-point, for PNP output units
G70D-ET | 4348 | 147993
G70D-R6M11-B7A 24DC | 379000 | 157627
G70D-R6M31-B7A 24DC | 379000 | 122094
G70D-R6R11-B7A 24DC | 263400 | 142106
G70D-R6R31-B7A 24DC | 263300 | 105422
G70D-VFOM16 24DC | 206000 | 679891 | Relay terminal
G70D-VSOC16 24DC | 111200 | 122097
G70V-SID16P | 69600 | 670255 | Relay terminal, PLC Input, 16 channels, NPN, Push-in terminals
G70V-SID16P-1 | 69600 | 670254 | Relay terminal, PLC Input, 16 channels, PNP, Push-in terminals
G70V-SID16P-1-C16 | 89450 | 675388 | Relay terminal, PLC Input, 16 channels, internally connected, PNP, Push-in terminals
G70V-SOC16P | 63300 | 670257 | Relay terminal, PLC Output, 16 channels, NPN, Push-in terminals
G70V-SOC16P-1 | 63300 | 670256 | Relay terminal, PLC Output, 16 channels, PNP, Push-in terminals
G70V-SOC16P-1-C4 | 70850 | 675390 | Relay terminal, PLC Output, 16 channels, internally connected, PNP, Push-in terminals
G70V-SOC16P-C4 | 70850 | 675389 | Relay terminal, PLC Output, 16 channels, internally connected, NPN, Push-in terminals
G70V-ZID16P | 43160 | 670562 | Relay input block base, 16 points (requires G2V/3RV relays), NPN(- common), Push-in plus terminals
G70V-ZID16P-1 | 43160 | 670571 | Relay input block base, 16 points (requires G2V/3RV relays), PNP(+ common), Push-in plus terminals
G70V-ZOM16P | 43160 | 670568 | Relay output block base, 16 points (requires G2V/3RV relays), NPN(+ common), Push-in plus terminals
G70V-ZOM16P-1 | 43160 | 670566 | Relay output block base, 16 points (requires G2V/3RV relays), PNP(- common), Push-in plus terminals
G73Z-02Z-R | 9940 | 684173 | Auxiliary contact block, DPST-NC, for use with G7Z relay
G73Z-11Z-R | 9940 | 684175 | Auxiliary contact block, SPST-NO and SPST-NC, for use with G7Z relay
G73Z-20Z-R | 9940 | 684174 | Auxiliary contact block, DPST-NO, for use with G7Z relay
G77-S | 1680 | 144354
G78-04 | 1022 | 122065 | Relay Accessory
G78-16-E | 4116 | 105423 | Relay Accessory
G78-16-P2RF-E | 2632 | 143184 | Relay common busbar for 16x P2RF socket base
G7J-2A2B-B 100/120VAC | 8590 | 149738 | Power Relay, DPST-NO/DPST-NC, screw terminal, 100/120 VAC
G7J-2A2B-B 12VDC | 7525 | 121806 | Power Relay, DPST-NO/DPST-NC, screw terminal, 12 VDC
G7J-2A2B-B 200/240VAC | 9340 | 121805 | Power Relay, DPST-NO/DPST-NC, screw terminal, 200/240 VAC
G7J-2A2B-B 24VDC | 10530 | 377177 | Power Relay, DPST-NO/DPST-NC, screw terminal, 24 VDC
G7J-2A2B-P 100/120VAC | 9300 | 121798 | Power Relay, DPST-NO/DPST-NC, PCB terminal, 100/120 VAC
G7J-2A2B-P 12VDC | 11070 | 155026 | Power Relay, DPST-NO/DPST-NC, PCB terminal, 12 VDC
G7J-2A2B-P 200/240VAC | 11950 | 121799 | Power Relay, DPST-NO/DPST-NC, PCB terminal, 200/240 VAC
G7J-2A2B-P 24VAC | 11880 | 121807 | Power Relay, DPST-NO/DPST-NC, PCB terminal, 24 VAC
G7J-2A2B-P 24VDC | 9115 | 121800 | Power Relay, DPST-NO/DPST-NC, PCB terminal, 24 VDC
G7J-2A2B-P 50VAC | 11880 | 121809 | Power Relay, DPST-NO/DPST-NC, PCB terminal, 50 VAC
G7J-2A2B-PZ-2B 24VDC | 14100 | 121833
G7J-2A2B-T 100/120VAC | 8555 | 121811 | Power relay, DPST-NO/DPST-NC, 25 A (NO), quick connect terminals, 100-120 VAC
G7J-2A2B-T 12VDC | 7025 | 148665 | Power Relay, DPST-NO/DPST-NC, quick connect terminal, 12 VDC
G7J-2A2B-T 200/240VAC | 9175 | 121812 | Power Relay, DPST-NO/DPST-NC, quick connect terminal, 200/240 VAC
G7J-2A2B-T 24VAC | 10140 | 121813 | Power Relay, DPST-NO/DPST-NC, quick connect terminal, 24 VAC
G7J-2A2B-T 24VDC | 7120 | 144345 | Power Relay, DPST-NO/DPST-NC, quick connect terminal, 24 VDC
G7J-2A2B-T 48VDC | 18610 | 121815 | Power Relay, DPST-NO/DPST-NC, quick connect terminal, 48 VDC
G7J-3A1B-B 100/120VAC | 8295 | 121794 | Power Relay, 3PST-NO/SPST-NC, screw terminal, 100/120 VAC
G7J-3A1B-B 12VDC | 8535 | 121803 | Power Relay, 3PST-NO/SPST-NC, screw terminal, 12 VDC
G7J-3A1B-B 200/240VAC | 9240 | 105513 | Power Relay, 3PST-NO/SPST-NC, screw terminal, 200/240VAC
G7J-3A1B-B 24VDC | 8535 | 121804 | Power Relay, 3PST-NO/SPST-NC, W-bracket mounting, 25 A, 24 VDC
G7J-3A1B-BZ 24VDC | 10340 | 121738 | Power relay, 3PST-NO/SPST-NC (bifurcated 1 NC), 25 A (NO), screw terminals, 100/120 VAC
G7J-3A1B-P 100/120VAC | 8485 | 121791 | Power Relay, 3PST-NO/SPST-NC, PCB terminal, 100/120 VAC
G7J-3A1B-P 12VDC | 9115 | 121797 | Power Relay, 3PST-NO/SPST-NC, PCB terminal, 12 VDC
G7J-3A1B-P 200/240VAC | 9930 | 121796 | Power relay, PCB mounting, 3PST-NO/SPST-NC, 25 A, 200/240 VAC
G7J-3A1B-P 24VAC | 11140 | 142100 | Power Relay, 3PST-NO/SPST-NC, PCB terminal, 24 VAC
G7J-3A1B-P 24VDC | 8590 | 149737 | Power relay, PCB mounting, 3PST-NO/SPST-NC, 25 A, 24 VDC
G7J-3A1B-P 50VAC | 11670 | 121810 | Power Relay, 3PST-NO/SPST-NC, PCB terminal, 50 VAC
G7J-3A1B-PZ 24VDC | 12720 | 121831 | Power relay, PCB mounting, 3PST-NO/SPST-NC, 25 A, 24 VDC
G7J-3A1B-T 100/120VAC | 7180 | 121817 | Power Relay, 3PST-NO/SPST-NC, quick connect terminal, 100/120 VAC
G7J-3A1B-T 12VDC | 6975 | 121821 | Power Relay, 3PST-NO/SPST-NC, quick connect terminal, 12 VDC
G7J-3A1B-T 200/240VAC | 8775 | 144346 | Power Relay, 3PST-NO/SPST-NC, quick connect, 25 A, 220/240 VAC
G7J-3A1B-T 24VAC | 8915 | 121818 | Power Relay, 3PST-NO/SPST-NC, quick connect, 25 A, 24 VAC
G7J-3A1B-T 24VDC | 7445 | 121822 | Power Relay, 3PST-NO/SPST-NC, quick connect terminal, 24 VDC
G7J-4A-B 100/120VAC | 8830 | 377175 | Power Relay, 4PST-NO, screw terminal, 100/120 VAC
G7J-4A-B 12VDC | 9095 | 121801 | Power relay, W-bracket mounting, 4PST-NO, 25 A, 12 VDC
G7J-4A-B 200/240VAC | 11770 | 377174 | Power Relay, 4PST-NO, screw terminal, 200/240 VAC
G7J-4A-B 24VDC | 10420 | 377176 | Power Relay, 4PST-NO, screw terminal, 24 VDC
G7J-4A-P 100/120VAC | 9410 | 121789 | Power Relay, 4PST-NO, PCB terminal, 100/120 VAC
G7J-4A-P 12VDC | 9115 | 121795 | Power relay, 4PST-NO, PCB terminal, 12 VDC
G7J-4A-P 200/240VAC | 9795 | 103991 | Power relay, 4PST-NO, PCB terminal, 200/240 VAC
G7J-4A-P 24VAC | 10560 | 105418 | Power Relay, 4PST-NO, PCB terminal, 24VAC
G7J-4A-P 24VDC | 9115 | 121790 | Power relay, PCB mounting, 4PST-NO, 25 A, 24 VDC
G7J-4A-P 48VDC | 10040 | 121808 | Power Relay, 4PST-NO, PCB terminal, 48 VDC
G7J-4A-P-PH 24VDC | 12640 | 146481
G7J-4A-PZ 200/240VAC | 11860 | 121739
G7J-4A-PZ 24VDC | 9340 | 147651
G7J-4A-T 100/120VAC | 10160 | 121824 | Power Relay, 4PST-NO, quick connect terminal, 100/120 VAC
G7J-4A-T 12VDC | 7675 | 121828 | Power relay, W-bracket mounting, quick connect terminals, 4PST-NO, 25 A, 12 VDC
G7J-4A-T 200/240VAC | 9990 | 151903 | Power relay, W-bracket mounting, quick connect terminals, 4PST-NO, 25 A, 200/240 VAC
G7J-4A-T 24VDC | 9960 | 121829 | Power relay, W-bracket mounting, quick connect terminals, 4PST-NO, 25 A, 24 VDC
G7J-4A-T-KM 24VDC | 8590 | 121832 | Power relay, 4PST-NO, quick connect terminals, 25 A (NO), KEM A, 24 VDC
G7L-1A-BUB 12VDC | 7520 | 230963
G7L-1A-P 200/240VAC | 6840 | 121559
G7L-1A-P 24VDC | 5775 | 103186
G7L-1A-T 100/120VAC | 5030 | 121688 | Power relay, quick-connect terminals, SPST-NO, 30 A, 100/120 VAC
G7L-1A-T 200/240VAC | 5620 | 121594 | Power relay, quick-connect terminals, SPST-NO, 30 A, 200/240 VAC
G7L-1A-T 24VDC | 5150 | 142102 | Power relay, quick-connect terminals, SPST-NO, 30 A, 24 VDC
G7L-1A-TUB 200/240VAC | 5490 | 154242 | Power relay, quick-connect terminals, upper mounting bracket, SPST-NO, 30 A, 200/240 VAC
G7L-2A-BJ 200/240VAC | 9240 | 230954 | Power relay, screw terminals, SPST-NO, 30 A, 24 VAC
G7L-2A-BUB 200/240VAC | 8985 | 230951 | Power relay, screw terminals, upper bracket, DPST-NO, 25 A, 200/240 VAC
G7L-2A-T 100/120VAC | 5150 | 121620 | Power relay, quick-connect terminals, DPST-NO, 25 A, 100/120 VAC
G7L-2A-T 12VDC | 4583 | 147652 | Power relay, quick-connect terminals, DPST-NO, 25 A, 12 VDC
G7L-2A-T 200/240VAC | 5620 | 145428 | Power relay, quick-connect terminals, DPST-NO, 25 A, 200/240 VAC
G7L-2A-T 24VAC | 5190 | 121621 | Power relay, quick-connect terminals, DPST-NO, 25 A, 24 VAC
G7L-2A-T 24VDC | 5150 | 155030 | Power relay, quick-connect terminals, DPST-NO, 25 A, 24 VDC
G7L-2A-T 48VDC | 4459 | 121624 | Power relay, quick-connect terminals, DPST-NO, 25 A, 48 VDC
G7L-2A-TUB 100/120VAC | 5060 | 145429 | Power relay, quick-connect terminals, upper bracket, DPST-NO, 25 A, 100/120 AC
G7L-2A-TUB 200/240VAC | 5545 | 121632 | Power relay, quick-connect terminals, upper bracket, DPST-NO, 25 A, 200/240 VAC
G7L-2A-TUB 24VDC | 4392 | 151905 | Power relay, quick-connect terminals, upper bracket, DPST-NO, 25 A, 24 VDC
G7S-3A3B-E DC24 | 19720 | 121503 | Safety relay, plug-in, 3PST-NO, 3PST-NC, 10 A, forcibly-guided contacts, 24 VDC
G7S-4A2B-E DC24 | 11500 | 121504 | Safety relay, plug-in, 4PST-NO, 2PST-NC, 10 A, forcibly-guided contacts, 24 VDC
G7SA-2A2B 110VDC | 7135 | 708729 | Safety relay, plug-in, DPST-NO, DPST-NC, 6 A, forcibly-guided contacts, 110 VDC
G7SA-2A2B 12VDC | 16100 | 121498 | Safety relay, plug-in, DPST-NO, DPST-NC, 6 A, forcibly-guided contacts, 12 VDC
G7SA-2A2B 18VDC | 16100 | 201151 | Safety relay, plug-in, DPST-NO, DPST-NC, 6 A, forcibly-guided contacts, 18 VDC
G7SA-2A2B 21VDC | 15810 | 177284 | Safety relay, plug-in, DPST-NO, DPST-NC, 6 A, forcibly-guided contacts, 21 VDC
G7SA-2A2B 24VDC | 16100 | 146147 | Safety relay, plug-in, DPST-NO, DPST-NC, 6 A, forcibly-guided contacts, 24 VDC
G7SA-2A2B 48VDC | 15810 | 181321 | Safety relay, plug-in, DPST-NO, DPST-NC, 6 A, forcibly-guided contacts, 48 VDC
G7SA-3A1B 110VDC | 15810 | 690117 | Safety relay, plug-in, 3PST-NO, SPST-NC, 6 A, forcibly-guided contacts, 110 VDC
G7SA-3A1B 12VDC | 8885 | 121593 | Safety relay, plug-in, 3PST-NO, SPST-NC, 6 A, forcibly-guided contacts, 12 VDC
G7SA-3A1B 21VDC | 15810 | 177283 | Safety relay, plug-in, 3PST-NO, SPST-NC, 6 A, forcibly-guided contacts, 21 VDC
G7SA-3A1B 24VDC | 16100 | 121590 | Safety relay, plug-in, 3PST-NO, SPST-NC, 6 A, forcible-guided contacts, 24 VDC
G7SA-3A1B 48VDC | 15810 | 181322 | Safety relay, plug-in, 3PST-NO, SPST-NC, 6 A, forcibly-guided contacts, 48 VDC
G7SA-3A3B 110VDC | 17950 | 702985 | Safety relay, plug-in, 3PST-NO, 3PST-NC, 6 A, forcibly-guided contacts, 110 VDC
G7SA-3A3B 12VDC | 9705 | 121501 | Safety relay, plug-in, 3PST-NO, 3PST-NC, 6 A, forcibly-guided contacts, 12 VDC
G7SA-3A3B 12VDC | 9720 | 702995 | Safety relay, plug-in, 3PST-NO, 3PST-NC, 6 A, forcibly-guided contacts, 12 VDC
G7SA-3A3B 21VDC | 17900 | 702992 | Safety relay, plug-in, 3PST-NO, 3PST-NC, 6 A, forcibly-guided contacts, 21 VDC
G7SA-3A3B 24VDC | 17900 | 702989 | Safety relay, plug-in, 3PST-NO, 3PST-NC, 6 A, forcible-guided contacts, 24 VDC
G7SA-3A3B 48VDC | 17950 | 702987 | Safety relay, plug-in, 3PST-NO, 3PST-NC, 6 A, forcibly-guided contacts, 48 VDC
G7SA-4A2B 110VDC | 17880 | 679423 | Safety relay, plug-in, 4PST-NO, DPST-NC, 6 A, forcible-guided contacts, 110 VDC
G7SA-4A2B 12VDC | 17880 | 121500 | Safety relay, plug-in, 4PST-NO, DPST-NC, 6 A, forcibly-guided contacts, 12 VDC
G7SA-4A2B 18VDC | 17900 | 702994 | Safety relay, plug-in, 4PST-NO, DPST-NC, 6 A, forcible-guided contacts, 18 VDC
G7SA-4A2B 24VDC | 17900 | 702990 | Safety relay, plug-in, 4PST-NO, DPST-NC, 6 A, forcible-guided contacts, 24 VDC
G7SA-4A2B 48VDC | 17890 | 181324
G7SA-5A1B 110VDC | 17950 | 702986 | Safety relay, plug-in, 5PST-NO, SPST-NC, 6 A, forcible-guided contacts, 110 VDC
G7SA-5A1B 12VDC | 9720 | 702996 | Safety relay, plug-in, 5PST-NO, SPST-NC, 6 A, forcibly-guided contacts, 12 VDC
G7SA-5A1B 21VDC | 17900 | 702993 | Safety relay, plug-in, 5PST-NO, SPST-NC, 6 A, forcible-guided contacts, 21 VDC
G7SA-5A1B 24VDC | 17900 | 702991 | Safety relay, plug-in, 5PST-NO, SPST-NC, 6 A, forcible-guided contacts, 24 VDC
G7SA-5A1B 48VDC | 17900 | 702988 | Safety relay, plug-in, 5PST-NO, SPST-NC, 6 A, forcible-guided contacts, 48 VDC
G7T-1012S 12VDC | 4345 | 377178 | Industrial Relay, Other Industrial Relays
G7T-1012S DC24 | 5565 | 377179 | Slim style output relay, SPST-NC, 5 A, 24 VDC
G7T-1112S 12VDC | 3933 | 377180 | Industrial Relay, Other Industrial Relays
G7T-1112S 200/220VAC | 9860 | 377182 | Industrial Relay, Other Industrial Relays
G7T-1112S 24VDC | 5835 | 377181 | Slim style output relay, SPST-NO, 5 A, 24 VDC
G7T-1122S 100/110VAC | 4466 | 377185 | Slim style input relay, SPST-NO, 1 A, 100/110 VAC
G7T-1122S 110VAC/120 | 4466 | 377186 | Industrial Relay, Other Industrial Relays
G7T-1122S 12VDC | 6380 | 377183 | Industrial Relay, Other Industrial Relays
G7T-1122S 200/220VAC | 9560 | 377187 | Industrial Relay, Other Industrial Relays
G7T-1122S DC24 | 7440 | 377184 | Slim style input relay, SPST-NO, 1 A, 24 VDC
G7T-112S 100/110VAC | 4839 | 377190 | Industrial Relay, Other Industrial Relays
G7T-112S 12VDC | 4839 | 377188 | Industrial Relay, Other Industrial Relays
G7T-112S DC24 | 8065 | 377189 | Slim style output relay, SPDT, 1 A, 24 VDC
G7TC-IA16 AC100/110 | 144400 | 377347 | Input Terminal Block, 16 points, Relay coil voltage = 100/110 V AC
G7TC-IA16 AC200/220 | 168300 | 377348 | Input Terminal Block, 16 points, Relay coil voltage = 200/220 V AC
G7TC-IA16 AC220/240 | 167000 | 377349 | Input Terminal Block, 16 points, Relay coil voltage = 200/240 V AC
G7TC-ID16 DC12 | 141600 | 377350 | Input Terminal Block, 16 points, Relay coil voltage = 12 V DC
G7TC-ID16 DC24 | 141600 | 377351 | Input Terminal Block, 16 points, Relay coil voltage = 24 V DC
G7TC-OC08 DC12 | 81650 | 377353 | Output Terminal Block for NPN output unit, 8 points, Relay coil voltage = 12 V DC
G7TC-OC08 DC24 | 81650 | 377354 | Output Terminal Block for NPN output unit, 8 points, Relay coil voltage = 24 V DC
G7TC-OC08-1 DC24 | 81650 | 377352 | Output Terminal Block for PNP output unit, 8 points, Relay coil voltage = 24 V DC
G7TC-OC16 DC12 | 153400 | 377356 | Output Terminal Block for NPN output unit, 16 points, Relay coil voltage = 12 V DC
G7TC-OC16 DC24 | 134000 | 377357 | Output Terminal Block for NPN output unit, 16 points, Relay coil voltage = 24 V DC
G7TC-OC16-1 24VDC | 134000 | 377355 | Output Terminal Block for PNP output unit, 16 points, Relay coil voltage = 24 V DC
G7VC-OC16 24VDC | 189000 | 121540 | I/O Block, 16 point output type
G7VC-OC16-1 24VDC | 117900 | 154247
G7VC-OC16B7 | 126900 | 121543
G7VC-OD16 24VDC | 237500 | 121542
G7Z-2A2B-02Z-R 24VDC | 23540 | 684150 | Power relay, 40 A DPST-NO, 25 A DPST-NC + 1 A DPST-NC aux.,
G7Z-2A2B-11Z-R 12VDC | 23540 | 684149 | Power relay, 40 A DPST-NO, 25 A DPST-NC + 1 A SPST-NO/SPST-NC aux
G7Z-2A2B-11Z-R 24VDC | 23540 | 684139 | Power relay, 40 A DPST-NO, 25 A DPST-NC + 1 A SPST-NO/SPST-NC aux.,
G7Z-2A2B-20Z-R 24VDC | 23540 | 684142 | Power relay, 40 A DPST-NO, 25 A DPST-NC + 1 A DPST-NO aux.,
G7Z-3A1B-02Z-R 12VDC | 24900 | 684137 | Power relay, 40 A 3PST-NO, 25 A SPST-NC + 1 A DPST-NC aux.,
G7Z-3A1B-02Z-R 24VDC | 24900 | 684141 | Power relay, 40 A 3PST-NO, 25 A SPST-NC + 1 A DPST-NC aux.,
G7Z-3A1B-11Z-R 12VDC | 24900 | 684135 | Power relay, 40 A 3PST-NO, 25 A SPST-NC + 1 A SPST-NO/SPST-NC aux.,
G7Z-3A1B-11Z-R 24VDC | 24000 | 684145 | Power relay, 40 A 3PST-NO, 25 A SPST-NC + 1 A SPST-NO/SPST-NC aux.,
G7Z-3A1B-20Z-R 12VDC | 24900 | 684140 | Power relay, 40 A 3PST-NO, 25 A SPST-NC + 1 A DPST-NO aux.
G7Z-3A1B-20Z-R 24VDC | 24000 | 684146 | Power relay, 40 A 3PST-NO, 25 A SPST-NC + 1 A DPST-NO aux.,
G7Z-4A 12VDC | 30080 | 351604
G7Z-4A 24VDC | 30080 | 351605 | Power relay, 40 A, 4PST-NO
G7Z-4A-02Z-R 12VDC | 23540 | 684148 | Power relays, 40 A 4PST-NO + 1 A DPST-NC aux.,
G7Z-4A-02Z-R 24VDC | 23760 | 684143 | Power relay, 40 A 4PST-NO + 1 A DPST-NC aux.,
G7Z-4A-11Z-R 12VDC | 22770 | 684138 | Power relay, 40 A 4PST-NO + 1 A SPSD-NO/SPST-NC aux.,
G7Z-4A-11Z-R 24VDC | 23970 | 684147 | Power relay, 40 A 4PST-NO + 1 A SPSD-NO/SPST-NC aux.,
G7Z-4A-20Z-R 12VDC | 23540 | 684136 | Power relay, 40 A 4PST-NO + 1 A DPST-NO aux.,
G7Z-4A-20Z-R 24VDC | 23970 | 684144 | Power relay, 40 A 4PST-NO + 1 A DPST-NO aux.,
G8JR-1A7T-R 12VDC | 2272 | 355825
G8NW-2L 12VDC | 1131 | 164512
G8P-1A4P DC24 | 1498 | 249533
G8PE-1C4 12VDC | 830 | 169047
G9SA-301 AC/DC24 | 74250 | 346855 | Safety relay unit, 3PST-NO (Category 4), 5 A, SPST-NC aux, 1 or 2 channel input
G9SA-301 AC100-240 | 111900 | 347788 | Safety relay unit, 3PST-NO (Category 4), 5 A, SPST-NC aux, 1 or 2 channel input
G9SA-301-300 AC/DC24 | 79050 | 396480 | Safety relay unit, 3PST-NO (Category 4) 5A, SPST-NC aux, 1 or 2 channel input
G9SA-301-P DC24 | 168900 | 347789 | Safety relay unit, 3PST-NO (Category 4) 5 A, SPST-NC aux, 1 or 2 channel input
G9SA-321-T075 AC/DC24 | 176600 | 346848 | Safety relay unit, 3PST-NO (Category 4), 5 A, SPST-NC aux, DPST-NO 0.5 to 7.5sec 'OFF-delay' category 3 outputs, 1 or 2 channel input
G9SA-321-T075 AC100-240 | 218600 | 347775 | Safety relay unit, 3PST-NO (Category 4) 5 A, SPST-NC aux, DPST-NO 0.5 to 7.5sec 'OFF-delay' category 3 outputs, 1 or 2 channel input
G9SA-321-T075-300 AC/DC24 | 182300 | 396479 | Safety relay unit, 3PST-NO (Category 4) 5A, SPST-NC aux, DPST-NO 0.5 to 7.5sec 'OFF-delay' category 3 outputs, 1 or 2 channel input
G9SA-321-T15 AC/DC24 | 189400 | 347783 | Safety relay unit, 3PST-NO (Category 4), 5 A, SPST-NC aux, DPST-NO 1 to 15sec 'OFF-delay' category 3 outputs, 1 or 2 channel input
G9SA-321-T15 AC100-240 | 218600 | 347776 | Safety relay unit, 3PST-NO (Category 4) 5 A, SPST-NC aux, DPST-NO 1 to 15sec 'OFF-delay' category 3 outputs, 1 or 2 channel input
G9SA-321-T30 AC/DC24 | 190700 | 347784 | Safety relay unit, 3PST-NO (Category 4), 5 A, SPST-NC aux, DPST-NO 2 to 30sec 'OFF-delay' category 3 outputs, 1 or 2 channel input
G9SA-321-T30 AC100-240 | 217100 | 347777 | Safety relay unit, 3PST-NO (Category 4) 5 A, SPST-NC aux, DPST-NO 2 to 30sec 'OFF-delay' category 3 outputs, 1 or 2 channel input
G9SA-321-T30-300 AC/DC24 | 191800 | 396478 | Safety relay unit, 3PST-NO (Category 4) 5A, SPST-NC aux, DPST-NO 2 to 30sec 'OFF-delay' category 3 outputs, 1 or 2 channel input
G9SA-501 AC/DC24 | 188500 | 346847 | Safety relay unit, 5PST-NO (Category 4), 5 A, SPST-NC aux, 1 or 2 channel input
G9SA-501 AC100-240 | 191700 | 347774 | Safety relay unit, 5PST-NO (Category 4), 5 A, SPST-NC aux, 1 or 2 channel input
G9SA-EX031-T075 | 118500 | 347787 | Expansion unit for G9SA, 3PST-NO 0.5 to 7.5sec 'OFF-delay' category 3 outputs, SPST-NC aux
G9SA-EX031-T15 | 118600 | 347771 | Expansion unit for G9SA, 3PST-NO 1 to 15sec 'OFF-delay' category 3 outputs, SPST-NC aux
G9SA-EX031-T30 | 118600 | 347772 | Expansion unit for G9SA, 3PST-NO 2 to 30sec 'OFF-delay' category 3 outputs, SPST-NC aux
G9SA-EX301 | 90450 | 347786 | Expansion unit for G9SA, 3PST-NO (Category 4), 5 A, SPST-NC aux
G9SA-TH301 AC/DC24 | 169500 | 347785 | Two-hand controller, 3PST-NO (Category 4), 5 A, SPST-NC aux, 2 channel input
G9SA-TH301 AC100-240 | 196700 | 347778 | Two-hand controller, 3PST-NO (category 4), 5 A, SPST-NC aux, 2 channel input
G9SB-2002-A AC/DC24 | 58950 | 346849 | Safety relay unit, DPST-NO (Category 4), 5 A, 2 channel input, auto-reset
G9SB-2002-C AC/DC24 | 58950 | 346850 | Safety relay unit, DPST-NO (Category 4), 5 A, 2 channel input, manual-reset
G9SB-200-B AC/DC24 | 63700 | 347790 | Safety relay unit, DIN17.5mm, DPST-NO (Category 4), 5 A, 1 or 2 channel input, auto-reset (+ common input)
G9SB-200-D AC/DC24 | 61700 | 347791 | Safety relay unit, DIN 17.5mm, DPST-NO (Category 4), 5 A, 1 or 2 channel input, manual-reset (+ common input)
G9SB-3010 DC24 | 73100 | 346851 | Safety relay unit, DIN 17.5mm, 3PST-NO (Category 3), SPST-NC aux., 5 A, 2 channel direct breaking input, auto-reset
G9SB-3012-A AC/DC24 | 67450 | 347792 | Safety relay unit, 3PST-NO (Category 4), SPST-NC aux., 5 A, 2 channel input, auto-reset
G9SB-3012-C AC/DC24 | 65400 | 346852 | Safety relay unit, 3PST-NO (Category 4), SPST-NC aux., 5 A, 2 channel input, manual-reset
G9SB-301-B AC/DC24 | 69750 | 347793 | Safety relay unit, DIN 22.5mm, 3PST-NO (Category 4), 5 A, SPST-NC aux, 1 or 2 channel input, auto-reset (+ common input)
G9SB-301-D AC/DC24 | 69750 | 347794 | Safety relay unit, DIN 22.5mm, 3PST-NO (Category 4), 5 A, SPST-NC aux, 1 or 2 channel input, manual-reset (+ common input)
G9SE-201 DC24 | 49300 | 679415 | Safety relay unit, 24 VDC, 2 safety outputs 5 A max, aux. output
G9SE-221-T05 DC24 | 77350 | 679416 | Safety relay unit, 24 VDC, 4 safety outputs 5 A max (2+2 with 5 s off delay), aux. output
G9SE-221-T30 DC24 | 76750 | 679413 | Safety relay unit, 24 VDC, 4 safety outputs 5 A max (2+2 with 30 s off delay), aux. output
G9SE-401 DC24 | 62050 | 679414 | Safety relay unit, 24 VDC, 4 safety outputs 5 A max, aux. output
G9SP-N10D | 329800 | 342714 | G9SP Standalone Safety controller, 10 safety input, 16 safety output, 6 test output. PNP
G9SP-N10S | 264100 | 342713 | G9SP Standalone Safety controller, 10 safety input, 4 safety output, 4 test output, 4 standard output. PNP
G9SP-N20S | 307800 | 342715 | G9SP Standalone Safety controller, 20 safety input, 8 safety output, 6 test output. PNP
G9SR-AD201-RC | 73250 | 395792 | Safety relay unit, 24VDC, 2 safety 5A, aux. output
G9SR-BC201-RC | 66050 | 395791 | Safety relay unit, 24VDC, 2 safety 2A max, aux. output
G9SR-EX031-T90-RC | 66050 | 395793 | Safety relay unit, 24VDC, output extension, 90s, 3 safety 5A, aux. output
G9SX-AD322-T150-RC DC24 | 136800 | 353667 | Advanced unit (to be used with Basic unit), 2 x NO solid state outputs (1 A), 2 x NO off delay solid state outputs (0-150s), 2 x NO solid state auxs, logic AND output, 1 or 2 channel input, spring mounted terminals
G9SX-AD322-T150-RT DC24 | 136800 | 353666 | Advanced unit (to be used with Basic unit), 2 x NO solid state outputs (1 A), 2 x NO off delay solid state outputs (0-150s), 2 x NO solid state auxs, logic AND output, 1 or 2 channel input, screw terminals
G9SX-AD322-T15-RC DC24 | 137000 | 353677 | Advanced unit (to be used with Basic unit), 3 x NO solid state outputs (1 A), 2 x NO off delay solid state outputs (0-15s), 2 x NO solid state auxs, logic AND output, 1 or 2 channel input, spring mounted terminals
G9SX-AD322-T15-RT DC24 | 137000 | 353676 | Advanced unit (to be used with Basic unit), 3 x NO solid state outputs (1 A), 2 x NO off delay solid state outputs (0-15s), 2 x NO solid state auxs, logic AND output, 1 or 2 channel input, screw terminals
G9SX-ADA222-T150-RC DC24 | 148800 | 353663 | Advanced unit (to be used with Basic unit), 2 x NO solid state outputs (1 A), 2 x NO off delay solid state outputs (0-150s), 2 x NO solid state auxs, logic AND output, 1 or 2 channel input, spring mounted terminals
G9SX-ADA222-T150-RT DC24 | 148800 | 353662 | Advanced unit (to be used with Basic unit), 2 x NO solid state outputs (1 A), 2 x NO off delay solid state outputs (0-150s), 2 x NO solid state auxs, logic AND output, 1 or 2 channel input, screw terminals
G9SX-ADA222-T15-RC DC24 | 148800 | 353665 | Advanced unit (to be used with Basic unit), 2 x NO solid state outputs (1 A), 2 x NO off delay solid state outputs (0-15s), 2 x NO solid state auxs, logic AND output, 1 or 2 channel input, spring mounted terminals
G9SX-ADA222-T15-RT DC24 | 148800 | 353664 | Advanced unit (to be used with Basic unit), 2 x NO solid state outputs (1 A), 2 x NO off delay solid state outputs (0-15s), 2 x NO solid state auxs, logic AND output, 1 or 2 channel input, screw terminals
G9SX-BC202-RC DC24 | 93350 | 353679 | Basic unit, 2 x NO solid state safety outputs (1 A), 2 x NO solid state auxs, 2 logic AND outputs, 1 or 2 channel input, spring mounted terminals
G9SX-BC202-RT DC24 | 93350 | 353678 | Basic unit, 2 x NO solid state safety outputs (1 A), 2 x NO solid state auxs, 2 logic AND outputs, 1 or 2 channel input, screw terminals
G9SX-EX041-T-RC DC24 | 87100 | 353661 | Expansion unit (to be used with advanced unit), 4PST-NO off delay relay outputs (3 A), 1 x NO solid state output (PNP), spring mounted terminals
G9SX-EX041-T-RT DC24 | 87100 | 353660 | Expansion unit (to be used with advanced unit), 4PST-NO off delay relay outputs (3 A), 1 x NO solid state output (PNP), screw terminals
G9SX-EX401-RC DC24 | 87100 | 353681 | Expansion unit (to be used with advanced unit), 4PST-NO relay outputs (3 A), 1 x NO solid state output (PNP), spring mounted terminals
G9SX-EX401-RT DC24 | 87100 | 353680 | Expansion unit (to be used with advanced unit), 4PST-NO relay outputs (3 A), 1 x NO solid state output (PNP), screw terminals
G9SX-GS226-T15-RC DC24 | 187200 | 353687 | Safety guard switching unit with two operation modes, spring-cage terminals
G9SX-GS226-T15-RT DC24 | 212900 | 353686 | Safety guard switching unit with two operation modes, screw terminals
G9SX-LM224-F10-RC | 467600 | 353671 | Limited speed monitoring unit with spring-cage terminals
G9SX-LM224-F10-RT | 467600 | 353670 | Limited speed monitoring unit with screw terminal
G9SX-NS202-RC DC24 | 110000 | 353683 | Safety relais for D40A non-contact switches, 2 semiconductor outputs, 2 auxiliary outputs, spring-cage terminals
G9SX-NS202-RT DC24 | 115100 | 353682 | Non Contact door switch controller for D40A, 2 instantaneous, 2 Aux, Screw terminals, 24DC
G9SX-NSA222-T03-RC DC24 | 164900 | 353685 | Safety relais for D40A non-contact switches, 2 semiconductor outputs without delay, 2 semiconductor outputs with up to 3s delay, 2 auxiliary outputs, spring-cage terminals
G9SX-NSA222-T03-RT DC24 | 168400 | 353684 | Non Contact door switch controller for D40A, 2 instantaneous, 2 timed, 2 Aux, Screw terminals, 24DC
G9SX-SM032-RC | 269300 | 353669 | Standstill monitoring unit with spring-cage terminals
G9SX-SM032-RT | 269300 | 353668 | Standstill monitoring unit with screw terminals
GCN1-004A | 27690 | 121019
GCN1-010 | 5420 | 157475
GCN1-030 | 9900 | 121026
GCN1-100 | 23780 | 121103 | Multiple I/O unit connecting cable, 1 m
GCN1-MX005A | 28110 | 121029
GCN1-MX010A | 35170 | 121028 | Automation, Remote I/O, Accessories remote I/O, GCN1-MX010A
GCN2-100 | 14910 | 212294 | SmartSlice turn-back cable (1 m)
GI-SID1224 | 385400 | 684979 | Safety Remote I/O Terminal (CIP-S) with 2 port switching hub and 12 PNP S-Digital Inputs (12 Test Pulses)
GI-SMD1624 | 411700 | 684978 | Safety Remote I/O Terminal (CIP-S) with 2 port switching hub and 12 PNP S-Digital Inputs (12 Test Pulses) / 4 PNP S-Digital Output
GLS-1 | 9065 | 693661 | Magnetic Proximity Sensor, reed switch, sensor and magnet set
GLS-1L | 9055 | 696218 | Magnetic Proximity Sensor, reed switch, 1 m prewired, sensor and magnet set
GLS-M1 | 4993 | 693660 | Magnet only for magnetic proximity switch set GLS-1
GLS-S1 | 8000 | 693659 | Sensor only for magnetic proximity switch set GLS-1
GMV-VGL0-1DD1 | 1002400 | 682249 | VS GigE License Key with Intellifind & DIVs
GMV-VGL8-1DD1 | 2239300 | 682161 | VS GigE License Key with Intellifind DIVs, Eight Third-Party GigE Cameras
GRT1-AD2 | 106600 | 224393 | SmartSlice 2 x analog inputs, 1 to 5 V, 0 to 5 V, 0 to 10 V, -10 to 10 V, 0 to 20 mA, 4 to 20 mA, resolution 1:6000
GRT1-BT1-5 | 25680 | 231594 | SmartSlice I/O connectors, set of 5 pcs. (12 points, screwless)
GRT1-CP1-L | 107300 | 228280 | SmartSlice positioning unit, 1 x encoder input (A/B/Z), 100 kHz, 24 VDC PNP / RS422 line driver inputs, 1 x 24 VDC PNP control input, 2 x PNP 0.5 A range control outputs
GRT1-CRT | 106100 | 248724 | SmartSlice communication adaptor for CompoNet (End plate to be ordered separately)
GRT1-CT1 | 72800 | 228278 | SmartSlice high speed counter unit, 1 x encoder input (A/B/Z), 60 kHz, 24 VDC NPN inputs, 1 x NPN 0.5 A range control output
GRT1-CT1-1 | 72800 | 228279 | SmartSlice high speed counter unit, 1 x encoder input (A/B/Z), 60 kHz, 24 VDC PNP inputs, 1 x PNP 0.5 A range control output
GRT1-DA2C | 109700 | 224394 | SmartSlice 2 x analog outputs, 0 to 20 mA, 4 to 20 mA, resolution 1:6000
GRT1-DA2V | 109700 | 224395 | SmartSlice 2 x analog outputs, 1 to 5 V, 0 to 5 V, 0 to 10 V, -10 to 10 V, resolution 1:6000
GRT1-DRT | 123100 | 211521 | SmartSlice communication adaptor for DeviceNet, connects up to 64 GRT1 I/O units (End plate to be ordered separately)
GRT1-ECT | 175600 | 350103 | SmartSlice communication adaptor for EtherCAT, connects up to 64 GRT1 I/O units (End plate to be ordered separately)
GRT1-END | 11400 | 212290 | SmartSlice end plate
GRT1-END-M | 46700 | 258405 | SmartSlice end plate with PROFINET memory
GRT1-IA4-1 | 30020 | 246037 | SmartSlice 4 x digital inputs, 110 VAC
GRT1-IA4-2 | 30020 | 246038 | SmartSlice 4 x digital inputs, 240 VAC
GRT1-ID4 | 23740 | 212285 | SmartSlice 4 x digital inputs, 24 VDC, NPN
GRT1-ID4-1 | 23740 | 212286 | SmartSlice 4 x digital inputs, 24 VDC, PNP
GRT1-ID8 | 37670 | 235172 | SmartSlice 8 x digital inputs, 24 VDC, NPN
GRT1-ID8-1 | 37670 | 235173 | SmartSlice 8 x digital inputs, 24 VDC, PNP
GRT1-ML2 | 157600 | 239859 | SmartSlice communication adaptor for Mechatrolink II, connects up to 64 GRT1 I/O units (End plate to be ordered separately)
GRT1-OD4 | 25820 | 212287 | SmartSlice 4 x digital outputs 0.5 A, 24 VDC, NPN
GRT1-OD4-1 | 25820 | 212288 | SmartSlice 4 x digital outputs 0.5 A, 24 VDC, PNP
GRT1-OD4G-1 | 32780 | 230602 | SmartSlice 4 x digital outputs 0.5 A, 24 VDC, PNP, with overcurrent and short-circuit protection
GRT1-OD4G-3 | 34170 | 246036 | SmartSlice 4 x digital outputs 2 A, 24 VDC, PNP, with overcurrent and short-circuit protection
GRT1-OD8 | 40440 | 235174 | SmartSlice 8 x digital outputs 0.5 A, 24 VDC, NPN
GRT1-OD8-1 | 40440 | 235175 | SmartSlice 8 x digital outputs 0.5 A, 24 VDC, PNP
GRT1-OD8G-1 | 44610 | 235176 | SmartSlice 8 x digital outputs 0.5 A, 24 VDC, PNP, with overcurrent and short-circuit protection
GRT1-PC8 | 15350 | 235179 | SmartSlice I/O power connection module, 8 x V and 4 x G terminals
GRT1-PC8-1 | 15350 | 235180 | SmartSlice I/O power feed module, 24 VDC input, 4 x V and 8 x G terminals
GRT1-PD2 | 13970 | 212291 | SmartSlice I/O power feed module, 24 VDC input
GRT1-PD2G | 18870 | 246035 | SmartSlice I/O power feed module with electronic overload protection, 24 VDC input
GRT1-PD8 | 15350 | 235177 | SmartSlice I/O power feed module, 24 VDC input, 8 x V and 4 x G terminals
GRT1-PD8-1 | 15350 | 235178 | SmartSlice I/O power connection module, 4 x V and 8 x G terminals
GRT1-PNT | 246200 | 258404 | SmartSlice communication adaptor for PROFINET IO, connects up to 63 GRT1 I/O units (End plate to be ordered separately)
GRT1-PRT | 142000 | 230167 | SmartSlice communication adaptor for PROFIBUS DPV1, connects up to 64 GRT1 I/O units (End plate to be ordered separately)
GRT1-ROS2 | 28600 | 212289 | SmartSlice 2 x relay output, normally open, 2 A, 250 VAC / 24 VDC
GRT1-TBL | 30020 | 212293 | SmartSlice left-side turn-back unit
GRT1-TBR | 13970 | 212292 | SmartSlice right-side turn-back unit
GRT1-TS2P | 114400 | 238319 | SmartSlice 2 x RTD temperature sensor inputs, Pt100
GRT1-TS2PK | 114400 | 243555 | SmartSlice 2 x RTD temperature sensor inputs, Pt1000
GRT1-TS2T | 123600 | 246039 | SmartSlice 2 x thermocouple inputs
GT1-AD04 | 287200 | 121025 | Multiple I/O analog input terminal, 4 x inputs 0/4 to 20 mA, 0/1 to 5 V, -10 to 10 V
GT1-AD08MX | 302000 | 121108 | Multiple I/O analog input terminal, 8 x inputs 0/4 to 20 mA, 0/1 to 5 V, -10 to 10 V, requires Molex connectors
GT1-DA04 | 368300 | 150827 | Multiple I/O analog output terminal, 4 x outputs 4 to 20 mA, 0/1 to 5 V, -10 to 10 V
GT1-DA04MX | 302000 | 121109 | Multiple I/O analog output terminal, 4 x outputs 4 to 20 mA, 0/1 to 5 V, -10 to 10 V, requires Molex connectors
GT1-ID16 | 145500 | 148642 | Multiple I/O remote terminal, 16x 24 VDC inputs, NPN
GT1-ID16-1 | 144500 | 121110 | Multiple I/O remote terminal, 16x 24 VDC inputs, PNP
GT1-ID16CST | 123600 | 153785
GT1-ID16CST1 | 150800 | 168277 | Multiple I/O Terminal, Digital Input Unit, 16 Inputs, PNP
GT1-ID16DS | 132900 | 121022 | Multiple I/O Terminal, Digital Input Unit, D-Sub 25-Pin Connector Model, 16 Inputs, NPN
GT1-ID16DS-1 | 130500 | 121023 | Multiple I/O Terminal, Digital Input Unit, D-Sub 25-Pin Connector Model, 16 Inputs, PNP
GT1-ID16ML | 133200 | 121021 | Multiple I/O Terminal, Digital Input Unit, Fujitsu Connector Model, 16 Inputs, NPN
GT1-ID16ML-1 | 133200 | 154211 | Multiple I/O Terminal, Digital Input Unit, Fujitsu Connector Model, 16 Inputs, PNP
GT1-ID16MX | 125300 | 121105 | Multiple I/O remote terminal, 16x 24 VDC inputs, NPN (requires Molex connectors)
GT1-ID16MX-1 | 125300 | 121112 | Multiple I/O remote terminal, 16x 24 VDC inputs, PNP (requires Molex connectors)
GT1-ID32ML | 163600 | 121107 | Multiple I/O remote terminal, 32x 24 VDC inputs, NPN (requires C500-CE401 connector)
GT1-ID32ML-1 | 163600 | 104054 | Multiple I/O remote terminal, 32x 24 VDC inputs, PNP (requires C500-CE401 connector)
GT1-OD16 | 157700 | 121104 | Multiple I/O remote terminal, 16x transistor outputs, NPN, 0.5 A, 24 VDC
GT1-OD16-1 | 157700 | 121111 | Multiple I/O remote terminal, 16x transistor outputs, PNP, 0.5 A, 24 VDC
GT1-OD16CST | 125100 | 152594
GT1-OD16CST1 | 151600 | 168278
GT1-OD16DS | 130500 | 103250 | Multiple I/O remote terminal, 16x transistor outputs, NPN, 0.5 A, 24 VDC
GT1-OD16ML | 131900 | 146578 | Multiple I/O Terminal, Digital Output Unit, Fujitsu Connector Model, 16 Outputs, NPN
GT1-OD16ML-1 | 133100 | 150826 | Multiple I/O Terminal, Digital Output Unit, Fujitsu Connector Model, 16 Outputs, PNP
GT1-OD16MX | 131900 | 121106 | Multiple I/O remote terminal, 16x transistor outputs, NPN, 0.5A, 24 VDC (requires Molex connectors)
GT1-OD16MX-1 | 131900 | 121113 | Multiple I/O remote terminal, 16x transistor outputs, PNP, 0.5 A, 24 VDC (requires Molex connectors)
GT1-OD32ML | 185600 | 121101 | Multiple I/O remote terminal, 32x transistor outputs, NPN, 0.5 A, 24 VDC (requires C500-CE401 connector)
GT1-OD32ML-1 | 186400 | 142071 | Multiple I/O remote terminal, 32x transistor outputs, PNP, 0.5 A, 24 VDC (requires C500-CE401 connector)
GT1-ROP08 | 185600 | 121102 | Multiple I/O remote terminal, 8x relay outputs, 5 A
GT1-ROS16 | 195700 | 121018 | Multiple I/O remote terminal, 16x relay outputs, 2 A
GT1-TS04P | 287200 | 147179 | Multiple I/O temperature input terminal, 4 x RTD inputs Pt100
GT1-TS04T | 287200 | 121027 | Multiple I/O temperature input terminal, 4 x thermocouple inputs type R, S, K, J, T, L, B
GWY-610 | 216100 | 330751 | Configurable GWY Serial to Ethernet communication
GX-AD0471 | 204600 | 343327 | EtherCAT analog I/O unit, 4 x analog inputs, 0 to 5 V, 1 to 5 V, 0 to 10 V, -10 to 10 V, 4 to 20 mA, resolution 1:8000 (full scale)
GX-DA0271 | 204600 | 343328 | EtherCAT analog I/O unit, 2 x analog outputs, 0 to 5 V, 1 to 5 V, 0 to 10 V, -10 to 10 V, 4 to 20 mA, resolution 1:8000 (full scale)
GX-EC0211 | 234700 | 343325 | EtherCAT I/O unit, 2 x encoder inputs, open collector
GX-EC0241 | 234700 | 343326 | EtherCAT I/O unit, 2 x encoder inputs, line driver
GX-ID1611 | 152300 | 343312 | EtherCAT digital I/O unit, 16 x inputs, NPN, 1-wire, expandable
GX-ID1612 | 172400 | 343319 | EtherCAT digital I/O unit, 16 x inputs, NPN, 3-wire
GX-ID1621 | 138400 | 343313 | EtherCAT digital I/O unit, 16 x inputs, PNP, 1-wire, expandable
GX-ID1622 | 156400 | 343320 | EtherCAT digital I/O unit, 16 x inputs, PNP, 3-wire
GX-ID3228 | 252400 | 379006 | EtherCAT digital I/O unit, 32 x inputs, PNP, e-CON connectors (not included)
GX-ILM08C | 317300 | 671128 | GX Series IO-Link Master Unit IP67, 8 ports, EtherCAT
GX-JC03 | 90450 | 355830 | 3-port EtherCAT Junction module, 24 VDC power supply
GX-JC06 | 164500 | 355831 | 6-port EtherCAT Junction module, 24 VDC power supply
GX-JC06-H | 166600 | 669665 | 6-port EtherCAT Junction module, 24 VDC power supply, with node switches
GX-MD1611 | 152300 | 343314 | EtherCAT digital I/O unit, 8 x inputs + 8 x outputs, NPN, 1-wire, expandable
GX-MD1612 | 172400 | 343321 | EtherCAT digital I/O unit, 8 x inputs + 8 x outputs, NPN, 3-wire
GX-MD1621 | 138400 | 343315 | EtherCAT digital I/O unit, 8 x inputs + 8 x outputs, PNP, 1-wire, expandable
GX-MD1622 | 156400 | 343322 | EtherCAT digital I/O unit, 8 x inputs + 8 x outputs, PNP, 3-wire
GX-OC1601 | 204300 | 343318 | EtherCAT digital I/O unit, 16 relay x outputs, 1-wire, expandable
GX-OD1611 | 152300 | 343316 | EtherCAT digital I/O unit, 16 x outputs, NPN, 1-wire, expandable
GX-OD1612 | 172400 | 343323 | EtherCAT digital I/O unit, 16 x outputs, NPN, 3-wire
GX-OD1621 | 138400 | 343317 | EtherCAT digital I/O unit, 16 x outputs, PNP, 1-wire, expandable
GX-OD1622 | 156400 | 343324 | EtherCAT digital I/O unit, 16 x outputs, PNP, 3-wire
H3CA-8 100/110/120VAC | 61000 | 120912 | Timer, plug-in, 8-pin, 1/16DIN (48 x 48mm), digital, multifunction, SPDT, 3 A
H3CA-8 DIN 100/110/120VAC | 64850 | 237491 | Timer, plug-in, 8-pin, 1/16DIN (48 x 48 mm), digital, multifunction, SPDT, 3 A
H3CA-8 DIN 200/220/240VAC | 61950 | 237492 | Timer, plug-in, 8-pin, 1/16DIN (48 x 48mm), digital, multifunction, SPDT, 3 A
H3CA-8 DIN DC24 | 69200 | 237493 | Timer, plug-in, 8-pin, 1/16DIN (48 x 48mm), digital, multifunction, SPDT, 3 A
H3CA-8H DC110 | 76300 | 237501 | Timer, plug-in, 8-pin, 1/16DIN (48 x 48mm), digital, multifunction, SPDT, 3 A
H3CA-8H DIN 100/110/120VAC | 76300 | 237494 | Timer, plug-in, 8-pin, 1/16DIN (48 x 48mm), digital, multifunction, SPDT, 3 A
H3CA-8H DIN 200/220/240VAC | 75100 | 237495 | Timer, plug-in, 8-pin, 1/16DIN (48 x 48mm), digital, multifunction, SPDT, 3 A
H3CA-8H-306 AC200/220/240 | 77100 | 237496 | Timer, plug-in, 8-pin, 1/16DIN (48 x 48mm), digital, multifunction, SPDT, 3 A
H3CA-A DIN | 74000 | 120915 | Timer, plug-in, 11-pin, 1/16DIN (48 x 48mm), 12 VDC/24-240 VAC/DC, digital, multifunction, SPDT, 3 A
H3CA-A-306 | 95000 | 237502 | Timer, plug-in, 11-pin, 1/16DIN (48 x 48 mm), 12 VDC/24-240 VAC/DC, digital, multifunction, SPDT, 3 A
H3CA-A-306 DIN | 95000 | 237499 | Timer, plug-in, 11-pin, 1/16DIN (48 x 48 mm), 12 VDC/24-240 VAC/DC, digital, multifunction, SPDT, 3 A
H3CA-FA DIN | 90550 | 237497 | Timer, plug-in, 1/16DIN (48x48mm), 12 VDC / 24-240 VAC/DC, front screw terminal, time-limit operation / self-resetting / external resetting, multifunction, SPDT, 3A
H3CA-FA-306 | 94200 | 237500
H3CA-FA-306 DIN | 111500 | 237498
H3CR-A 100-240VAC/100-125VDC | 27450 | 667919 | Timer, plug-in, 11-pin, DIN 48 x 48 mm, multifunction, 0.05 s-300 h, DPDT, 5 A, 100 to 240 VAC, 100-125VDC
H3CR-A AC24-48/DC12-48 | 28750 | 667959 | Timer, plug-in, 11-pin, DIN 48 x 48 mm, multifunction, 0.05 s-300 h, DPDT, 5 A, 24-48VAC, 12-48VDC
H3CR-A-301 100-240AC/100-125DC | 42800 | 667945 | Timer, plug-in, 11-pin, 1/16DIN (48 x 48 mm), multifunction, 0.1s-600h, DPDT, 5 A
H3CR-A-301 AC24-48/DC12-48 | 42800 | 667930 | Timer, plug-in, 11-pin, 1/16DIN (48 x 48 mm), multifunction, 0.1s-600h, DPDT, 5 A
H3CR-A8 100-240VAC/100-125VDC | 28750 | 667944 | Timer, plug-in, 8-pin, 1/16DIN (48 x 48 mm), on/flicker-on/flicker-off/interval/one-shot-delay, 0.05s-300h, DPDT, 5 A
H3CR-A8 AC24-48/DC12-48 | 28750 | 667924 | Timer, plug-in, 8-pin, 1/16DIN (48 x 48 mm), on/flicker-on/flicker-off/interval/one-shot-delay, 0.05s-300h, DPDT, 5 A
H3CR-A8-301 100-240AC/DC100DC | 42800 | 667939 | Timer, plug-in, 8-pin, 1/16DIN (48 x 48mm), on/flicker-on/flicker-off/interval/one-shot-delay, 0.1s-600h, DPDT, 5 A
H3CR-A8-301 24-48AC/12-48DC | 40030 | 667940 | Timer, plug-in, 8-pin, 1/16DIN (48 x 48mm), on/flicker-on/flicker-off/interval/one-shot-delay, 0.1s-600h, DPDT, 5 A
H3CR-A8E 100-240VAC/100-125VDC | 36520 | 667916 | Timer, plug-in, 8-pin, 1/16DIN (48 x 48 mm), on/flicker-on/flicker-off/interval/one-shot-delay, 0.05s-300h, DPDT (inc. inst.), 5 A
H3CR-A8E 24-48VAC/DC | 36520 | 667957 | Timer, plug-in, 8-pin, 1/16DIN (48 x 48 mm), on/flicker-on/flicker-off/interval/one-shot-delay, 0.05s-300h, DPDT (inc. inst.), 5 A
H3CR-A8S AC24-48/DC12-48 | 30770 | 667943 | Timer, plug-in, 8-pin, 1/16DIN (48 x 48 mm), on/flicker-on/flicker-off/interval/one-shot-delay, 0.05s-300h, transistor output, 5 A
H3CR-AP 100-240VAC/100-125VDC | 28750 | 667928 | Timer, plug-in, 11-pin, 1/16DIN (48 x 48 mm),voltage input, multifunction, 0.05s-300h, DPDT, 5 A
H3CR-AP AC24-48/DC12-48 | 28750 | 667907 | Timer, plug-in, 11-pin, 1/16DIN (48 x 48 mm),voltage input, multifunction, 0.05s-300h, DPDT, 5 A
H3CR-AS AC24-48/DC12-48 | 28210 | 667962 | Timer, plug-in, 11-pin, 1/16DIN (48 x 48 mm),voltage input, multifunction, 0.05s-300h, Transistor output (NPN/PNP universal)
H3CR-F 100-240VAC/100-125VDC | 44860 | 667935 | Timer, plug-in, 11-pin, 1/16DIN (48 x 48 mm), twin on & off-delay, flicker OFF start, 0.05s-300h, DPDT, 5A, 100 to 240 VAC, 100-125VDC
H3CR-F AC24-48/DC12-48 | 52500 | 667910 | Timer, plug-in, 11-pin, 1/16DIN (48 x 48 mm), twin on & off-delay, flicker OFF start, 0.05s-300h, DPDT, 5A, 24-48VAC, 12-48VDC
H3CR-F8 100-240VAC/100-125VDC | 44490 | 667955 | Timer, plug-in, 8-pin, 1/16DIN (48 x 48 mm), twin on & off-delay, flicker OFF start, 0.05s-300h, DPDT, 5A, 100 to 240 VAC, 100-125VDC
H3CR-F8 24-48VAC/12-48VDC | 44490 | 667922 | Timer, plug-in, 8-pin, 1/16DIN (48 x 48 mm), twin on & off-delay, flicker OFF start, 0.05s-300h, DPDT, 5A, 24-48VAC, 12-48VDC
H3CR-F8N 100-240VAC/100-125VDC | 44110 | 667913 | Timer, plug-in, 8-pin, 1/16DIN (48 x 48 mm), twin on & off-delay, flicker ON start, 0.05s-300h, DPDT, 5 A, 100 to 240 VAC, 100-125VDC
H3CR-F8N AC24-48/DC12-48 | 44110 | 667950 | Timer, plug-in, 8-pin, 1/16DIN (48 x 48 mm), twin on & off-delay, flicker ON start, 0.05s-300h, DPDT, 5 A, 24-48VAC, 12-48VDC
H3CR-FN 100-240VAC/100-125VDC | 45060 | 667915 | Timer, plug-in, 11-pin, 1/16DIN (48 x 48 mm), twin on & off-delay, flicker ON start, 0.05s-300h, DPDT, 5 A, 100 to 240 VAC, 100-125VDC
H3CR-FN AC24-48/DC12-48 | 39120 | 667927 | Timer, plug-in, 11-pin, 1/16DIN (48 x 48 mm), twin on & off-delay, flicker ON start, 0.05s-300h, DPDT, 5 A, 24-48VAC, 12-48VDC
H3CR-G8EL 100-120VAC | 41340 | 667941 | Timer, plug-in, 8-pin, 1/16DIN (48 x 48 mm), star-delta-delay, 0.5-120s, SPST-NO instantaneous, SPST-NO time-limit , 5 A, 100-120 VAC
H3CR-G8EL AC200-240 | 41140 | 667958 | Timer, plug-in, 8-pin, 1/16DIN (48 x 48 mm), star-delta-delay, 0.5-120s, SPST-NO instantaneous, SPST-NO time-limit , 5 A, 200-240 VAC
H3CR-G8L 100-120VAC | 36520 | 667937 | Timer, plug-in, 8-pin, 1/16DIN (48 x 48mm), star-delta-delay, 0.5-120s, DPST-NO, 5 A, 100-120 VAC
H3CR-G8L AC200-240 | 36700 | 667923 | Timer, plug-in, 8-pin, 1/16DIN (48 x 48 mm), star-delta-delay, 0.5-120s, DPST-NO, 5 A, 200-240 VAC
H3CR-H8L 100-120VAC M | 42080 | 667931 | Timer, plug-in, 8-pin, 1/16DIN (48 x 48 mm), power off-delay, 0.05-12 m, DPDT, 5 A
H3CR-H8L 100-120VAC S | 42080 | 667933 | Timer, plug-in, 8-pin, 1/16DIN (48 x 48 mm), power off-delay, 0.05-12s, DPDT, 5 A
H3CR-H8L 200-240VAC M | 42080 | 667908 | Timer, plug-in, 8-pin, 1/16DIN (48 x 48 mm), power off-delay, 0.05-12 m, DPDT, 5 A
H3CR-H8L 200-240VAC S | 41720 | 667921 | Timer, plug-in, 8-pin, 1/16DIN (48 x 48mm), power off-delay, 0.05-12s, DPDT, 5 A
H3CR-H8L 24VAC/DC M | 42080 | 667946 | Timer, plug-in, 8-pin, 1/16DIN (48 x 48 mm), power off-delay, 0.05-12 m, DPDT, 5 A
H3CR-H8L 24VAC/DC S | 42080 | 667952 | Timer, plug-in, 8-pin, 1/16DIN (48 x 48 mm), power off-delay, 0.05-12s, DPDT, 5 A
H3CR-H8L DC100-125 M | 41720 | 667918 | Timer, plug-in, 8-pin, 1/16DIN (48 x 48mm), power off-delay, 0.05-12m, DPDT, 5 A
H3CR-H8L DC100-125 S | 41720 | 667947 | Timer, plug-in, 8-pin, 1/16DIN (48 x 48mm), power off-delay, 0.05-12s, DPDT, 5 A
H3CR-H8L DC48 M | 43400 | 667909 | Timer, plug-in, 8-pin, 1/16DIN (48 x 48mm), power off-delay, 0.05-12m, DPDT, 5 A
H3CR-H8L DC48 S | 43400 | 667954 | Timer, plug-in, 8-pin, 1/16DIN (48 x 48mm), power off-delay, 0.05-12s, DPDT, 5 A
H3CR-H8RL 100-120VAC M | 43400 | 667953 | Timer, plug-in, 8-pin, 1/16DIN (48 x 48mm), power off-delay, 0.05-12m, DPDT, 5 A
H3CR-H8RL 100-120VAC S | 41720 | 667911 | Timer, plug-in, 8-pin, 1/16DIN (48 x 48mm), power off-delay, 0.05-12s, DPDT, 5 A
H3CR-H8RL 24VAC/DC M | 37610 | 667949 | Timer, plug-in, 8-pin, 1/16DIN (48 x 48mm), power off-delay, 0.05-12m, DPDT, 5 A
H3CR-H8RL 24VAC/DC S | 43400 | 667932 | Timer, plug-in, 8-pin, 1/16DIN (48 x 48mm), power off-delay, 0.05-12s, DPDT, 5 A
H3CR-H8RL AC200-240 M | 43400 | 667917 | Timer, plug-in, 8-pin, 1/16DIN (48 x 48mm), power off-delay, 0.05-12m, DPDT, 5 A
H3CR-H8RL AC200-240 S | 41720 | 667925 | Timer, plug-in, 8-pin, 1/16DIN (48 x 48mm), power off-delay, 0.05-12s, DPDT, 5 A
H3CR-H8RL DC100-125 M | 43400 | 667912 | Timer, plug-in, 8-pin, 1/16DIN (48 x 48mm), power off-delay, 0.05-12m, DPDT, 5 A
H3CR-H8RL DC100-125 S | 43400 | 667960 | Timer, plug-in, 8-pin, 1/16DIN (48 x 48mm), power off-delay, 0.05-12s, DPDT, 5 A
H3CR-H8RL DC48 M | 43400 | 667961 | Timer, plug-in, 8-pin, 1/16DIN (48 x 48mm), power off-delay, 0.05-12m, DPDT, 5 A
H3CR-H8RL DC48 S | 43400 | 667920 | Timer, plug-in, 8-pin, 1/16DIN (48 x 48mm), power off-delay, 0.05-12s, DPDT, 5 A
H3CR-HRL 100-120VAC M | 41720 | 667951 | Timer, plug-in, 11-pin, 1/16DIN (48 x 48mm), power off-delay, 0.05-12m, DPDT, 5 A
H3CR-HRL 100-120VAC S | 40210 | 667929 | Timer, plug-in, 11-pin, 1/16DIN (48 x 48mm), power off-delay, 0.05-12m, DPDT, 5 A
H3CR-HRL 24VAC/DC M | 40210 | 667914 | Timer, plug-in, 11-pin, 1/16DIN (48 x 48 mm), power off-delay, 0.05-12m, DPDT, 5 A
H3CR-HRL 24VAC/DC S | 39120 | 667938 | Timer, plug-in, 11-pin, 1/16DIN (48 x 48mm), power off-delay, 0.05-12m, DPDT, 5 A
H3CR-HRL AC200-240 M | 39850 | 667936 | Timer, plug-in, 11-pin, 1/16DIN (48 x 48 mm), power off-delay, 0.05-12 m, DPDT, 5 A
H3CR-HRL AC200-240 S | 41720 | 667926 | Timer, plug-in, 11-pin, 1/16DIN (48 x 48mm), power off-delay, 0.05-12m, DPDT, 5 A
H3CR-HRL DC100-125 M | 40210 | 667956 | Timer, plug-in, 11-pin, 1/16DIN (48 x 48mm), power off-delay, 0.05-12m, DPDT, 5 A
H3CR-HRL DC100-125 S | 40210 | 667948 | Timer, plug-in, 11-pin, 1/16DIN (48 x 48mm), power off-delay, 0.05-12m, DPDT, 5 A
H3CR-HRL DC48 M | 40210 | 667934 | Timer, plug-in, 11-pin, 1/16DIN (48 x 48mm), power off-delay, 0.05-12m, DPDT, 5 A
H3CR-HRL DC48 S | 40210 | 667942 | Timer, plug-in, 11-pin, 1/16DIN (48 x 48mm), power off-delay, 0.05-12m, DPDT, 5 A
H3DK-F 24-240VAC/DC | 24900 | 668599 | Timer, DIN rail mounting, 22.5mm, twin on & off-delay, 0.1s-12h, SPDT, 5 A, 24-240 VAC/D
H3DK-FA DC12 | 24900 | 668586 | Timer, DIN rail mounting, 22.5mm, twin on & off-delay, 0.1s-12h, SPDT, 5 A, 12 VDC
H3DK-G 24-240VAC/DC | 22150 | 668604 | Timer, DIN rail mounting, 22.5mm, star-delta-delay, 1-120s, DPDT, 5 A, 24-240 VAC/DC
H3DK-GA DC12 | 22150 | 668596 | Timer, DIN rail mounting, 22.5 mm, star-delta-delay, 1 to 120s, DPDT, 5 A, 12 VDC
H3DK-GE 240-440VAC | 23990 | 352023 | Timer, DIN rail mounting, 22.5mm, star-delta-delay, 1-120s, DPDT, 5 A, 240-440 VAC
H3DK-HBL 24-48VAC/DC | 24900 | 668624 | Timer, DIN rail mounting, 22.5mm, power off-delay, 1-120s, SPDT, 5 A, 24 VAC/DC
H3DK-HBS 24-48VAC/DC | 24900 | 668618 | Timer, DIN rail mounting, 22.5mm, power off-delay, 0.1-12s, SPDT, 5 A, 24 VAC/DC
H3DK-HCL 100-120VAC | 24900 | 668602 | Timer, DIN rail mounting, 22.5mm, power off-delay, 1-120s, SPDT, 5 A, 100-120 VAC
H3DK-HCS 100-120VAC | 24900 | 668587 | Timer, DIN rail mounting, 22.5mm, power off-delay, 0.1-12s, SPDT, 5 A, 100-120 VAC
H3DK-HDL AC200-240V | 24900 | 668644 | Timer, DIN rail mounting, 22.5mm, power off-delay, 1-120s, SPDT, 5 A, 200-230 VAC
H3DK-HDS AC200-240V | 24900 | 668617 | Timer, DIN rail mounting, 22.5mm, power off-delay, 0.1-12s, SPDT, 5 A, 200-240 VAC
H3DK-M1 24-240VAC/DC | 15230 | 668642 | Timer, DIN-rail mounting, multi range, multi mode timer, 8 modes incl. off-delay, 1 output relay, 24 to 240 VAC/DC
H3DK-M1A DC12 | 17390 | 668610 | Timer, DIN-rail mounting, multi range, multi mode timer, 8 modes incl. off-delay, 1 output relay, 12 VDC
H3DK-M2 24-240VAC/DC | 19120 | 668641 | Timer, DIN-rail mounting, multi range, multi mode timer, 8 modes incl. off-delay, 2 output relays, 24 to 240 VAC/DC
H3DK-M2A DC12 | 21860 | 668594 | Timer, DIN-rail mounting, multi range, multi mode timer, 8 modes incl. off-delay, 2 output relays, 12 VDC
H3DK-S1 24-240VAC/DC | 12510 | 668605 | Timer, DIN-rail mounting, multi range, multi mode timer, 4 modes, 1 output relay, 24 to 240 VAC/DC
H3DK-S1A DC12 | 14300 | 668629 | Timer, DIN rail mounting, 22.5 mm, on/flicker-on/interval/one-shot-delay, 0.1s-1200h, SPDT, 5 A, 12 VDC
H3DK-S2 24-240VAC/DC | 15230 | 668622 | Timer, DIN-rail mounting, multi range, multi mode timer, 4 modes, 2 output relays, 24 to 240 VAC/DC
H3DK-S2A DC12 | 17390 | 668635 | Timer, DIN rail mounting, 22.5mm, on/flicker-on/interval/one-shot-delay, 0.1s-1200h, DPDT (inc. inst.), 5 A, 12 V/DC
H3DS-AL AC/DC | 15590 | 670944 | Timer, DIN rail mounting, 17.5 mm, 24-230 VAC/24-48 VDC, on-delay, 0.1 s-120 h, SPDT, 5 A, 'Smart Dial' lockable settings, no-input available, A single operating mode, screw terminal type
H3DS-ALC | 15300 | 670938 | Timer, DIN rail mounting, 17.5 mm, 24-230 VAC/24-48 VDC, on-delay, 0.1 s-120 h, SPDT, 5 A, lockable settings, screwless terminals, no-input available, A single operating mode
H3DS-FL | 28420 | 670935 | Timer, DIN rail mounting, 17.5 mm, 24-230 VAC/24-48 VDC, twin on & off-delay, 0.1 s-12 h, SPDT, 5 A, lockable settings, screw terminal type
H3DS-FLC | 31240 | 670940 | Timer, DIN rail mounting, 17.5 mm, 24-230 VAC/24-48 VDC, twin on & off-delay, 0.1 s-12 h, SPDT, 5 A, lockable settings, screwless terminals
H3DS-GL | 28420 | 670937 | Timer, DIN rail mounting, 17.5 mm, 24-230 VAC/24-48 VDC, star-delta-delay, 1-120 s, DPST-NO, 5 A, lockable settings, screw terminal type
H3DS-ML AC/DC | 20090 | 670946 | Timer, DIN rail mounting, 17.5 mm, 24-230 VAC/24-48 VDC, multifunction, 0.1 s-120 h, SPDT, 5 A, 'Smart Dial' lockable settings
H3DS-MLC | 20640 | 670941 | Timer, DIN rail mounting, 17.5 mm, 24-230 VAC/24-48 VDC, multifunction, 0.1 s-120 h, SPDT, 5 A, lockable settings, screwless terminals
H3DS-SL AC/DC | 17260 | 670945 | Timer, DIN rail mounting, 17.5 mm, 24-230 VAC/24-48 VDC, on/flicker-on/interval/one-shot-delay, 0.1 s-120 h, SPDT, 5 A, 'Smart Dial' lockable settings
H3DS-SLC | 18090 | 670939 | Timer, DIN rail mounting, 17.5 mm, 24-230 VAC/24-48 VDC, on/flicker-on/interval/one-shot-delay, 0.1 s-120 h, SPDT, 5 A, 'Smart Dial' lockable settings, screw.less terminal
H3DS-XL | 14190 | 670936 | Timer, DIN rail mounting, 17.5 mm, 24-230 VAC/VDC, on-delay, 0.1 s-120 h, SCR output 0.7 A, 2-wire in-line load connection, lockable settings
H3DS-XLC | 14390 | 670942 | Timer, DIN rail mounting, 17.5 mm, 24-230 VAC/VDC, on-delay, 0.1 s-120 h, SCR output 0.7 A, 2-wire in-line load connection, lockable settings, screwless terminals
H3DT-A1 24-240VAC/DC | 17660 | 669477 | Timer, DIN rail mounting, 17.5mm, On-delay, 0.1s-1200h, 1 x SPDT, 5 A, 24-240 VAC/DC, Push-in terminal
H3DT-A2 24-240VAC/DC | 11780 | 669509 | Timer, DIN rail mounting, 17.5mm, On-delay, 0.1s-1200h, 2 x SPDT, 5 A, 24-240 VAC/DC, Push-in terminal
H3DT-F 24-240VAC/DC | 31750 | 669468 | Timer, DIN rail mounting, 17.5mm, Twin, 1-120s, 1 x SPDT, 5 A, 24-240 VAC/DC, Push-in terminal
H3DT-G 24-240VAC/DC | 31750 | 669479 | Timer, DIN rail mounting, 17.5mm, Star-delta-delay, 1-120s, 2 x SPDT, 5 A, 24-240 VAC/DC, Push-in terminal
H3DT-HBL 24-48VAC/DC | 28200 | 669466 | Timer, DIN rail mounting, 17.5mm, Off-delay, 1s-120s, 1 x SPDT, 5 A, 24-48 VAC/DC, Push-in terminal
H3DT-HBS 24-48VAC/DC | 28200 | 669492 | Timer, DIN rail mounting, 17.5mm, Off-delay, 0.1s-12s, 1 x SPDT, 5 A, 24-48 VAC/DC, Push-in terminal
H3DT-HCL 100-120VAC | 28200 | 669465 | Timer, DIN rail mounting, 17.5mm, Off-delay, 1s-120s, 1 x SPDT, 5 A, 100-120 VAC, Push-in terminal
H3DT-HCS 100-120VAC | 28200 | 669471 | Timer, DIN rail mounting, 17.5mm, Off-delay, 0.1s-12s, 1 x SPDT, 5 A, 100-120 VAC, Push-in terminal
H3DT-HDL 200-240VAC | 28200 | 669455 | Timer, DIN rail mounting, 17.5mm, Off-delay, 1s-120s, 1 x SPDT, 5 A, 200-240 VAC, Push-in terminal
H3DT-HDS 200-240VAC | 28200 | 669521 | Timer, DIN rail mounting, 17.5mm, Off-delay, 0.1s-12s, 1 x SPDT, 5 A, 200-240 VAC, Push-in terminal
H3DT-L1 24-240VAC/DC | 17660 | 669519 | Timer, DIN rail mounting, 17.5mm, Extended Multifunction, 0.1s-1200h, 1 x SPDT, 5 A, 24-240 VAC/DC, Push-in terminal
H3DT-L2 24-240VAC/DC | 21760 | 669500 | Timer, DIN rail mounting, 17.5mm, Extended Multifunction, 0.1s-1200h, 2 x SPDT, 5 A, 24-240 VAC/DC, Push-in terminal
H3DT-N1 24-240VAC/DC | 12770 | 669502 | Timer, DIN rail mounting, 17.5mm, Multifunction, 0.1s-1200h, 1 x SPDT, 5 A, 24-240 VAC/DC, Push-in terminal
H3DT-N2 24-240VAC/DC | 15520 | 669448 | Timer, DIN rail mounting, 17.5mm, Multifunction, 0.1s-1200h, 2 x SPDT, 5 A, 24-240 VAC/DC, Push-in terminal
H3FA-A 12DC | 18650 | 145449
H3FA-A 24DC | 17180 | 120563 | Solid state timer, DIP model for PCB mounting, 1s to 10m
H3FA-A 5DC | 17180 | 145448 | Solid state timer, DIP model for PCB mounting, 1s to 10m
H3FA-A 6DC | 17180 | 120562
H3FA-AU 12 VDC | 19430 | 120569 | Solid state timer, DIP model for PCB mounting, 1s to 10m
H3FA-AU 24DC | 21180 | 146496 | Solid state timer, DIP model for PCB mounting, 1s to 10m
H3FA-AU 5DC | 21180 | 120568 | Solid state timer, DIP model for PCB mounting, 1s to 10m
H3FA-AU 6DC | 21180 | 154259 | Solid state timer, DIP model for PCB mounting, 1s to 10m
H3FA-B 12DC | 18650 | 155044
H3FA-B 24DC | 17180 | 120565 | Solid state timer, DIP model for PCB mounting, 6s to 60m
H3FA-B 6DC | 18650 | 120564
H3FA-BU 12DC | 21180 | 120570
H3FA-BU 24DC | 21180 | 120571 | Control Components, Timers, Other Timers, H3FA-BU 24DC
H3FA-SA 12/24DC | 12990 | 120566
H3FA-SA 5/6DC | 14210 | 146495
H3FA-SAU 12/24DC | 16210 | 145450 | Solid state timer, DIP model for PCB mounting, 1s to 10m
H3FA-SB 12/24DC | 14210 | 147665 | Solid state timer, DIP model for PCB mounting, 12/24 VDC, 6 s to 60 min, solid-state outputs
H3FA-SB 5/6DC | 14210 | 120567
H3FA-SBU 12/24DC | 16970 | 120573
H3FA-SBU DC5/6 | 16970 | 157536
H3RN-1 12VDC | 18570 | 147546 | Timer, plug-in, 5-pin, multifunction, 0.1s-10m, SPDT, 3 A, 12 VDC
H3RN-1 24VAC | 18570 | 145454 | Timer, plug-in, 5-pin, multifunction, 0.1 s-10 m, SPDT, 3 A
H3RN-1 24VDC | 18570 | 120361 | Timer, plug-in, 5-pin, multifunction, 0.1 s-10 m, SPDT, 3 A
H3RN-11 12VDC | 18570 | 120362 | Timer, plug-in, 5-pin, multifunction, 0.1 m-10h, SPDT, 3 A, 12 VDC
H3RN-11 24VAC | 18570 | 120363 | Timer, plug-in, 5-pin, multifunction, 0.1 m-10 h, SPDT, 3 A
H3RN-11 24VDC | 18570 | 148556 | Timer, plug-in, 5-pin, multifunction, 0.1 m-10 h, SPDT, 3 A
H3RN-11-B 12VDC | 18570 | 669640 | Timer, plug-in, 5-pin, multifunction, 0.1m-10h, SPDT, 3 A, 12 VDC Supply, Black, Top coil side
H3RN-11-B 24VAC | 18570 | 669642 | Timer, plug-in, 5-pin, multifunction, 0.1m-10h, SPDT, 3 A, 24 VAC Supply, Black, Top coil side
H3RN-11-B 24VDC | 18570 | 669641 | Timer, plug-in, 5-pin, multifunction, 0.1m-10h, SPDT, 3 A, 24 VDC Supply, Black, Top coil side
H3RN-1-B 12VDC | 18570 | 669637 | Timer, plug-in, 5-pin, multifunction, 0.1s-10m, SPDT, 3 A, 12 VDC Supply, Black, Top coil side
H3RN-1-B 24VAC | 18570 | 669639 | Timer, plug-in, 5-pin, multifunction, 0.1s-10m, SPDT, 3 A, 24 VAC Supply, Black, Top coil side
H3RN-1-B 24VDC | 18570 | 669638 | Timer, plug-in, 5-pin, multifunction, 0.1s-10m, SPDT, 3 A, 24 VDC Supply, Black, Top coil side
H3RN-2 12VDC | 18570 | 120364 | Timer, plug-in, 8-pin, multifunction, 0.1s-10m, DPST-NO, 3 A, 12 VDC
H3RN-2 24VAC | 18570 | 150751 | Timer, plug-in, 8-pin, multifunction, 0.1 s-10 m, DPST-NO, 3 A
H3RN-2 24VDC | 18570 | 156331 | Timer, plug-in, 8-pin, multifunction, 0.1 s-10 m, DPST-NO, 3 A
H3RN-21 12VDC | 18570 | 120365 | Timer, plug-in, 8-pin, multifunction, 0.1m-10h, DPST-NO, 3 A, 12 VDC
H3RN-21 24VAC | 18570 | 120367 | Timer, plug-in, 8-pin, multifunction, 0.1 m-10 h, DPST-NO, 3 A
H3RN-21 24VDC | 18570 | 120366 | Timer, plug-in, 8-pin, multifunction, 0.1 m-10 h, DPST-NO, 3 A
H3RN-21-B 12VDC | 18570 | 669646 | Timer, plug-in, 8-pin, multifunction, 0.1m-10h, SPST-NO, 3 A, 12 VDC Supply, Black, Top coil side
H3RN-21-B 24VAC | 18570 | 669648 | Timer, plug-in, 8-pin, multifunction, 0.1m-10h, SPST-NO, 3 A, 24 VAC Supply, Black, Top coil side
H3RN-21-B 24VDC | 18570 | 669647 | Timer, plug-in, 8-pin, multifunction, 0.1m-10h, SPST-NO, 3 A, 24 VDC Supply, Black, Top coil side
H3RN-2-B 12VDC | 18570 | 669643 | Timer, plug-in, 8-pin, multifunction, 0.1s-10m, SPST-NO, 3 A, 12 VDC Supply, Black, Top coil side
H3RN-2-B 24VAC | 18570 | 669645 | Timer, plug-in, 8-pin, multifunction, 0.1s-10m, SPST-NO, 3 A, 24 VAC Supply, Black, Top coil side
H3RN-2-B 24VDC | 18570 | 669644 | Timer, plug-in, 8-pin, multifunction, 0.1s-10m, SPST-NO, 3 A, 24 VDC Supply, Black, Top coil side
H3Y-2 100-120AC 0,5S | 25390 | 671639 | Timer, plug-in, 8-pin, on-delay, DPDT, 100-120 VAC Supply voltage, 0.5 Seconds, Surface/DIN-track mounting (with socket)
H3Y-2 100-120AC 10M | 19190 | 671624 | Timer, plug-in, 8-pin, on-delay, DPDT, 100-120 VAC Supply voltage, 10 Minutes, Surface/DIN-track mounting (with socket)
H3Y-2 100-120AC 120S | 25390 | 671631 | Timer, plug-in, 8-pin, on-delay, DPDT, 100-120 VAC Supply voltage, 120 Seconds, Surface/DIN-track mounting (with socket)
H3Y-2 100-120AC 30M | 28770 | 671641 | Timer, plug-in, 8-pin, on-delay, DPDT, 100-120 VAC Supply voltage, 30 Minutes, Surface/DIN-track mounting (with socket)
H3Y-2 100-120VAC 1S | 25390 | 671685 | Timer, plug-in, 8-pin, on-delay, DPDT, 100-120 VAC Supply voltage, 1 Seconds, Surface/DIN-track mounting (with socket)
H3Y-2 100-120VAC 3H | 19590 | 671621 | Timer, plug-in, 8-pin, on-delay, DPDT, 100-120 VAC Supply voltage, 3 Hours, Surface/DIN-track mounting (with socket)
H3Y-2 100-120VAC 3M | 19590 | 671698 | Timer, plug-in, 8-pin, on-delay, DPDT, 100-120 VAC Supply voltage, 3 Minutes, Surface/DIN-track mounting (with socket)
H3Y-2 100-120VAC 5M | 28770 | 671638 | Timer, plug-in, 8-pin, on-delay, DPDT, 100-120 VAC Supply voltage, 5 Minutes, Surface/DIN-track mounting (with socket)
H3Y-2 100-120VAC 5S | 28770 | 671694 | Timer, plug-in, 8-pin, on-delay, DPDT, 100-120 VAC Supply voltage, 5 Seconds, Surface/DIN-track mounting (with socket)
H3Y-2 100-120VAC 10S | 18590 | 671550 | Timer, plug-in, 8-pin, on-delay, DPDT, 100-120 VAC Supply voltage, 10 Seconds, Surface/DIN-track mounting (with socket)
H3Y-2 100-120VAC 30S | 28770 | 671575 | Timer, plug-in, 8-pin, on-delay, DPDT, 100-120 VAC Supply voltage, 30 Seconds, Surface/DIN-track mounting (with socket)
H3Y-2 100-120VAC 60M | 28770 | 671707 | Timer, plug-in, 8-pin, on-delay, DPDT, 100-120 VAC Supply voltage, 60 Minutes, Surface/DIN-track mounting (with socket)
H3Y-2 100-120VAC 60S | 28770 | 671574 | Timer, plug-in, 8-pin, on-delay, DPDT, 100-120 VAC Supply voltage, 60 Seconds, Surface/DIN-track mounting (with socket)
H3Y-2 12DC 10M | 18800 | 671623 | Timer, plug-in, 8-pin, on-delay, DPDT, 12 VDC Supply voltage, 10 Minutes, Surface/DIN-track mounting (with socket)
H3Y-2 12DC 10S | 18800 | 671592 | Timer, plug-in, 8-pin, on-delay, DPDT, 12 VDC Supply voltage, 10 Seconds, Surface/DIN-track mounting (with socket)
H3Y-2 12DC 120S | 18800 | 671715 | Timer, plug-in, 8-pin, on-delay, DPDT, 12 VDC Supply voltage, 120 Seconds, Surface/DIN-track mounting (with socket)
H3Y-2 12DC 1S | 18800 | 671628 | Timer, plug-in, 8-pin, on-delay, DPDT, 12 VDC Supply voltage, 1 Seconds, Surface/DIN-track mounting (with socket)
H3Y-2 12DC 30M | 18800 | 671627 | Timer, plug-in, 8-pin, on-delay, DPDT, 12 VDC Supply voltage, 30 Minutes, Surface/DIN-track mounting (with socket)
H3Y-2 12DC 30S | 18800 | 671652 | Timer, plug-in, 8-pin, on-delay, DPDT, 12 VDC Supply voltage, 30 Seconds, Surface/DIN-track mounting (with socket)
H3Y-2 AC200-230 0.5S | 19590 | 671696 | Timer, plug-in, 8 pin, on-delay, DPDT, 200-230 VAC Supply voltage, 0.5 seconds, Surface/DIN-track mounting (with socket)
H3Y-2 AC200-230 10M | 26190 | 671686 | Timer, plug-in, 8-pin, on-delay, DPDT, 200-230 VAC Supply voltage, 10 Minutes, Surface/DIN-track mounting (with socket)
H3Y-2 AC200-230 10S | 26190 | 671634 | Timer, plug-in, 8-pin, on-delay, DPDT, 200-230 VAC Supply voltage, 10 Seconds, Surface/DIN-track mounting (with socket)
H3Y-2 AC200-230 120S | 19590 | 671599 | Timer, plug-in, 8-pin, on-delay, DPDT, 200-230 VAC Supply voltage, 120 Seconds, Surface/DIN-track mounting (with socket)
H3Y-2 AC200-230 1S | 26190 | 671584 | Timer, plug-in, 8 pin, on-delay, DPDT, 200-230 VAC Supply voltage, 1 seconds, Surface/DIN-track mounting (with socket)
H3Y-2 AC200-230 30M | 26190 | 671552 | Timer, plug-in, 8-pin, on-delay, DPDT, 200-230 VAC Supply voltage, 30 Minutes, Surface/DIN-track mounting (with socket)
H3Y-2 AC200-230 30S | 26190 | 671567 | Timer, plug-in, 8-pin, on-delay, DPDT, 200-230 VAC Supply voltage, 30 Seconds, Surface/DIN-track mounting (with socket)
H3Y-2 AC200-230 3H | 26190 | 671723 | Timer, plug-in, 8-pin, on-delay, DPDT, 200-230 VAC Supply voltage, 3 hours, Surface/DIN-track mounting (with socket)
H3Y-2 AC200-230 3M | 26190 | 671670 | Timer, plug-in, 8-pin, on-delay, DPDT, 200-230 VAC Supply voltage, 3 Minutes, Surface/DIN-track mounting (with socket)
H3Y-2 AC200-230 5M | 22730 | 671633 | Timer, plug-in, 8-pin, on-delay, DPDT, 200-230 VAC Supply voltage, 5 Minutes, Surface/DIN-track mounting (with socket)
H3Y-2 AC200-230 5S | 26190 | 671596 | Timer, plug-in, 8-pin, on-delay, DPDT, 200-230 VAC Supply voltage, 5 Seconds, Surface/DIN-track mounting (with socket)
H3Y-2 AC200-230 60M | 26190 | 671653 | Timer, plug-in, 8-pin, on-delay, DPDT, 200-230 VAC Supply voltage, 60 Minutes, Surface/DIN-track mounting (with socket)
H3Y-2 AC200-230 60S | 26190 | 671614 | Timer, plug-in, 8-pin, on-delay, DPDT, 200-230 VAC Supply voltage, 60 Seconds, Surface/DIN-track mounting (with socket)
H3Y-2 AC24 0.5S | 22810 | 184264
H3Y-2 AC24 10M | 16180 | 184696
H3Y-2 AC24 10S | 16180 | 184690 | Timer, plug-in, 8-pin, on-delay, DPDT, 3 A, 24 VAC Supply, 0.5 - 10 Seconds
H3Y-2 AC24 1S | 16180 | 184688
H3Y-2 AC24 30M | 16180 | 184697 | Timer, plug-in, 8-pin, on-delay, DPDT, 3 A, 24 VAC Supply, 0.1 - 30 Minutes
H3Y-2 AC24 30S | 16180 | 184691 | Timer, plug-in, 8-pin, on-delay, DPDT, 3 A, 24 VAC Supply, 0.1 - 30 Seconds
H3Y-2 AC24 3M | 16180 | 184694
H3Y-2 AC24 5M | 16180 | 184695 | Timer, plug-in, 8-pin, on-delay, DPDT, 24 VAC Supply voltage, 5 Minutes, Surface/DIN-track mounting (with socket)
H3Y-2 AC24 5S | 16180 | 184689 | Timer, plug-in, 8-pin, on-delay, DPDT, 3 A, 24 VAC Supply, 0.1 - 5 Seconds
H3Y-2 AC24 60M | 16180 | 184698 | Timer, plug-in, 8-pin, on-delay, DPDT, 24 VAC Supply voltage, 60 Minutes, Surface/DIN-track mounting (with socket)
H3Y-2 AC24 60S | 16180 | 184692 | Timer, plug-in, 8-pin, on-delay, DPDT, 24 VAC Supply voltage, 60 Seconds, Surface/DIN-track mounting (with socket)
H3Y-2 DC100-110 0.5S | 18800 | 671572 | Timer, plug-in, 8-pin, on-delay, DPDT, 100-110 VDC Supply voltage, 0.5 Seconds, Surface/DIN-track mounting (with socket)
H3Y-2 DC100-110 10M | 18800 | 671703 | Timer, plug-in, 8-pin, on-delay, DPDT, 100-110 VDC Supply voltage, 10 Minutes, Surface/DIN-track mounting (with socket)
H3Y-2 DC100-110 10S | 25030 | 671702 | Timer, plug-in, 8-pin, on-delay, DPDT, 100-110 VDC Supply voltage, 10 Seconds, Surface/DIN-track mounting (with socket)
H3Y-2 DC100-110 120S | 18800 | 671706 | Timer, plug-in, 8-pin, on-delay, DPDT, 100-110 VDC Supply voltage, 120 Seconds, Surface/DIN-track mounting (with socket)
H3Y-2 DC100-110 1S | 18800 | 671649 | Timer, plug-in, 8-pin, on-delay, DPDT, 100-110 VDC Supply voltage, 1 Seconds, Surface/DIN-track mounting (with socket)
H3Y-2 DC100-110 30M | 18800 | 671557 | Timer, plug-in, 8-pin, on-delay, DPDT, 100-110 VDC Supply voltage, 30 Minutes, Surface/DIN-track mounting (with socket)
H3Y-2 DC100-110 30S | 18800 | 671681 | Timer, plug-in, 8-pin, on-delay, DPDT, 100-110 VDC Supply voltage, 30 Seconds, Surface/DIN-track mounting (with socket)
H3Y-2 DC100-110 3H | 18800 | 671687 | Timer, plug-in, 8-pin, on-delay, DPDT, 100-110 VDC Supply voltage, 3 Hours, Surface/DIN-track mounting (with socket)
H3Y-2 DC100-110 3M | 18800 | 671618 | Timer, plug-in, 8-pin, on-delay, DPDT, 100-110 VDC Supply voltage, 3 Minutes, Surface/DIN-track mounting (with socket)
H3Y-2 DC100-110 5M | 25030 | 671613 | Timer, plug-in, 8-pin, on-delay, DPDT, 100-110 VDC Supply voltage, 5 Minutes, Surface/DIN-track mounting (with socket)
H3Y-2 DC100-110 5S | 18800 | 671699 | Timer, plug-in, 8-pin, on-delay, DPDT, 100-110 VDC Supply voltage, 5 Seconds, Surface/DIN-track mounting (with socket)
H3Y-2 DC100-110 60M | 18800 | 671555 | Timer, plug-in, 8-pin, on-delay, DPDT, 100-110 VDC Supply voltage, 60 Minutes, Surface/DIN-track mounting (with socket)
H3Y-2 DC100-110 60S | 25030 | 671598 | Timer, plug-in, 8-pin, on-delay, DPDT, 100-110 VDC Supply voltage, 60 Seconds, Surface/DIN-track mounting (with socket)
H3Y-2 DC12 0.5S | 22730 | 671629 | Timer, plug-in, 8-pin, on-delay, DPDT, 12 VDC Supply voltage, 0.5 Seconds, Surface/DIN-track mounting (with socket)
H3Y-2 DC12 3H | 22730 | 671712 | Timer, plug-in, 8-pin, on-delay, DPDT, 12 VDC Supply voltage, 3 Hours, Surface/DIN-track mounting (with socket)
H3Y-2 DC12 3M | 18800 | 671564 | Timer, plug-in, 8-pin, on-delay, DPDT, 12 VDC Supply voltage, 3 Minutes, Surface/DIN-track mounting (with socket)
H3Y-2 DC12 5M | 22730 | 671682 | Timer, plug-in, 8-pin, on-delay, DPDT, 12 VDC Supply voltage, 5 Minutes, Surface/DIN-track mounting (with socket)
H3Y-2 DC12 5S | 18800 | 671640 | Timer, plug-in, 8-pin, on-delay, DPDT, 12 VDC Supply voltage, 5 Seconds, Surface/DIN-track mounting (with socket)
H3Y-2 DC12 60M | 22730 | 671656 | Timer, plug-in, 8-pin, on-delay, DPDT, 12 VDC Supply voltage, 60 Minutes, Surface/DIN-track mounting (with socket)
H3Y-2 DC12 60S | 18800 | 671588 | Timer, plug-in, 8-pin, on-delay, DPDT, 12 VDC Supply voltage, 60 Seconds, Surface/DIN-track mounting (with socket)
H3Y-2 DC125 0.5S | 22720 | 184265 | Timer, plug-in, 8-pin, on-delay, DPDT, 125 VDC Supply voltage, 0.5 Seconds, Surface/DIN-track mounting (with socket)
H3Y-2 DC125 10S | 22720 | 184266 | Timer, plug-in, 8-pin, on-delay, DPDT, 125 VDC Supply voltage, 10 Seconds, Surface/DIN-track mounting (with socket)
H3Y-2 DC24 0.5S | 18800 | 671710 | Timer, plug-in, 8-pin, on-delay, DPDT, 24 VDC Supply voltage, 0.5 Seconds, Surface/DIN-track mounting (with socket)
H3Y-2 DC24 10M | 18800 | 671684 | Timer, plug-in, 8-pin, on-delay, DPDT, 24 VDC Supply voltage, 10 Minutes, Surface/DIN-track mounting (with socket)
H3Y-2 DC24 10S | 18800 | 671620 | Timer, plug-in, 8-pin, on-delay, DPDT, 24 VDC Supply voltage, 10 Seconds, Surface/DIN-track mounting (with socket)
H3Y-2 DC24 120S | 18800 | 671571 | Timer, plug-in, 8-pin, on-delay, DPDT, 24 VDC Supply voltage, 120 Seconds, Surface/DIN-track mounting (with socket)
H3Y-2 DC24 1S | 18800 | 671714 | Timer, plug-in, 8-pin, on-delay, DPDT, 24 VDC Supply voltage, 1 Seconds, Surface/DIN-track mounting (with socket)
H3Y-2 DC24 30M | 18800 | 671674 | Timer, plug-in, 8-pin, on-delay, DPDT, 24 VDC Supply voltage, 30 Minutes, Surface/DIN-track mounting (with socket)
H3Y-2 DC24 30S | 18800 | 671563 | Timer, plug-in, 8-pin, on-delay, DPDT, 24 VDC Supply voltage, 30 Seconds, Surface/DIN-track mounting (with socket)
H3Y-2 DC24 3H | 18800 | 671673 | Timer, plug-in, 8-pin, on-delay, DPDT, 24 VDC Supply voltage, 3 Hours, Surface/DIN-track mounting (with socket)
H3Y-2 DC24 3M | 18800 | 671636 | Timer, plug-in, 8-pin, on-delay, DPDT, 24 VDC Supply voltage, 3 Minutes, Surface/DIN-track mounting (with socket)
H3Y-2 DC24 5M | 22730 | 671593 | Timer, plug-in, 8-pin, on-delay, DPDT, 24 VDC Supply voltage, 5 Minutes, Surface/DIN-track mounting (with socket)
H3Y-2 DC24 5S | 18800 | 671689 | Timer, plug-in, 8-pin, on-delay, DPDT, 24 VDC Supply voltage, 5 Seconds, Surface/DIN-track mounting (with socket)
H3Y-2 DC24 60M | 18800 | 671560 | Timer, plug-in, 8-pin, on-delay, DPDT, 24 VDC Supply voltage, 60 Minutes, Surface/DIN-track mounting (with socket)
H3Y-2 DC24 60S | 18800 | 671548 | Timer, plug-in, 8-pin, on-delay, DPDT, 24 VDC Supply voltage, 60 Seconds, Surface/DIN-track mounting (with socket)
H3Y-2 DC48 0.5S | 22730 | 671608 | Timer, plug-in, 8-pin, on-delay, DPDT, 48 VDC Supply voltage, 0.5 Seconds, Surface/DIN-track mounting (with socket)
H3Y-2 DC48 10M | 22730 | 671657 | Timer, plug-in, 8-pin, on-delay, DPDT, 48 VDC Supply voltage, 10 Minutes, Surface/DIN-track mounting (with socket)
H3Y-2 DC48 10S | 18800 | 671650 | Timer, plug-in, 8-pin, on-delay, DPDT, 48 VDC Supply voltage, 10 Seconds, Surface/DIN-track mounting (with socket)
H3Y-2 DC48 120S | 18800 | 671726 | Timer, plug-in, 8-pin, on-delay, DPDT, 48 VDC Supply voltage, 120 Seconds, Surface/DIN-track mounting (with socket)
H3Y-2 DC48 30M | 22730 | 671654 | Timer, plug-in, 8-pin, on-delay, DPDT, 48 VDC Supply voltage, 30 Minutes, Surface/DIN-track mounting (with socket)
H3Y-2 DC48 30S | 18800 | 671611 | Timer, plug-in, 8-pin, on-delay, DPDT, 48 VDC Supply voltage, 30 Seconds, Surface/DIN-track mounting (with socket)
H3Y-2 DC48 3H | 22730 | 671615 | Timer, plug-in, 8-pin, on-delay, DPDT, 48 VDC Supply voltage, 3 Hours, Surface/DIN-track mounting (with socket)
H3Y-2 DC48 3M | 22730 | 671676 | Timer, plug-in, 8-pin, on-delay, DPDT, 48 VDC Supply voltage, 3 Minutes, Surface/DIN-track mounting (with socket)
H3Y-2 DC48 60S | 18800 | 671554 | Timer, plug-in, 8-pin, on-delay, DPDT, 48 VDC Supply voltage, 60 Seconds, Surface/DIN-track mounting (with socket)
H3Y-2-0 DC12 5S | 22730 | 671600 | Timer, plug-in, 8-pin, on-delay, DPDT, 12 VDC Supply voltage, 5 Seconds, Surface mounting (with PCB terminals)
H3Y-2-0 DC24 10S | 20900 | 671607 | Timer, plug-in, 8-pin, on-delay, DPDT, 24 VDC Supply voltage, 10 Seconds, Surface mounting (with PCB terminals)
H3Y-2-0 DC24 1S | 22730 | 671551 | Timer, plug-in, 8-pin, on-delay, DPDT, 24 VDC Supply voltage, 1 Seconds, Surface mounting (with PCB terminals)
H3Y-2-0 DC24 5S | 22730 | 671693 | Timer, plug-in, 8-pin, on-delay, DPDT, 24 VDC Supply voltage, 5 Seconds, Surface mounting (with PCB terminals)
H3Y-4 100-120VAC 1S | 28470 | 671659 | Timer, plug-in, 14-pin, on-delay, 4PDT, 100-120 VAC Supply voltage, 1 Seconds, Surface/DIN-track mounting (with socket)
H3Y-4 100-120VAC 3H | 28470 | 671585 | Timer, plug-in, 14-pin, on-delay, 4PDT, 100-120 VAC Supply voltage, 3 Hours, Surface/DIN-track mounting (with socket)
H3Y-4 100-120VAC 3M | 27670 | 671606 | Timer, plug-in, 14-pin, on-delay, 4PDT, 100-120 VAC Supply voltage, 3 Minutes, Surface/DIN-track mounting (with socket)
H3Y-4 100-120VAC 5M | 27460 | 671546 | Timer, plug-in, 14-pin, on-delay, 4PDT, 100-120 VAC Supply voltage, 5 Minutes, Surface/DIN-track mounting (with socket)
H3Y-4 100-120VAC 5S | 27460 | 671643 | Timer, plug-in, 14-pin, on-delay, 4PDT, 100-120 VAC Supply voltage, 5 Seconds, Surface/DIN-track mounting (with socket)
H3Y-4 100-120VAC 0.5S | 20540 | 671616 | Timer, plug-in, 14-pin, on-delay, 4PDT, 100-120 VAC Supply voltage, 0.5 Seconds, Surface/DIN-track mounting (with socket)
H3Y-4 100-120VAC 10M | 27870 | 671700 | Timer, plug-in, 14-pin, on-delay, 4PDT, 100-120 VAC Supply voltage, 10 Minutes, Surface/DIN-track mounting (with socket)
H3Y-4 100-120VAC 10S | 26400 | 671727 | Timer, plug-in, 14-pin, on-delay, 4PDT, 100-120 VAC Supply voltage, 10 Seconds, Surface/DIN-track mounting (with socket)
H3Y-4 100-120VAC 20S | 28470 | 671622 | Timer, plug-in, 14-pin, on-delay, 4PDT, 100-120 VAC Supply voltage, 120 Seconds, Surface/DIN-track mounting (with socket)
H3Y-4 100-120VAC 30M | 26780 | 671713 | Timer, plug-in, 14-pin, on-delay, 4PDT, 100-120 VAC Supply voltage, 30 Minutes, Surface/DIN-track mounting (with socket)
H3Y-4 100-120VAC 30S | 26120 | 671561 | Timer, plug-in, 14-pin, on-delay, 4PDT, 100-120 VAC Supply voltage, 30 Seconds, Surface/DIN-track mounting (with socket)
H3Y-4 100-120VAC 60M | 27460 | 671579 | Timer, plug-in, 14-pin, on-delay, 4PDT, 100-120 VAC Supply voltage, 60 Minutes, Surface/DIN-track mounting (with socket)
H3Y-4 100-120VAC 60S | 27450 | 671719 | Timer, plug-in, 14-pin, on-delay, 4PDT, 100-120 VAC Supply voltage, 60 Seconds, Surface/DIN-track mounting (with socket)
H3Y-4 AC200-230 0.5S | 20540 | 671547 | Timer, plug-in, 14-pin, on-delay, 4PDT, 200-230 VAC Supply voltage, 0.5 Second, Surface/DIN-track mounting (with socket)
H3Y-4 AC200-230 10M | 26250 | 671708 | Timer, plug-in, 14-pin, on-delay, 4PDT, 200-230 VAC Supply voltage, 10 Minutes, Surface/DIN-track mounting (with socket)
H3Y-4 AC200-230 10S | 23240 | 671675 | Timer, plug-in, 14-pin, on-delay, 4PDT, 200-230 VAC Supply voltage, 10 Second, Surface/DIN-track mounting (with socket)
H3Y-4 AC200-230 120S | 27460 | 671583 | Timer, plug-in, 14-pin, on-delay, 4PDT, 200-230 VAC Supply voltage, 120 Second, Surface/DIN-track mounting (with socket)
H3Y-4 AC200-230 1S | 27460 | 671677 | Timer, plug-in, 14-pin, on-delay, 4PDT, 200-230 VAC Supply voltage, 1 Second, Surface/DIN-track mounting (with socket)
H3Y-4 AC200-230 30M | 26400 | 671720 | Timer, plug-in, 14-pin, on-delay, 4PDT, 200-230 VAC Supply voltage, 30 Minutes, Surface/DIN-track mounting (with socket)
H3Y-4 AC200-230 30S | 26400 | 671725 | Timer, plug-in, 14-pin, on-delay, 4PDT, 200-230 VAC Supply voltage, 30 Second, Surface/DIN-track mounting (with socket)
H3Y-4 AC200-230 3H | 27460 | 671672 | Timer, plug-in, 14-pin, on-delay, 4PDT, 200-230 VAC Supply voltage, 3 Hours, Surface/DIN-track mounting (with socket)
H3Y-4 AC200-230 3M | 26400 | 671568 | Timer, plug-in, 14-pin, on-delay, 4PDT, 200-230 VAC Supply voltage, 3 Minutes, Surface/DIN-track mounting (with socket)
H3Y-4 AC200-230 5M | 27460 | 671678 | Timer, plug-in, 14-pin, on-delay, 4PDT, 200-230 VAC Supply voltage, 5 Minutes, Surface/DIN-track mounting (with socket)
H3Y-4 AC200-230 5S | 27460 | 671577 | Timer, plug-in, 14-pin, on-delay, 4PDT, 200-230 VAC Supply voltage, 5 Second, Surface/DIN-track mounting (with socket)
H3Y-4 AC200-230 60M | 26320 | 671558 | Timer, plug-in, 14-pin, on-delay, 4PDT, 200-230 VAC Supply voltage, 60 Minutes, Surface/DIN-track mounting (with socket)
H3Y-4 AC200-230 60S | 25380 | 671566 | Timer, plug-in, 14-pin, on-delay, 4PDT, 200-230 VAC Supply voltage, 60 Second, Surface/DIN-track mounting (with socket)
H3Y-4 AC24 10M | 18570 | 184746 | Timer, plug-in, 14-pin, on-delay, 4PDT, 3 A, 24 VAC Supply, 0.5 - 10 Minutes
H3Y-4 AC24 10S | 18570 | 184740 | Timer, plug-in, 14-pin, on-delay, 4PDT, 3 A, 24 VAC Supply, 0.5 - 10 Seconds
H3Y-4 AC24 120S | 18570 | 184743 | Timer, plug-in, 14-pin, on-delay, 4PDT, 3 A, 24 VAC Supply, 5 - 120 Seconds
H3Y-4 AC24 1S | 18570 | 184738 | Timer, plug-in, 14-pin, on-delay, 4PDT, 3 A, 24 VAC Supply, 0.1 - 1 Seconds
H3Y-4 AC24 30M | 18570 | 184747 | Timer, plug-in, 14-pin, on-delay, 4PDT, 3 A, 24 VAC Supply, 1 - 30 Minutes
H3Y-4 AC24 30S | 18570 | 184741 | Timer, plug-in, 14-pin, on-delay, 4PDT, 3 A, 24 VAC Supply, 1 - 30 Seconds
H3Y-4 AC24 3M | 18570 | 184744 | Timer, plug-in, 14-pin, on-delay, 4PDT, 3 A, 24 VAC Supply, 0.1 - 3 Minutes
H3Y-4 AC24 5M | 18570 | 184745 | Timer, plug-in, 14-pin, on-delay, 4PDT, 3 A, 24 VAC Supply, 5 Minutes
H3Y-4 AC24 5S | 18570 | 184739 | Timer, plug-in, 14-pin, on-delay, 4PDT, 3 A, 24 VAC Supply, 5 Seconds
H3Y-4 AC24 60S | 18570 | 184742 | Timer, plug-in, 14-pin, on-delay, 4PDT, 3 A, 24 VAC Supply, 2 - 60 Seconds
H3Y-4 DC100-110 0.5S | 19590 | 671692 | Timer, plug-in, 14-pin, on-delay, 4PDT, 100-110 VDC Supply voltage, 0.5 Seconds, Surface/DIN-track mounting (with socket)
H3Y-4 DC100-110 10M | 19590 | 671704 | Timer, plug-in, 14-pin, on-delay, 4PDT, 100-110 VDC Supply voltage, 10 Minutes, Surface/DIN-track mounting (with socket)
H3Y-4 DC100-110 10S | 19590 | 671688 | Timer, plug-in, 14-pin, on-delay, 4PDT, 100-110 VDC Supply voltage, 10 Seconds, Surface/DIN-track mounting (with socket)
H3Y-4 DC100-110 120S | 19590 | 671668 | Timer, plug-in, 14-pin, on-delay, 4PDT, 100-110 VDC Supply voltage, 120 Seconds, Surface/DIN-track mounting (with socket)
H3Y-4 DC100-110 1S | 19590 | 671647 | Timer, plug-in, 14-pin, on-delay, 4PDT, 100-110 VDC Supply voltage, 1 Seconds, Surface/DIN-track mounting (with socket)
H3Y-4 DC100-110 30M | 19590 | 671609 | Timer, plug-in, 14-pin, on-delay, 4PDT, 100-110 VDC Supply voltage, 30 Minutes, Surface/DIN-track mounting (with socket)
H3Y-4 DC100-110 30S | 26730 | 671645 | Timer, plug-in, 14-pin, on-delay, 4PDT, 100-110 VDC Supply voltage, 30 Seconds, Surface/DIN-track mounting (with socket)
H3Y-4 DC100-110 3H | 19590 | 671559 | Timer, plug-in, 14-pin, on-delay, 4PDT, 100-110 VDC Supply voltage, 3 Hours, Surface/DIN-track mounting (with socket)
H3Y-4 DC100-110 3M | 19590 | 671705 | Timer, plug-in, 14-pin, on-delay, 4PDT, 100-110 VDC Supply voltage, 3 Minutes, Surface/DIN-track mounting (with socket)
H3Y-4 DC100-110 5M | 19590 | 671635 | Timer, plug-in, 14-pin, on-delay, 4PDT, 100-110 VDC Supply voltage, 5 Minutes, Surface/DIN-track mounting (with socket)
H3Y-4 DC100-110 5S | 19590 | 671625 | Timer, plug-in, 14-pin, on-delay, 4PDT, 100-110 VDC Supply voltage, 5 Seconds, Surface/DIN-track mounting (with socket)
H3Y-4 DC100-110 60M | 23800 | 671663 | Timer, plug-in, 14-pin, on-delay, 4PDT, 100-110 VDC Supply voltage, 60 Minutes, Surface/DIN-track mounting (with socket)
H3Y-4 DC100-110 60S | 23800 | 671648 | Timer, plug-in, 14-pin, on-delay, 4PDT, 100-110 VDC Supply voltage, 60 Seconds, Surface/DIN-track mounting (with socket)
H3Y-4 DC12 10M | 19590 | 671569 | Timer, plug-in, 14-pin, on-delay, 4PDT, 12 VDC Supply voltage, 10 Minutes, Surface/DIN-track mounting (with socket)
H3Y-4 DC12 10S | 16610 | 671671 | Timer, plug-in, 14-pin, on-delay, 4PDT, 12 VDC Supply voltage, 10 Second, Surface/DIN-track mounting (with socket)
H3Y-4 DC12 120S | 19590 | 671658 | Timer, plug-in, 14-pin, on-delay, 4PDT, 12 VDC Supply voltage, 120 Second, Surface/DIN-track mounting (with socket)
H3Y-4 DC12 1S | 22730 | 671603 | Timer, plug-in, 14-pin, on-delay, 4PDT, 12 VDC Supply voltage, 1 Second, Surface/DIN-track mounting (with socket)
H3Y-4 DC12 30M | 19590 | 671662 | Timer, plug-in, 14-pin, on-delay, 4PDT, 12 VDC Supply voltage, 30 Minutes, Surface/DIN-track mounting (with socket)
H3Y-4 DC12 30S | 19590 | 671691 | Timer, plug-in, 14-pin, on-delay, 4PDT, 12 VDC Supply voltage, 30 Second, Surface/DIN-track mounting (with socket)
H3Y-4 DC12 3H | 19590 | 671553 | Timer, plug-in, 14-pin, on-delay, 4PDT, 12 VDC Supply voltage, 3 Hours, Surface/DIN-track mounting (with socket)
H3Y-4 DC12 3M | 19590 | 671556 | Timer, plug-in, 14-pin, on-delay, 4PDT, 12 VDC Supply voltage, 3 Minutes, Surface/DIN-track mounting (with socket)
H3Y-4 DC12 5M | 19590 | 671586 | Timer, plug-in, 14-pin, on-delay, 4PDT, 12 VDC Supply voltage, 5 Minutes, Surface/DIN-track mounting (with socket)
H3Y-4 DC12 5S | 19590 | 671619 | Timer, plug-in, 14-pin, on-delay, 4PDT, 12 VDC Supply voltage, 5 Second, Surface/DIN-track mounting (with socket)
H3Y-4 DC12 60M | 19590 | 671594 | Timer, plug-in, 14-pin, on-delay, 4PDT, 12 VDC Supply voltage, 60 Minutes, Surface/DIN-track mounting (with socket)
H3Y-4 DC12 60S | 19590 | 671605 | Timer, plug-in, 14-pin, on-delay, 4PDT, 12 VDC Supply voltage, 60 Second, Surface/DIN-track mounting (with socket)
H3Y-4 DC24 0.5S | 22730 | 671722 | Timer, plug-in, 14-pin, on-delay, 4PDT, 24 VDC Supply voltage, 0.5 Seconds, Surface/DIN-track mounting (with socket)
H3Y-4 DC24 10M | 19590 | 671721 | Timer, plug-in, 14-pin, on-delay, 4PDT, 24 VDC Supply voltage, 10 Minutes, Surface/DIN-track mounting (with socket)
H3Y-4 DC24 10S | 16570 | 671578 | Timer, plug-in, 14-pin, on-delay, 4PDT, 24 VDC Supply voltage, 10 Seconds, Surface/DIN-track mounting (with socket)
H3Y-4 DC24 120S | 19590 | 671604 | Timer, plug-in, 14-pin, on-delay, 4PDT, 24 VDC Supply voltage, 120 Seconds, Surface/DIN-track mounting (with socket)
H3Y-4 DC24 1S | 19590 | 671587 | Timer, plug-in, 14-pin, on-delay, 4PDT, 24 VDC Supply voltage, 1 Seconds, Surface/DIN-track mounting (with socket)
H3Y-4 DC24 30M | 19590 | 671612 | Timer, plug-in, 14-pin, on-delay, 4PDT, 24 VDC Supply voltage, 30 Minutes, Surface/DIN-track mounting (with socket)
H3Y-4 DC24 30S | 17250 | 671655 | Timer, plug-in, 14-pin, on-delay, 4PDT, 24 VDC Supply voltage, 30 Seconds, Surface/DIN-track mounting (with socket)
H3Y-4 DC24 3H | 19590 | 671679 | Timer, plug-in, 14-pin, on-delay, 4PDT, 24 VDC Supply voltage, 3 Hours, Surface/DIN-track mounting (with socket)
H3Y-4 DC24 3M | 19590 | 671632 | Timer, plug-in, 14-pin, on-delay, 4PDT, 24 VDC Supply voltage, 3 Minutes, Surface/DIN-track mounting (with socket)
H3Y-4 DC24 5M | 19590 | 671580 | Timer, plug-in, 14-pin, on-delay, 4PDT, 24 VDC Supply voltage, 5 Minutes, Surface/DIN-track mounting (with socket)
H3Y-4 DC24 5S | 19590 | 671709 | Timer, plug-in, 14-pin, on-delay, 4PDT, 24 VDC Supply voltage, 5 Seconds, Surface/DIN-track mounting (with socket)
H3Y-4 DC24 60M | 19590 | 671724 | Timer, plug-in, 14-pin, on-delay, 4PDT, 24 VDC Supply voltage, 60 Minutes, Surface/DIN-track mounting (with socket)
H3Y-4 DC24 60S | 19590 | 671664 | Timer, plug-in, 14-pin, on-delay, 4PDT, 24 VDC Supply voltage, 60 Seconds, Surface/DIN-track mounting (with socket)
H3Y-4 DC48 10S | 22730 | 671581 | Timer, plug-in, 14-pin, on-delay, 4PDT, 48 VDC Supply voltage, 10 Seconds, Surface/DIN-track mounting (with socket)
H3Y-4 DC48 120S | 22730 | 671549 | Timer, plug-in, 14-pin, on-delay, 4PDT, 48 VDC Supply voltage, 120 Seconds, Surface/DIN-track mounting (with socket)
H3Y-4 DC48 30S | 22730 | 671697 | Timer, plug-in, 14-pin, on-delay, 4PDT, 48 VDC Supply voltage, 30 Seconds, Surface/DIN-track mounting (with socket)
H3Y-4 DC48 5M | 22730 | 671701 | Timer, plug-in, 14-pin, on-delay, 4PDT, 48 VDC Supply voltage, 5 Minutes, Surface/DIN-track mounting (with socket)
H3Y-4 DC48 5S | 22730 | 671610 | Timer, plug-in, 14-pin, on-delay, 4PDT, 48 VDC Supply voltage, 5 Seconds, Surface/DIN-track mounting (with socket)
H3Y-4-0 DC24 5S | 22730 | 671711 | Timer, plug-in, 14-pin, on-delay, 4PDT, 24 VDC Supply voltage, 5 Seconds, Surface mounting (with PCB terminals)
H3YN-2 100-120VAC | 20040 | 671716 | Timer, plug-in, 8-pin, multifunction, 0.1 s-10 m short-time range model, DPDT, 100-120 VAC supply voltage
H3YN-2 AC200-230 | 20100 | 671573 | Timer, plug-in, 8-pin, multifunction, 0.1 s-10 m short-time range model, DPDT, 200-230 VAC supply voltage
H3YN-2 AC24 | 19410 | 671718 | Timer, plug-in, 8-pin, multifunction, 0.1 s-10 m short-time range model, DPDT, 24 VAC supply voltage
H3YN-2 DC100-110 | 18850 | 671582 | Timer, plug-in, 8-pin, multifunction, 0.1 s-10 m short-time range model, DPDT, 100-110 VDC supply voltage
H3YN-2 DC12 | 20100 | 671626 | Timer, plug-in, 8-pin, multifunction, 0.1 s-10 m short-time range model, DPDT, 12 VDC supply voltage
H3YN-2 DC125 | 18850 | 671666 | Timer, plug-in, 8-pin, multifunction, 0.1 s-10 m short-time range model, DPDT, 125 VDC supply voltage
H3YN-2 DC24 | 20100 | 671562 | Timer, plug-in, 8-pin, multifunction, 0.1 s-10 m short-time range model, DPDT, 24 VDC supply voltage
H3YN-2 DC48 | 18850 | 671646 | Timer, plug-in, 8-pin, multifunction, 0.1 s-10 m short-time range model, DPDT, 48 VDC supply voltage
H3YN-21 100-120VAC | 23820 | 671570 | Timer, plug-in, 8-pin, multifunction, 0.1min to 10h long time range model, DPDT, 100-120 VAC supply voltage
H3YN-21 AC200-230 | 20620 | 671683 | Timer, plug-in, 8-pin, multifunction, 0.1min to 10h long time range model, DPDT, 200-230 VAC supply voltage
H3YN-21 AC24 | 21220 | 671630 | Timer, plug-in, 8-pin, multifunction, 0.1min to 10h long time range model, DPDT, 24 VAC supply voltage
H3YN-21 DC100-110 | 18850 | 671597 | Timer, plug-in, 8-pin, multifunction, 0.1min to 10h long time range model, DPDT, 100-110 VDC supply voltage
H3YN-21 DC12 | 23820 | 671617 | Timer, plug-in, 8-pin, multifunction, 0.1min to 10h long time range model, DPDT, 12 VDC supply voltage
H3YN-21 DC125 | 18840 | 671637 | Timer, plug-in, 8-pin, multifunction, 0.1min to 10h long time range model, DPDT, 125 VDC supply voltage
H3YN-21 DC24 | 20100 | 671651 | Timer, plug-in, 8-pin, multifunction, 0.1min to 10h long time range model, DPDT, 24 VDC supply voltage
H3YN-21 DC48 | 18850 | 671576 | Timer, plug-in, 8-pin, multifunction, 0.1min to 10h long time range model, DPDT, 48 VDC supply voltage
H3YN-21-B 100-120VAC | 23820 | 669595 | Timer, plug-in, 8-pin, multifunction, 0.1m-10h, DPDT, 5 A, 100-120 VAC Supply, Black, Top coil side
H3YN-21-B AC200-230 | 20620 | 669600 | Timer, plug-in, 8-pin, multifunction, 0.1m-10h, DPDT, 5 A, 200-230 VAC Supply, Black, Top coil side
H3YN-21-B AC24 | 21220 | 669617 | Timer, plug-in, 8-pin, multifunction, 0.1m-10h, DPDT, 5 A, 24 VAC Supply, Black, Top coil side
H3YN-21-B DC100-110 | 18850 | 669622 | Timer, plug-in, 8-pin, multifunction, 0.1m-10h, DPDT, 5 A, 100-110 VDC Supply, Black, Top coil side
H3YN-21-B DC12 | 23820 | 669613 | Timer, plug-in, 8-pin, multifunction, 0.1m-10h, DPDT, 5 A, 12 VDC Supply, Black, Top coil side
H3YN-21-B DC125 | 18840 | 669616 | Timer, plug-in, 8-pin, multifunction, 0.1m-10h, DPDT, 5 A, 125 VDC Supply, Black, Top coil side
H3YN-21-B DC24 | 20100 | 669612 | Timer, plug-in, 8-pin, multifunction, 0.1m-10h, DPDT, 5 A, 24 VDC Supply, Black, Top coil side
H3YN-21-B DC48 | 18850 | 669610 | Timer, plug-in, 8-pin, multifunction, 0.1m-10h, DPDT, 5 A, 48 VDC Supply, Black, Top coil side
H3YN-2-B 100-120VAC | 20040 | 669602 | Timer, plug-in, 8-pin, multifunction, 0.1s-10m, DPDT, 5 A, 100-120 VAC Supply, Black, Top coil side
H3YN-2-B AC200-230 | 20100 | 669619 | Timer, plug-in, 8-pin, multifunction, 0.1s-10m, DPDT, 5 A, 200-230 VAC Supply, Black, Top coil side
H3YN-2-B AC24 | 19410 | 669606 | Timer, plug-in, 8-pin, multifunction, 0.1s-10m, DPDT, 5 A, 24 VAC Supply, Black, Top coil side
H3YN-2-B DC100-110 | 18850 | 669599 | Timer, plug-in, 8-pin, multifunction, 0.1s-10m, DPDT, 5 A, 100-110 VDC Supply, Black, Top coil side
H3YN-2-B DC12 | 20100 | 669620 | Timer, plug-in, 8-pin, multifunction, 0.1s-10m, DPDT, 5 A, 12 VDC Supply, Black, Top coil side
H3YN-2-B DC125 | 18850 | 669609 | Timer, plug-in, 8-pin, multifunction, 0.1s-10m, DPDT, 5 A, 125 VDC Supply, Black, Top coil side
H3YN-2-B DC24 | 20100 | 669626 | Timer, plug-in, 8-pin, multifunction, 0.1s-10m, DPDT, 5 A, 24 VDC Supply, Black, Top coil side
H3YN-2-B DC48 | 18850 | 669608 | Timer, plug-in, 8-pin, multifunction, 0.1s-10m, DPDT, 5 A, 48 VDC Supply, Black, Top coil side
H3YN-4 100-120VAC | 20100 | 671690 | Timer, plug-in, 14-pin, multifunction, 0.1s to 10 min short time range model, 4PDT, 100-120 VAC supply voltage
H3YN-4 125DC | 19390 | 671661 | Timer, plug-in, 14-pin, multifunction, 0.1s to 10 min short time range model, 4PDT, 125 VDC supply voltage
H3YN-4 AC200-230 | 20100 | 671591 | Timer, plug-in, 14-pin, multifunction, 0.1s to 10 min short time range model, 4PDT, 200-230 VAC supply voltage
H3YN-4 AC24 | 20920 | 671644 | Timer, plug-in, 14-pin, multifunction, 0.1s to 10 min short time range model, 4PDT, 24 VAC supply voltage
H3YN-4 DC100-110 | 19390 | 671589 | Timer, plug-in, 14-pin, multifunction, 0.1s to 10 min short time range model, 4PDT, 100-110 VDC supply voltage
H3YN-4 DC12 | 24390 | 671669 | Timer, plug-in, 14-pin, multifunction, 0.1s to 10 min short time range model, 4PDT, 12 VDC supply voltage
H3YN-4 DC24 | 19970 | 671695 | Timer, plug-in, 14-pin, multifunction, 0.1s to 10 min short time range model, 4PDT, 24 VDC supply voltage
H3YN-4 DC48 | 19390 | 671642 | Timer, plug-in, 14-pin, multifunction, 0.1s to 10 min short time range model, 4PDT, 48 VDC supply voltage
H3YN-41 100-120VAC | 24390 | 671595 | Timer, plug-in, 14-pin, multifunction, 0.1m to 10h long time range model, 4PDT, 100-120 VAC supply voltage
H3YN-41 AC200-230 | 24390 | 671602 | Timer, plug-in, 14-pin, multifunction, 0.1m to 10h long time range model, 4PDT, 200-230 VAC supply voltage
H3YN-41 AC24 | 19390 | 671717 | Timer, plug-in, 14-pin, multifunction, 0.1m to 10h long time range model, 4PDT, 24 VAC supply voltage
H3YN-41 DC100-110 | 19390 | 671565 | Timer, plug-in, 14-pin, multifunction, 0.1m to 10h long time range model, 4PDT, 100-110 VDC supply voltage
H3YN-41 DC12 | 19390 | 671601 | Timer, plug-in, 14-pin, multifunction, 0.1m to 10h long time range model, 4PDT, 12 VDC supply voltage
H3YN-41 DC125 | 19390 | 671667 | Timer, plug-in, 14-pin, multifunction, 0.1m to 10h long time range model, 4PDT, 125 VDC supply voltage
H3YN-41 DC24 | 24390 | 671660 | Timer, plug-in, 14-pin, multifunction, 0.1m to 10h long time range model, 4PDT, 24 VDC supply voltage
H3YN-41 DC48 | 19390 | 671680 | Timer, plug-in, 14-pin, multifunction, 0.1m to 10h long time range model, 4PDT, 48 VDC supply voltage
H3YN-41-B 100-120VAC | 24390 | 669603 | Timer, plug-in, 14-pin, multifunction, 0.1m-10h, 4PDT, 3 A, 100-120 VAC Supply, Black, Top coil side
H3YN-41-B AC200-230 | 24390 | 669605 | Timer, plug-in, 14-pin, multifunction, 0.1m-10h, 4PDT, 3 A, 200-230 VAC Supply, Black, Top coil side
H3YN-41-B AC24 | 19390 | 669628 | Timer, plug-in, 14-pin, multifunction, 0.1m-10h, 4PDT, 3 A, 24 VAC Supply, Black, Top coil side
H3YN-41-B DC100-110 | 19390 | 669623 | Timer, plug-in, 14-pin, multifunction, 0.1m-10h, 4PDT, 3 A, 100-110 VDC Supply, Black, Top coil side
H3YN-41-B DC12 | 19390 | 669597 | Timer, plug-in, 14-pin, multifunction, 0.1m-10h, 4PDT, 3 A, 12 VDC Supply, Black, Top coil side
H3YN-41-B DC125 | 19390 | 669618 | Timer, plug-in, 14-pin, multifunction, 0.1m-10h, 4PDT, 3 A, 125 VDC Supply, Black, Top coil side
H3YN-41-B DC24 | 24390 | 669627 | Timer, plug-in, 14-pin, multifunction, 0.1m-10h, 4PDT, 3 A, 24 VDC Supply, Black, Top coil side
H3YN-41-B DC48 | 19390 | 669607 | Timer, plug-in, 14-pin, multifunction, 0.1m-10h, 4PDT, 3 A, 48 VDC Supply, Black, Top coil side
H3YN-41-Z DC24 | 23170 | 671665 | Timer, plug-in, 14-pin, multifunction, 0.1m to 10h long time range model, 4PDT (Twin contacts), 24 VDC supply voltage
H3YN-41-Z-B DC24 | 23170 | 669604 | Timer, plug-in, 14-pin, multifunction, 0.1m-10h, 4PDT Twin contact, 3 A, 24 VDC Supply, Black, Top coil side
H3YN-4-B 100-120VAC | 20100 | 669611 | Timer, plug-in, 14-pin, multifunction, 0.1s-10m, 4PDT, 3 A, 100-120 VAC Supply, Black, Top coil side
H3YN-4-B AC200-230 | 20100 | 669624 | Timer, plug-in, 14-pin, multifunction, 0.1s-10m, 4PDT, 3 A, 200-230 VAC Supply, Black, Top coil side
H3YN-4-B AC24 | 20920 | 669598 | Timer, plug-in, 14-pin, multifunction, 0.1s-10m, 4PDT, 3 A, 24 VAC Supply, Black, Top coil side
H3YN-4-B DC100-110 | 19390 | 669625 | Timer, plug-in, 14-pin, multifunction, 0.1s-10m, 4PDT, 3 A, 100-110 VDC Supply, Black, Top coil side
H3YN-4-B DC12 | 24390 | 669601 | Timer, plug-in, 14-pin, multifunction, 0.1s-10m, 4PDT, 3 A, 12 VDC Supply, Black, Top coil side
H3YN-4-B DC125 | 19390 | 669621 | Timer, plug-in, 14-pin, multifunction, 0.1s-10m, 4PDT, 3 A, 125 VDC Supply, Black, Top coil side
H3YN-4-B DC24 | 19970 | 669615 | Timer, plug-in, 14-pin, multifunction, 0.1s-10m, 4PDT, 3 A, 24 VDC Supply, Black, Top coil side
H3YN-4-B DC48 | 19390 | 669596 | Timer, plug-in, 14-pin, multifunction, 0.1s-10m, 4PDT, 3 A, 48 VDC Supply, Black, Top coil side
H3YN-4-Z DC24 | 23170 | 671590 | Timer, plug-in, 14-pin, multifunction, 0.1s to 10m short time range model, 4PDT (Twin contacts), 24 VDC supply voltage
H3YN-4-Z-B DC24 | 23170 | 669614 | Timer, plug-in, 14-pin, multifunction, 0.1s-10m, 4PDT Twin contact, 3 A, 24 VDC Supply, Black, Top coil side
H3Y-S DC24 10S | 22720 | 184320
H3Y-S DC24 5S | 22720 | 184319
H5AN-4DM 100-240VAC | 201900 | 372095 | Digital Timer, 72 x 72 mm, 4 digit display, time limit and integrating operation, time range 0.01 to 99 h, with memory backup, screw terminals
H5CN-XAN 100-240VAC | 105900 | 231099 | Digital Timer, 48 x 48 mm, 4 digit display, function UP, time range 0.001 to 99.99 s, without memory backup, 8-pin socket
H5CN-XAN DC12-48 | 105900 | 231103
H5CN-XANM 100-240VAC | 91750 | 231029
H5CN-XANS 100-240VAC | 89350 | 231031
H5CN-XANS DC12-48 | 89350 | 231113
H5CN-XBN 100-240VAC | 107100 | 231100 | Digital Timer, 48 x 48 mm, 4 digit display, function UP, time range 0.01 to 999.9 s, without memory backup, 8-pin socket
H5CN-XBN DC12-48 | 105900 | 231104 | Digital Timer, 48 x 48 mm, 4 digit display, function UP, time range 0.01 to 999.9 s, without memory backup, power supply 12-48 VDC, 8 -pin socket
H5CN-XBNM 100-240VAC | 108600 | 231030
H5CN-XBNM DC24 | 118600 | 231034
H5CN-XCN 100-240VAC | 105900 | 231101 | Digital Timer, 48 x 48 mm, 4 digit display, function UP, time range 0.1 s to 99 min, without memory backup, power supply 100-240 VAC, 8-pin socket
H5CN-XCN DC12-48 | 89350 | 231105
H5CN-XCNM 100-240VAC | 107100 | 231115 | Digital Timer, 48 x 48 mm, 4 digit display, function UP, time range 0.1 s to 99 min, with memory backup, 8-pin socket
H5CN-XDN 100-240VAC | 105900 | 231102
H5CN-XDN DC12-48 | 105900 | 231026
H5CN-XDNM 100-240VAC | 108600 | 231116 | Digital Timer, 48 x 48 mm, 4 digit display, function UP, time range 1 min to 99 h, with memory backup, power supply 100-240 VAC, 11-pin socket
H5CN-XZNS 100-240VAC | 115600 | 231028
H5CN-XZNS DC12-48 | 89350 | 231114
H5CN-YAN 100-240VAC | 105900 | 231106
H5CN-YAN DC12-48 | 105900 | 231110
H5CN-YBN 100-240VAC | 89350 | 231107
H5CN-YBN DC12-48 | 105900 | 231111 | Digital Timer, 48 x 48 mm, 4 digit display, function DOWN display, time range 0.1 to 999.9 s, power supply 12-48 VDC, 8-pin socket
H5CN-YCN 100-240VAC | 105900 | 231108
H5CN-YCN DC12-48 | 105900 | 231112 | Timer Digital 4 Digit Display 8-PIN
H5CN-YDN 100-240VAC | 89350 | 231109
H5CN-YDN DC12-48 | 89350 | 231027
H5CX-A11D-N | 98350 | 668627 | Timer, plug-in, 11-pin, 1/16DIN (48 x 48mm), IP66, 4 preset & 4 actual time digits, multi range 0.01s to 9999h (10 ranges), multifunction, NPN/PNP/No voltage input selectable, SPDT 5 A relay output, 12-24 VDC/24 VAC supply
H5CX-A11-N | 98350 | 668597 | Timer, plug-in, 11-pin, DIN48x48mm, IP66, 4 preset & 4 actual time digits, multi range 0.01s to 9999h (10 ranges), multifunction, NPN/PNP/No voltage input selectable, SPDT 5A relay output, 100-240 VAC supply
H5CX-A11SD-N | 85950 | 668603 | Timer, plug-in, 11-pin, 1/16DIN (48 x 48mm), IP66, 4 preset & 4 actual time digits, multi range 0.01s to 9999h (10 ranges), multifunction, NPN/PNP/No voltage input selectable, 100mA 30 VDC NPN transistor output, 12-24 VDC/24 VAC supply
H5CX-A11S-N | 85950 | 668626 | Timer, plug-in, 11-pin, 1/16DIN (48 x 48mm), IP66, 4 preset & 4 actual time digits, multi range 0.01s to 9999h (10 ranges), multifunction, NPN/PNP/No voltage input selectable, 100mA 30 VDC NPN transistor output, 100-240 VAC supply
H5CX-AD-N | 85700 | 668625 | Timer, DIN 48x48 mm, IP66, 4 preset & 4 actual time digits, multi range 0.01 s to 9999 h (10 ranges), multifunction, NPN/PNP/No voltage input selectable, SPDT 5 A relay output, 12-24 VDC/24 VAC supply, includes color change display function
H5CX-A-N | 102600 | 668585 | Timer, DIN 48x48 mm, IP66, 4 preset & 4 actual time digits, multi range 0.01 s to 9999 h (10 ranges), multifunction, NPN/PNP/No voltage input selectable, SPDT 5 A relay output, 100-240 VAC supply, includes color change display function
H5CX-ASD-N | 85700 | 668609 | Timer, DIN48x48mm, IP66, 4 preset & 4 actual time digits, multi range 0.01s to 9999h (10 ranges), multifunction, NPN/PNP/No voltage input selectable, 100mA 30VDC NPN transistor output, 12-24VDC supply, includes color change display function
H5CX-AS-N | 102600 | 668592 | Timer, DIN 48x48 mm, IP66, 4 preset & 4 actual time digits, multi range 0.01 s to 9999 h (10 ranges), multifunction, NPN/PNP/No voltage input selectable, transistor output, 100-240 VAC supply, includes color change display function
H5CX-BWSD-N | 113700 | 668631 | Timer, DIN48x48mm, IP66, 6 preset & 6 actual time digits, multi range 0.01s to 99999.9h (4 ranges), 2-function, NPN/PNP/No voltage input selectable, 100mA 30VDC NPN transistor output, 12-24VDC supply, includes color change display function
H5CX-L8D-N | 83000 | 668620 | Timer, plug-in, 8-pin, DIN 48x48 mm, IP66, 4 preset & 4 actual time digits, multi range 0.01 s to 9999 h (10 ranges), economy model, NPN/PNP/No voltage input selectable, SPDT 5 A relay output, 12-24 VDC/24 VAC supply
H5CX-L8ED-N | 85700 | 668593 | Timer, plug-in, 8-pin, DIN 48x48 mm, economy model, Contact output (time-limit SPDT + instantaneous SPDT), None NPN inputs, 12-24 VDC/24 VAC supply
H5CX-L8E-N | 85700 | 668636 | Timer, plug-in, 8-pin, DIN 48x48 mm, economy model, Contact output (time-limit SPDT + instantaneous SPDT), None NPN inputs, 100 to 240 VAC supply
H5CX-L8-N | 85700 | 668607 | Timer, plug-in, 8-pin, DIN 48x48 mm, IP66, 4 preset & 4 actual time digits, multi range 0.01 s to 9999 h (10 ranges), economy model, NPN/PNP/No voltage input selectable, SPDT 5 A relay output, 100-240 VAC supply
H5CX-L8SD-N | 83000 | 668614 | Timer, plug-in, 8-pin, DIN48x48mm, IP66, 4 preset & 4 actual time digits, multi range 0.01s to 9999h (10 ranges), economy model, NPN/PNP/No voltage input selectable, 100mA 30VDC NPN transistor output, 12-24VDC/24VAC supply
H5CX-L8S-N | 83000 | 668589 | Timer, plug-in, 8-pin, DIN48x48mm, IP66, 4 preset & 4 actual time digits, multi range 0.01s to 9999h (10 ranges), economy model, NPN/PNP/No voltage input selectable, 100mA 30VDC NPN transistor output, 100-240 VAC supply
H5CZ-L8 | 70450 | 367768 | Timer, plug-in, 8-pin, 1/16DIN (48 x 48mm), IP66, 4 preset & 4 actual time digits, multi range 0.01s to 9999h (10 ranges), economy model, NPN/PNP/No voltage input selectable, SPDT 5 A relay output, 100-240 VAC supply
H5CZ-L8D | 70450 | 367769 | Timer, plug-in, 8-pin, 1/16DIN (48 x 48mm), IP66, 4 preset & 4 actual time digits, multi range 0.01s to 9999h (10 ranges), economy model, NPN/PNP/No voltage input selectable, SPDT 5 A relay output, 12-24 VDC/24 VAC supply
H5CZ-L8E | 85050 | 367770 | Timer, plug-in, 8-pin, 1/16DIN (48 x 48mm), IP66, 4 preset & 4 actual time digits, multi range 0.01s to 9999h (10 ranges), economy model, SPDT 5 A relay output + SPDT 5A instantaneous relay output, 100-240 VAC supply
H5CZ-L8ED | 85050 | 367771 | Timer, plug-in, 8-pin, 1/16DIN (48 x 48mm), IP66, 4 preset & 4 actual time digits, multi range 0.01s to 9999h (10 ranges), economy model, SPDT 5 A relay output + SPDT 5A instantaneous relay output, 12-24VDC/24VAC VAC supply
H5F-B | 93350 | 243646 | Digital Daily Time Switch, Flush mounting, 24 h × 7 days (Operation days can be specified.)
H5F-FB | 84100 | 243647 | Digital Daily Time Switch, 48x48mm(1/16 DIN), Surface Mounting, Language English
H5F-KB | 116000 | 243648 | Digital Daily Time Switch, Surface Mounting/Track Mounting, 24 h × 7 days (Operation days can be specified.)
H5S-WB2 | 151300 | 243986 | Digital Time Switch, Weekly, Flush mounting, 2 circuits, 100 to 240 VAC
H5S-WB2D | 150700 | 243984 | Digital Time Switch, Weekly, Flush mounting, 2 circuits, 24 VDC
H5S-WFA2 | 155100 | 247702 | Digital Time Switch, surface/track mounting, Japanese Panel language, 2-circuit Weekly model
H5S-WFB2 | 146600 | 243987 | Digital Time Switch, Weekly, Surface mounting/track mounting, 2 circuits, 100 to 240 VAC
H5S-WFB2D | 144800 | 243985 | Weekly Time Switch, SPST-NO x 2 Circuits, Surface Mounting, Panel Language English, 24 VDC
H5S-YB2D-X | 231700 | 356675 | Yearly Time Switch, SPST-NO x 2 Circuits, Flush Mounting, Panel Language English, 24 VDC
H5S-YB4D-X | 286500 | 356676 | Yearly Time Switch, SPST-NO x 4 Circuits, Flush Mounting, Panel Language English, 24 VDC
H7AN-2D 100-240VAC | 201000 | 246521 | Preset Counter, 72 x 72 mm, 2 digits, one stage, with digital display
H7AN-2DM 100-240VAC | 211500 | 243904
H7AN-4D 100-240VAC | 203100 | 243905 | Preset 4 digit counter, DIN72x72 mm
H7AN-4DM 100-240VAC | 222600 | 243906 | Preset 4 digit counter, DIN72x72 mm, non-volatile memory (built-in)
H7AN-WE4DM 100-240VAC | 226300 | 243907
H7BX-A | 188900 | 241306 | Counter, DIN 72x72 mm, digital, multifunction, preset to 1-stage, SPST-NO, 3 A
H7BX-AD1 | 188900 | 241308 | Counter, DIN 72x72 mm, digital, multifunction, preset to 1-stage, SPST-NO, 3 A
H7BX-AW | 189500 | 241307 | Counter, DIN 72x72 mm, digital, multifunction, preset to 2-stage, SPST-NO, 3 A
H7BX-AWD1 | 189500 | 241309 | Counter, DIN 72x72 mm, digital, multifunction, preset to 2-stage, SPST-NO, 3 A
H7CC-A | 110200 | 700355 | Digital counter, plug-in, screw terminals, 48x48 mm, IP66, 6 count digits, multifunction: 1-stage & total present counter, SPDT 3 A relay output, 100-240 VAC supply, 12 VDC aux. supply
H7CC-A11 | 110200 | 700351 | Digital counter, plug-in, 11-pin, 48x48 mm, IP66, 6 count digits, multifunction: 1-stage & total present counter, SPDT 3 A relay output, 100-240 VAC supply, 12 VDC aux. supply
H7CC-A11D | 110200 | 700353 | Digital counter, plug-in, 11-pin, 48x48 mm, IP66, 6 count digits, multifunction: 1-stage & total present counter, SPDT 3 A relay output, 12-48 VDC / 24 VAC supply, 12 VDC aux. supply
H7CC-A11S | 110200 | 700352 | Digital counter, plug-in, 11-pin, 48x48 mm, IP66, 6 count digits, multifunction: 1-stage & total present counter, SPST transistor output, 100-240 VAC supply, 12 VDC aux. supply
H7CC-A11SD | 110200 | 700354 | Digital counter, plug-in, 11-pin, 48x48 mm, IP66, 6 count digits, multifunction: 1-stage & total present counter, SPST transistor output, 12-48 VDC / 24 VAC supply, 12 VDC aux. supply
H7CC-A8 | 110200 | 700369 | Digital counter, plug-in, 8-pin, 48x48 mm, IP66, 6 count digits, multifunction: 1-stage & total present counter, SPST 3 A relay output, 100-240 VAC supply, 12 VDC aux. supply
H7CC-A8D | 110200 | 700370 | Digital counter, plug-in, 8-pin, 48x48 mm, IP66, 6 count digits, multifunction: 1-stage & total present counter, SPST 3 A relay output, 12-48 VDC / 24 VAC supply, 12 VDC aux. supply
H7CC-AD | 110200 | 700357 | Digital counter, plug-in, screw terminals, 48x48 mm, IP66, 6 count digits, multifunction: 1-stage & total present counter, SPDT 3 A relay output, 12-48 VDC / 24 VAC supply, 12 VDC aux. supply
H7CC-AS | 110200 | 700356 | Digital counter, plug-in, screw terminals, 48x48 mm, IP66, 6 count digits, multifunction: 1-stage & total present counter, SPST transistor output, 100-240 VAC supply, 12 VDC aux. supply
H7CC-ASD | 110200 | 700358 | Digital counter, plug-in, screw terminals, 48x48 mm, IP66, 6 count digits, multifunction: 1-stage & total present counter, SPST transistor output, 12-48 VDC / 24 VAC supply, 12 VDC aux. supply
H7CC-AU | 126000 | 700363 | Digital counter, screw terminals, 48x48 mm, IP66, 6 count digits, multifunction: 1&2-stage, total, batch, dual, twin counter, tachometer, SPDT relay & SPST transistor output, 100-240 VAC supply, 12 VDC aux. supply
H7CC-AUD | 126000 | 700364 | Digital counter, screw terminals, 48x48 mm, IP66, 6 count digits, multifunction: 1&2-stage, total, batch, dual, twin counter, tachometer, SPDT relay & SPST transistor output, 12-48 VDC / 24 VAC supply, 12 VDC aux. supply
H7CC-AW | 126000 | 700359 | Digital counter, screw terminals, 48x48 mm, IP66, 6 count digits, multifunction: 1&2-stage, total, batch, dual, twin counter, tachometer, SPST & SPDT relay output, 100-240 VAC supply, 12 VDC aux. supply
H7CC-AWD | 126000 | 700361 | Digital counter, screw terminals, 48x48 mm, IP66, 6 count digits, multifunction: 1&2-stage, total, batch, dual, twin counter, tachometer, SPST & SPDT relay output, 12-48 VDC / 24 VAC supply, 12 VDC aux. supply
H7CC-AWS | 126000 | 700360 | Digital counter, screw terminals, 48x48 mm, IP66, 6 count digits, multifunction: 1&2-stage, total, batch, dual, twin counter, tachometer, DPST transistor output, 100-240 VAC supply, 12 VDC aux. supply
H7CC-AWSD | 126000 | 700362 | Digital counter, screw terminals, 48x48 mm, IP66, 6 count digits, multifunction: 1&2-stage, total, batch, dual, twin counter, tachometer, DPST transistor output, 12-48 VDC / 24 VAC supply, 12 VDC aux. supply
H7CC-R11 | 126000 | 700365 | Digital counter, plug-in, 11-pin, 48x48 mm, IP66, 6 count digits, tachometer, SPDT 3 A relay output, 100-240 VAC supply, 12 VDC aux. supply
H7CC-R11D | 126000 | 700366 | Digital counter, plug-in, 11-pin, 48x48 mm, IP66, 6 count digits, tachometer, SPDT 3 A relay output, 12-48 VDC / 24 VAC supply, 12 VDC aux. supply
H7CC-R11W | 126000 | 700367 | Digital counter, plug-in, 11-pin, 48x48 mm, IP66, 6 count digits, tachometer, SPDT & SPST relay output, 100-240 VAC supply, 12 VDC aux. supply
H7CC-R11WD | 126000 | 700368 | Digital counter, plug-in, 11-pin, 48x48 mm, IP66, 6 count digits, tachometer, SPDT & SPST output, 12-48 VDC / 24 VAC supply, 12 VDC aux. supply
H7CX-A114D1-N | 104800 | 668600 | Counter, plug-in, 11-pin, DIN48x48mm, IP66, 4 digits, multifunction: 1-stage & total, SPST-NO 3A relay output, 12-24VDC/24VAC supply, 12VDC aux supply
H7CX-A114-N | 120700 | 668637 | Counter, plug-in, 11-pin, 1/16DIN (48 x 48mm), IP66, 4 digits, multifunction: 1-stage & total, SPST-NO 3 A relay output, 100-240 VAC supply, 12 VDC aux supply
H7CX-A114S-N | 120800 | 668638 | Counter, plug-in, 11-pin, 1/16DIN (48 x 48mm), IP66, 4 digits, multifunction: 1-stage & total, transistor output, 100-240 VAC supply, 12 VDC aux supply
H7CX-A11D1-N | 125200 | 668595 | Counter, plug-in, 11-pin, DIN 48x48 mm, IP66, 6 preset & 6 actual count digits, multifunction: 1-stage & total, SPST-NO 3 A relay output, 12-24 VDC/24 VAC supply, 12 VDC aux. supply
H7CX-A11-N | 125200 | 668611 | Counter, plug-in, 11-pin, DIN 48x48 mm, IP66, 6 preset & 6 actual count digits, multifunction: 1-stage & total, SPST-NO 3 A relay output, 100-240 VAC supply, 12 VDC aux. supply
H7CX-A11SD1-N | 120800 | 668606 | Counter, plug-in, 11-pin, 1/16DIN (48 x 48mm), IP66, 6 preset & 6 actual count digits, multifunction: 1-stage & total, transistor output, 12-24 VDC/24 VAC supply, 12 VDC aux supply
H7CX-A11S-N | 102900 | 668619 | Counter, plug-in, 11-pin, DIN48x48mm, IP66, 6 digits, multifunction: 1-stage & total, transistor output, 100-240 VAC supply, 12 VDC aux supply
H7CX-A4D-N | 101000 | 668621 | Counter, 1/16DIN (48 x 48mm), IP66, 4 preset & 4 actual count digits, multifunction:1-stage & total, SPST-NO 3 A relay output, 12-24 VDC/24 VAC supply, includes colour change display function
H7CX-A4-N | 101000 | 668623 | Counter, 1/16DIN (48 x 48mm), IP66, 4 preset & 4 actual count digits, multifunction:1-stage & total, SPST-NO 3 A relay output, 100-240 VAC supply, 12 VDC aux supply, includes colour change display function
H7CX-A4SD-N | 101000 | 668601 | Counter, 1/16DIN (48 x 48mm), IP66, 4 preset & 4 actual count digits, multifunction:1-stage & total, transistor output, 12-24 VDC/24 VAC supply, includes colour change display function
H7CX-A4S-N | 116200 | 668639 | Counter, 1/16DIN (48 x 48mm), IP66, 4 preset & 4 actual count digits, multifunction:1-stage & total, transistor output, 100-240 VAC supply, 12 VDC aux supply, includes colour change display function
H7CX-A4W-N | 125900 | 668590 | Counter, 1/16DIN (48 x 48mm), IP66, 4 preset & 4 actual count digits, multifunction:2-stage & total, SPST-NO 3 A relay output, 100-240 VAC supply, 12 VDC aux supply, includes colour change display function
H7CX-A4WSD-N | 129100 | 668630 | Counter, 1/16DIN (48 x 48mm), IP66, 4 preset & 4 actual count digits, multifunction: 1-stage/2-stage/total/batch/ dual/tachometer, two transistor outputs, 12-24 VDC/24 VAC supply, includes colour change display function
H7CX-AD-N | 125400 | 668628 | Counter, 1/16DIN (48 x 48mm), IP66, 6 preset & 6 actual count digits, multifunction:1-stage & total, SPST-NO 3 A relay output, 12-24 VDC/24 VAC supply, includes colour change display function
H7CX-A-N | 120400 | 668633 | Counter, plug-in, screw terminal, 1/16DIN (48 x 48mm), IP66, 6 preset & 6 actual count digits, multifunction: 1-stage & total, SPST-NO 3 A relay output, 100-240 VAC supply, 12 VDC aux supply
H7CX-ASD-N | 128700 | 668640 | Counter, 1/16DIN (48 x 48mm), IP66, 6 preset & 6 actual count digits, multifunction:1-stage & total, transistor output, 12-24 VDC/24 VAC supply, includes colour change display function
H7CX-AS-N | 120400 | 668613 | Counter, plug-in, screw terminal, 1/16DIN (48 x 48mm), IP66, 6 preset & 6 actual count digits, multifunction: 1-stage & total, transistor output, 100-240 VAC supply, 12 VDC aux supply
H7CX-AUD1-N | 125200 | 311858 | Counter, DIN 48x48 mm, IP66, 6 preset & 6 actual count digits, multifunction: 1-stage/2-stage/total/batch/dual/tachometer, SPST-NO 3 A relay & 100 mA, 30 VDC NPN transistor outputs, 12-24 VDC/24 VAC supply, 12 VDC aux. supply, includes color change displ
H7CX-AU-N | 125200 | 311857 | Counter, DIN 48x48 mm, IP66, 6 preset & 6 actual count digits, multifunction: 1-stage/2-stage/total/batch/dual/tachometer, SPST-NO 3 A relay & 100 mA, 30 VDC NPN transistor outputs, 100-240 VAC supply, 12 VDC aux. supply, includes color change display
H7CX-AUSD1-N | 125200 | 311859 | Counter, DIN48x48mm, IP66, 6 preset & 6 actual count digits, multifunction: 1-stage/2-stage/total/batch/ dual/tachometer, 2x 100mA 30VDC NPN transistor outputs, 12-24VDC/24VAC supply, 12 VDC aux supply, includes color change display function
H7CX-AWD1-N | 144800 | 668634 | Counter, 1/16DIN (48 x 48mm), IP66, 6 preset & 6 actual count digits, multifunction: 1-stage/2-stage/total/batch/ dual/tachometer, two relay outputs, 12-24 VDC/24 VAC supply, 12 VDC aux supply, includes color change display function
H7CX-AW-N | 144800 | 668588 | Counter, 1/16DIN (48 x 48mm), IP66, 6 preset & 6 actual count digits, multifunction: 1-stage/2-stage/total/batch/ dual/tachometer, two relay outputs, 100-240 VAC supply, 12 VDC aux supply, includes color change display function
H7CX-AWSD1-N | 149200 | 668591 | Counter, 1/16DIN (48 x 48mm), IP66, 6 preset & 6 actual count digits, multifunction: 1-stage/2-stage/total/batch/ dual/tachometer, two transistor outputs, 12-24 VDC/24 VAC supply, 12 VDC aux supply, includes colour change display function
H7CX-AWSD-N | 129100 | 668608 | Counter, 1/16DIN (48 x 48mm), IP66, 6 preset & 6 actual count digits, multifunction: 1-stage/2-stage/total/batch/ dual/tachometer, two transistor outputs, 12-24VDC/24 VAC supply, includes colour change display function
H7CX-AWS-N | 129500 | 668643 | Counter, 1/16DIN (48 x 48mm), IP66, 6 preset & 6 actual count digits, multifunction: 1-stage/2-stage/total/batch/ dual/tachometer, two transistor outputs, 100-240 VAC supply, 12 VDC aux supply, includes colour change display function
H7CX-R11D1-N | 123200 | 668598 | Tachometer, plug-in, 11-pin, DIN48 x 48 mm, IP66, 6 preset & 6 actual count digits, multifunction, SPST-NO 3A relay output, 12-24VDC/24 VAC supply, 12VDC aux supply
H7CX-R11-N | 123200 | 668615 | Tachometer, plug-in, 11-pin, DIN48x48mm, IP66, 6 preset & 6 actual count digits, multifunction, SPST-NO 3A relay output, 100-240VAC supply, 12VDC aux supply
H7CX-R11WD1-N | 123200 | 668612 | Counter Tachometer, 11-pin socket, DIN 48x48 mm, 6 digits, 1-stage (2 inputs and outputs), Contact output (SPDT + SPST), 12-24 VDC/24 VAC supply
H7CX-R11W-N | 199800 | 668632 | Counter Tachometer, 11-pin socket, DIN 48x48 mm, 6 digits, 1-stage (2 inputs and outputs), Contact output (SPDT + SPST), 100 to 240 VAC supply
H7EC-N | 27520 | 672687 | Total counter, 1/32DIN (48 x 24 mm), self-powered, LCD, 8-digit, 30cps/1kcps, no-V input, grey case
H7EC-N-B | 27520 | 672677 | Total counter, 1/32DIN (48 x 24 mm), self-powered, LCD, 8-digit, 30cps/1kcps, no-V input, black case
H7EC-NFV | 46330 | 672659 | Total counter, 1/32DIN (48 x 24 mm), self-powered, LCD, 8-digit, 20cps, VAC/DC input, grey case
H7EC-NFV-B | 44530 | 672683 | Total counter, 1/32DIN (48 x 24 mm), self-powered, LCD, 8-digit, 20cps, VAC/DC input, black case
H7EC-NLP | 19930 | 672689 | PC board-use counter, Total counter, 1/32DIN (48 x 24 mm), External power supply, LCD, 8-digits, no-voltage input, 30 Hz max.counting speed, transparent case
H7EC-NP | 19930 | 672682 | PC board-use counter, Total counter, 1/32DIN (48 x 24 mm), External power supply, LCD, 8-digits, no-voltage input, 1 kHz max.counting speed, transparent case
H7EC-NV | 30680 | 672660 | Total counter, 1/32DIN (48 x 24 mm), self-powered, LCD, 8-digit, 30cps/1kcps, VDC input, grey case
H7EC-NV-B | 30450 | 672691 | Total counter, 1/32DIN (48 x 24 mm), self-powered, LCD, 8-digit, 30cps/1kcps, VDC input, black case
H7EC-NV-BH | 36840 | 672661 | Total counter, 1/32DIN (48 x 24 mm), self-powered, LCD with backlight, 8-digit, 30cps/1kcps, VDC input, black case
H7EC-NV-H | 33760 | 672690 | Total counter, 1/32DIN (48 x 24 mm), self-powered, LCD with backlight, 8-digit, 30cps/1kcps, VDC input, grey case
H7ER-N | 34780 | 672673 | Tachometer, DIN 48 x 24 mm, self-powered, LCD, 4-digit, 1/60 ppr, no-V input, grey case
H7ER-N-B | 31510 | 672666 | Tachometer, 1/32DIN (48 x 24 mm), self-powered, LCD, 4-digit, 1/60ppr, no-V input, black case
H7ER-NV | 41730 | 672680 | Tachometer, DIN 48x24 mm, self-powered, LCD, 4-digit, 1/60 ppr, VDC input, grey case
H7ER-NV1 | 41430 | 672678 | Tachometer, DIN 48x24 mm, self-powered, LCD, 5-digit, 1/60 ppr, VDC input, grey case
H7ER-NV1-B | 38020 | 672675 | Tachometer, DIN 48x24 mm, self-powered, LCD, 5-digit, 1/60 ppr, VDC input, black case
H7ER-NV1-BH | 38070 | 672685 | Tachometer, 1/32DIN (48 x 24 mm), self-powered, LCD with backlight, 5-digit, 10/60/600ppr, VDC input, black case
H7ER-NV1-H | 41730 | 672679 | Tachometer, 1/32DIN (48 x 24 mm), self-powered, LCD with backlight, 5-digit, 10/60/600ppr, VDC input, grey case
H7ER-NV-B | 41730 | 672667 | Tachometer, 1/32DIN (48 x 24 mm), self-powered, LCD, 4-digit, 1/60ppr, VDC input, black case
H7ER-NV-BH | 38070 | 672686 | Tachometer, 1/32DIN (48 x 24 mm), self-powered, LCD with backlight, 4-digit, 1/60ppr, VDC input, black case
H7ER-NV-H | 41730 | 672669 | Tachometer, 1/32DIN (48 x 24 mm), self-powered, LCD with backlight, 4-digit, 1/60ppr, VDC input, grey case
H7ET-N | 31710 | 672656 | Time counter, 1/32DIN (48 x 24 mm), self-powered, LCD, 7-digit, 999999.9h / 3999d23.9h, no-V input, grey case
H7ET-N1 | 37560 | 672657 | Time counter, 1/32DIN (48 x 24 mm), self-powered, LCD, 7-digit, 999h59m59s / 9999h59.9m, no-V input, grey case
H7ET-N1-B | 37000 | 672662 | Time counter, 1/32DIN (48 x 24 mm), self-powered, LCD, 7-digit, 999h59m59s / 9999h59.9m, no-V input, black case
H7ET-N-B | 30580 | 672672 | Time counter, 1/32DIN (48 x 24 mm), self-powered, LCD, 7-digit, 999999.9h / 3999d23.9h, no-V input, black case
H7ET-NFV | 49320 | 672681 | Time counter, 1/32DIN (48 x 24 mm), self-powered, LCD, 7-digit, 999999.9h / 3999d23.9h, VAC/DC input, grey case
H7ET-NFV1 | 51400 | 672674 | Time counter, 1/32DIN (48 x 24 mm), self-powered, LCD, 7-digit, 999h59m59s / 9999h59.9m, VAC/DC input, grey case
H7ET-NFV1-B | 50900 | 672688 | Time counter, 1/32DIN (48 x 24 mm), self-powered, LCD, 7-digit, 999h59m59s / 9999h59.9m, VAC/DC input, black case
H7ET-NFV-B | 45580 | 672663 | Time counter, 1/32DIN (48 x 24 mm), self-powered, LCD, 7-digit, 999999.9h / 3999d23.9h, VAC/DC input, black case
H7ET-NP | 22060 | 672676 | PC board-use counter, Time counter, 1/32DIN (48 x 24 mm), External power supply, LCD, 7-digits, 999999.9h, no-voltage input, transparent case
H7ET-NV | 34690 | 672665 | Time counter, 1/32DIN (48 x 24 mm), self-powered, LCD, 7-digit, 999999.9h / 3999d23.9h, VDC input, grey case
H7ET-NV1 | 38340 | 672658 | Time counter, 1/32DIN (48 x 24 mm), self-powered, LCD, 7-digit, 999h59m59s / 9999h59.9m, VDC input, grey case
H7ET-NV1-B | 36400 | 672668 | Time counter, 1/32DIN (48 x 24 mm), self-powered, LCD, 7-digit, 999h59m59s / 9999h59.9m, VDC input, black case
H7ET-NV1-BH | 36460 | 672670 | Time counter, 1/32DIN (48 x 24 mm), self-powered, LCD with backlight, 7-digit, 999h59m59s / 9999h59.9m, VDC input, black case
H7ET-NV1-H | 42170 | 672684 | Time counter, 1/32DIN (48 x 24 mm), self-powered, LCD with backlight, 7-digit, 999h59m59s / 9999h59.9m, VDC input, grey case
H7ET-NV-501 | 30730 | 232205 | Time counter, seven digits, dual time range 0 to 3999d 23.9h, Key-protect Switch ON
H7ET-NV-B | 32740 | 672692 | Time counter, 1/32DIN (48 x 24 mm), self-powered, LCD, 7-digit, 999999.9h / 3999d23.9h, VDC input, black case
H7ET-NV-B-300 | 32000 | 232256
H7ET-NV-BH | 32800 | 672671 | Time counter, 1/32DIN (48 x 24 mm), self-powered, LCD with backlight, 7-digit, 999999.9h / 3999d23.9h, VDC input, black case
H7ET-NV-H | 38130 | 672664 | Time counter, 1/32DIN (48 x 24 mm), self-powered, LCD with backlight, 7-digit, 999999.9h / 3999d23.9h, VDC input, grey case
H7GP-C | 81250 | 243926 | Total counter, 1/32DIN (48 x 24mm), 100-240 VAC, LCD, 6-digit, 30cps or 5kcps, NPN/PNP input, manual reset
H7GP-CB | 81200 | 243930 | Total counter, 1/32DIN (48 x 24mm), 100-240 VAC, LCD, 6-digit, 30cps or 5kcps, NPN/PNP input, manual reset
H7GP-CD | 66950 | 243927 | Total counter, 1/32DIN (48 x 24mm), 12-24 VDC, LCD, 6-digit, 30cps or 5kcps, NPN/PNP input, manual reset
H7GP-CDB | 67200 | 243931 | Total counter, 1/32DIN (48 x 24 mm), 12-24 VDC, LCD, 6-digit, 30cps or 5kcps, NPN/PNP input, manual reset
H7GP-T | 81250 | 243928 | Time counter, 1/32DIN (48 x 24mm), 100-240 VAC, LCD, 6-digit, 30cps or 5kcps, NPN/PNP input, manual reset
H7GP-TB | 81200 | 243932 | Time counter, 1/32DIN (48 x 24 mm), 100-240 VAC, LCD, 6-digit, 30cps or 5kcps, NPN/PNP input, manual reset
H7GP-TD | 67350 | 243929 | Time counter, 1/32DIN (48 x 24mm), 12-24 VDC, LCD, 6-digit, 30cps or 5kcps, NPN/PNP input, manual reset
H7GP-TDB | 67200 | 243923 | Time counter, 1/32DIN (48 x 24 mm), 12-24 VDC, LCD, 6-digit, 30cps or 5kcps, NPN/PNP input, manual reset
H7HP-A | 104300 | 243933 | Total/time counter, DIN72x36mm, 100-240 VAC, LCD, 6-digit, 30cps or 5kcps, NPN/PNP input, manual reset
H7HP-AB | 104700 | 243937 | Total/time counter, DIN72x36mm, 100-240 VAC, LCD, 6-digit, 30cps or 5kcps, NPN/PNP input, manual reset
H7HP-AD | 86250 | 243934 | Total/time counter, DIN72x36mm, 12-24 VDC, LCD, 6-digit, 30cps or 5kcps, NPN/PNP input, manual reset
H7HP-ADB | 85900 | 243938 | Total/time counter, DIN72 x 36 mm, 12-24 VDC, LCD, 6-digit, 30cps or 5kcps, NPN/PNP input, manual reset
H7HP-C8 | 113800 | 243935 | Total counter, DIN72x36mm, 100-240 VAC, LCD, 8-digit, 30cps or 5kcps, NPN/PNP input, manual reset
H7HP-C8B | 113800 | 243924 | Total counter, DIN72x36mm, 100-240 VAC, LCD, 8-digit, 30cps or 5kcps, NPN/PNP input, manual reset
H7HP-C8D | 94550 | 243936 | Total counter, DIN72x36 mm, 12 to 24 VDC, LCD, 8-digit, 30cps or 5kcps, NPN/PNP input, manual reset
H7HP-C8DB | 94500 | 243925 | Total counter, DIN72x36mm, 12-24 VDC, LCD, 8-digit, 30cps or 5kcps, NPN/PNP input, manual reset
H8BM-RB DC24 | 313500 | 238302 | Multifunction Counter / Timer, 3-stage setting, size 72 x 72 mm, LCD display
H8BM-RBD DC24 | 340300 | 238301
H8PS-16B | 355200 | 169008 | Rotary positioner, 1/4DIN (96 x 96 mm) panel mounting, 24 VDC, 16x NPN outputs (requires E6CP/E6F encoder)
H8PS-16BF | 355600 | 169009 | Rotary positioner, 1/4DIN (96 x 96 mm), track/surface mounting, 24 VDC, 16x NPN outputs (requires E6CP/E6F encoder)
H8PS-16BFP | 355600 | 169011 | Rotary positioner, 1/4DIN (96 x 96mm), track/surface mounting, 24 VDC, 16x PNP outputs (requires E6CP/E6F encoder)
H8PS-16BP | 355600 | 169010 | Rotary positioner, 1/4DIN (96 x 96mm) panel mounting, 24 VDC, 16x PNP outputs (requires E6CP/E6F encoder)
H8PS-32B | 533300 | 169012 | Rotary positioner, 1/4DIN (96 x 96 mm) flush mounting, 24 VDC, 32x NPN outputs (requires E6CP/E6F encoder)
H8PS-32BF | 533300 | 169013 | Rotary positioner, 1/4DIN (96 x 96 mm), track/surface mounting, 24 VDC, 32x NPN outputs (requires E6CP/E6F encoder)
H8PS-32BFP | 533400 | 169015 | Rotary positioner, 1/4DIN (96 x 96mm), track/surface mounting, 24 VDC, 32x PNP outputs (requires E6CP/E6F encoder)
H8PS-32BP | 533400 | 169014 | Rotary positioner, 1/4DIN (96 x 96mm) panel mounting, 24 VDC, 32x PNP outputs (requires E6CP/E6F encoder)
H8PS-8AF | 225900 | 143214 | Cam Positioner, Surface Mounting, 8 Outputs
H8PS-8B | 222100 | 142010 | Rotary positioner, DIN 96x96 mm panel mounting, 24 VDC, 8x NPN outputs (requires E6CP/E6F encoder)
H8PS-8BF | 225700 | 119514 | Rotary positioner, 1/4DIN (96 x 96mm), track/surface mounting, 24 VDC, 8x NPN outputs (requires E6CP/E6F encoder)
H8PS-8BFP | 228300 | 119516 | Rotary positioner, DIN 96x96 mm, track/surface mounting, 24 VDC, 8x PNP outputs (requires E6CP/E6F encoder)
H8PS-8BP | 225700 | 119515 | Rotary positioner, DIN 96x96 mm panel mounting, 24 VDC, 8x PNP outputs (requires E6CP/E6F encoder)
H8PS-SOFT-V1 | 47160 | 169369 | Software for programming, simulating and editing H8PS 16/32 controllers
HDMI-A/HDMI-A 1.8M | 4836 | 681405 | HDMI Cable, 1.8 m
HDMI-A/HDMI-A 3.0M | 5375 | 681399 | HDMI Cable, 3.0 m
HDMI-A/HDMI-A 4.5M | 5915 | 681398 | HDMI Cable, 4.5 m
HDS-3608-0001 | 867600 | 682181 | Handheld DPM Scanner, Corded, HDS-3608
HDS-3678-0001 | 1171900 | 682207 | Handheld DPM Scanner, Cordless, HDS-3678
HFS-14-500 | 137500 | 281953
HK-01776-KL | 51250 | 355698
HK-02196-FQ | 72000 | 355700
HL-1HPA100 | 3660 | 378656 | Roller lever for HL-5000G
HL-1HPA300 | 5695 | 378657 | Adjustable roller lever for HL-5030G
HL-1HPA500 | 4794 | 378658 | Adjustable rod lever for HL-5050G
HL-1HPH01 | 7975 | 378659 | Head for HL-5000G
HL-1HPH100 | 11730 | 378660 | Head for HL-5000G
HL-1HPH300 | 13120 | 378661 | Head for HL-5030G
HL-1HPH500 | 15000 | 378662 | Head for HL-5050G
HL2-25-P | 122000 | 693828 | Compact condenser lens for spot illumination, mounted on the HLV3-22-1- or HLV3-22-2-series
HL-24-21 | 27730 | 378286 | Condensing lens for HLV2-22
HL-2HPH200 | 10990 | 378663 | Head for HL-5200G
HL-30 | 27730 | 337844 | Condenser lens for HLV2-22, HLV2-22-3W, HLV3-22-1, or HLV3-22-2 series
HL-3HPH100 | 10420 | 378664 | Head for HL-5300G
HL-5000G | 23570 | 378665 | Limit switch, Roller lever, With ground terminal
HL-5030G | 25500 | 378666 | Limit switch, Adjustable roller lever, With ground terminal
HL-5050G | 24480 | 378667 | Limit switch, Adjustable rod lever, With ground terminal
HL-5100G | 19420 | 378668 | Limit switch, Sealed plunger, With ground terminal
HL-5200G | 22410 | 378654 | Limit switch, Sealed roller plunger, With ground terminal
HL-5300G | 21630 | 378655 | Limit switch, Coil spring, With ground terminal
HLDL2-150X45IR-DF-N | 415900 | 382523 | Bar light, high intensity, active size 150x45mm, IR (860nm), 24VDC, narrow angle
HLDL2-150X45IR-DF-W | 415900 | 382882 | Bar light, high intensity, active size 150x45mm, IR (860nm), 24VDC, wide angle
HLDL2-150X45SW-DF-W | 415900 | 669419 | Bar light, high intensity, active size 150x45mm, White (860nm), 24VDC, wide angle
HLDL2-150X45SWDFWM12 | 415900 | 671194 | Bar light, high intensity, active size 150x45mm, White, 24VDC, wide angle, M12
HLDL2-300X45IR-DF-N | 533700 | 384281 | Bar light, high intensity, active size 300x45mm, IR (860nm), 24VDC, narrow angle
HLDL2-300X45SW-DF-W | 533700 | 670042 | Bar light, high intensity, active size 300x45mm, White (860nm), 24VDC, wide angle
HLDL2-450X45IR-DF-W | 664100 | 675241 | Bar light, high intensity, active size 450x45 mm, White, 24 VDC, wide angle
HLDL2-450X45IRDFWM12 | 673600 | 689599 | Bar light, high intensity, active size 450x45 mm, White, 24 VDC, wide angle, M12 connector
HLDL2-450X45SW-DF-N | 664100 | 384280 | Bar light, high intensity, active size 450x45mm, White, 24VDC, narrow angle
HLDL2-450X45SW-DF-W | 664100 | 681941 | Bar light, high intensity, active size 450 x 45 mm, White, 24 VDC, wide angle
HLDL2-600X45IR-DF-W | 786900 | 379206 | Bar light, high intensity, active size 600x45mm, IR (860nm), 24VDC, wide angle
HLDL2-600X45IRDFWM12 | 786900 | 680430 | LED Bar light, high intensity, active size 600 x 45 mm, IR 860 nm, 24 VDC, wide angle, M12 connector
HLDL2-600x45SW-DF-N | 786900 | 681584 | LED bar light, high intensity, active area 600 x 45 mm, white, 24 VDC, narrow angle
HLDL2-600X45SWDFWM12 | 796600 | 672465 | Bar light, high intensity, active size 600 x 45 mm, white, 24 VDC, wide angle
HLDL2-750X45IR-DF-W | 1022200 | 683079 | LED bar light, active size 750 x 45 mm, IR, 24 VDC, wide angle
HLDL2-750X45SW-DF-N | 1022200 | 393340 | Accessory vision, bar light, high intensity, active size 750x45mm, White, 24VDC, narrow angle
HLDL2-750X45SW-DF-W | 1022200 | 681419 | LED bar light, active size 750 x 45 mm, White, 24 VDC, wide angle
HLDL3-300X28SW-DF-M | 514200 | 707407 | Bar light, white LED, emitting surface 300 x 28 mm
HLDL3-450X28RD-DF-N | 681700 | 708442 | Bar light, red LED, emitting surface 450 x 28 mm
HLV2-24UV2-365 | 552400 | 675174 | Spotlight (compact), D28x54 mm, active tip dia. 18 mm, 3.2 W, 24 VDC, UV LED 365 nm
HLV3-22GR-4S | 369500 | 684476 | LED Spot Light, tip diameter 8 mm, green, 24 V
HLV3-22RD-1 | 233400 | 696322 | LED Spot Light, tip diameter 8 mm, red, 24 V
HLV3-22SW-4M | 374100 | 695680 | LED Spot Light, tip diameter 8 mm, white, 24 V
HLV3-22SW-4S | 365600 | 693827 | LED Spot Light, tip diameter 8 mm, white, 24 V
HMC-AP001 | 45510 | 103192 | Memory card adaptor (for memory card to PC PCMCIA port)
HMC-EF183 | 70350 | 696105 | Flash memory card, 128MB
HMC-EF283 | 190700 | 699230 | Flash memory card, 256MB
HMC-EF583 | 56300 | 706998 | Flash memory card, 512MB
HMC-SD292 | 108400 | 707330 | 2 GB SD memory card
HMC-SD492 | 163100 | 703610 | 4 GB SD memory card
HMI-CN245-V2 | 6350 | 703484 | 9-pin D-type connector (male) with connector hood with M2.6 x 0.45 mm pitch retaining screws
HPB-12040-850-N1A2 | 3412700 | 707318 | High power LED backlight, 1200 x 400 mm, IR, M12 male 5 point connector - in position 2, 1 cable 4 x 1.5 mm², 2.5 m in position 2, 24 VDC
HPB-12040-WHI-N1 | 2476500 | 703001 | High power LED backlight, 1200 x 400 mm, white, M12 male 5 point connector, 24 VDC
HPB-13060-WHI-N1 | 3454400 | 702467 | High Power LED Backlight, 1300 x 600 mm, white, M12 male 5 point connector - in position 1, 1 cable 4 x 1.5 mm², 2.5 m in position 2, 24 VDC
HPB-13060-WHI-N1A2 | 3454400 | 702720 | High power LED backlight, 1300 x 600 mm, white, M12 male 5 point connector - in position 2, 1 cable 4 x 1.5 mm², 2.5 m in position 2, 24 VDC
HPB-2020-630-N1 | 328100 | 696318 | High Power LED Backlight, 200 x 200 mm, red, M12 male 5 point connector - in position n°1, 24 VDC
HPB-2020-850-N1 | 408900 | 696445 | High Power LED Backlight, 200 x 200 mm, IR 850nm, M12 male 5 point connector - in position n°1, 24 VDC
HPB-2020-WHI-N1 | 321000 | 691182 | High Power LED Backlight, 200 x 200 mm, white, M12 male 5 point connector - in position n°1, 24 VDC
HPB-2820-WHI-N1 | 431800 | 707417 | High Power LED Backlight, 280 x 200 mm, white, M12 male 5 point connector - in position n°1, 24 VDC
HPB-3020-850-N1 | 529800 | 696447 | High Power LED Backlight, 300 x 200 mm, IR 850nm, M12 male 5 point connector - in position n°1, 24 VDC
HPB-3020-WHI-N1 | 400700 | 702471 | High Power LED Backlight, 300 x 200 mm, white, M12 male 5 point connector - in position n°1, 24 VDC
HPB-3030-850-N1 | 776500 | 696446 | High Power LED Backlight, 300 x 300 mm, IR 850nm, M12 male 5 point connector - in position n°1, 24 VDC
HPB-3030-WHI-N1 | 595100 | 702892 | High Power LED Backlight, 300 x 300 mm, White, M12 male 5 point connector - in position n°1, 24 VDC
HPB-4020-850-N1 | 667400 | 690845 | High Power LED Backlight, 400 x 200 mm, IR 850 nm, M12 male 5 point connector - in position n°1, 24 VDC
HPB-4020-WHI-N1 | 506800 | 702315 | High Power LED backlight, 400 x 200 mm, white, M12 male 5 point connector - in position n°1, 24 VDC
HPB-4030-850-N1 | 898000 | 699938 | High Power LED Backlight, 400 x 300 mm, IR 850nm, M12 male 5 point connector - in position n°1, 24 VDC
HPB-4030-WHI-N1 | 651000 | 695377 | High Power LED Backlight, 400 x 300 mm, white, M12 male 5 point connector - in position n°1, 24 VDC
HPB-4040-850-N1 | 1045100 | 707381 | High power backlight, 400x400 mm, IR LED, connection through 1 M12 male 5 point connector - in position n°1
HPB-4040-WHI-N1 | 850700 | 703163 | High power LED backlight, 400 x 400 mm, white, connection through 1 M12 male 5 point connector - in position n°1
HPB-4525-630-N4 | 971200 | 707352 | High Power LED Backlight, 450 x 250 mm, red, M12 male 5 point connector - in position n°4, 24 VDC
HPB-5030-630-N4 | 826400 | 707325 | High Power LED Backlight, 500 x 300 mm, red, M12 male 5 point connector - in position n°4, 24 VDC
HPB-5030-WHI-N1 | 822400 | 700705 | High Power LED Backlight, 500 x 300 mm, white, M12 male 5 point connector - in position n°1, 24 VDC
HPB-5040-850-N1 | 1424500 | 702482 | High power LED backlight, 500 x 400 mm, infrared, M12 male 5 point connector - in position n°1, 24 VDC
HPB-5040-WHI-N1 | 1037600 | 703145 | High power LED backlight, 500 x 400 mm, white, M12 male 5 point connector - in position n°1, 24 VDC
HPB-5050-WHI-N3 | 1272200 | 694042 | High Power LED Backlight, 500 x 500 mm, white, M12 male 5 point connector - in position n°3, 24 VDC
HPB-5820-850-N3 | 976200 | 707526 | High Power LED Backlight, 580 x 200 mm, IR, M12 male 5 point connector - in position n°3, 24 VDC
HPB-6020-850-N1 | 907400 | 702644 | High power LED backlight, 600 x 200 mm, IR 850nm, M12 male 5 point connector - in position n°1, 24 VDC
HPB-6020-WHI-N1 | 623300 | 706822 | High power LED backlight, 600 x 200 mm, white, M12 male 5 point connector - in position n°1, 24 VDC
HPB-6030-850-N1 | 1282200 | 702643 | High power LED backlight, 600 x 300 mm, IR 850nm, M12 male 5 point connector - in position n°1, 24 VDC
HPB-6030-WHI-N1 | 874800 | 703508 | High power LED backlight, 600 x 300 mm, white, M12 male 5 point connector - in position n°1, 24 VDC
HPB-6040-WHI-N1 | 1156100 | 702026 | High power LED backlight, 600 x 400 mm, white, M12 male 5 point connector - in position n°1, 24 VDC
HPB-7020-WHI-N1 | 756600 | 701256 | High power LED backlight, 700 x 200 mm, white, M12 male 5 point connector - in position n°1, 24 VDC
HPB-7040-WHI-N2C1 | 1455000 | 707674 | High power LED backlight, 700 x 400 mm, white, M12 male 5 point connector - in position 2, 1 cable 4 x 1.5 mm², 2.5 m in position 1, 24 VDC
HPB-7060-WHI-N3C8 | 2128900 | 706888 | High power backlight 700x600 white, connection through 1 M12 male 5 point connector - in position n°3 and 1 cable - length: 2.5m - in position n°8
HPB-7070-WHI-N1-A1 | 2442300 | 703492 | High power backlight 700 x 700 mm, white, M12 male 5 point connector - in position n°1 + additional power cable 2.5 m in position n°1 24 VDC
HPB-8020-WHI-N1 | 827400 | 701257 | High power LED backlight, 800 x 200 mm, white, M12 male 5 point connector - in position n°1, 24 VDC
HPB-8050-850-N1A2 | 2951000 | 706823 | High power backlight 800 x 500 mm, IR, M12 male 5 point connector - in position n°1 + 4 x additional power cable 2.5 m in position n°2 24 VDC
HPB-9020-WHI-N1 | 903100 | 700926 | High Power LED Backlight, 900 x 200 mm, white, M12 male 5 point connector - in position n°1, 24 VDC
HPB-9090-630-N1A2 | 3358900 | 708270 | High power LED backlight, 900 x 900 mm, red, M12 male 5 point connector - in position n°1 and 1 cable 4 x 1.5 mm²- length: 2.5 m - in position n°2
HPD2-100BL | 419500 | 419022 | Dome light, blue LED 470nm, Outer dia. 116mm, Inner dia. 25mm, height 58mm, 24VDC, connector SMR-03V-B
HPD2-100RD | 419500 | 674716 | Dome light, Red LED, Outer dia. 116 mm, Inner dia. 66mm, height 57.4 mm, 24 VDC, Connector SMR-03V-B
HPD2-100SW | 419500 | 418314 | Dome light, white LED, Outer dia. 116 mm, Inner dia. 25 mm, height 58 mm, 24 VDC connector SMR-03V-B
HPD2-100SW-FL | 419500 | 671270 | Dome light, white LED, Outer dia. 116mm, Inner dia. 66mm, height 57.4mm, 24VDC, connector SMR-03V-B
HPD2-150RD | 550000 | 677532 | Dome light, Red LED, Outer dia. 166 mm, Inner dia. 116 mm, height 81.9 mm, 24 VDC, Connector SMR-03V-B
HPD2-150SW | 550000 | 397057 | Dome light, white LED, Outer dia. 166 mm, Inner dia. 35 mm, height 82 mm, 24 VDC connector SMR-03V-B
HPD2-150SW-M12 | 559000 | 702218 | Dome light, red LED, outer dia. 166 mm, inner dia. 116 mm, height 81.9 mm, 24 VDC, M12 connector
HPD2-200RD | 799500 | 419044 | Dome light, red LED 635nm, Outer dia. 216mm, Inner dia. 40mm, height 107mm, 24VDC, connector SMR-03V-B
HPD2-200SW | 799500 | 669591 | Dome light, white LED, Outer dia. 216mm, Inner dia. 40mm, height 107mm, 24VDC, connector SMR-03V-B
HPD2-200SW-M12 | 799500 | 674073 | Dome light, white LED, outer dia. 216 mm, inner dia. 40 mm, height 107 mm, 24 VDC, connector M12
HPD2-200SW-SQ50 | 798800 | 693103 | Dome light, white LED, Outer dia. 216 mm, Inner dia. 40 mm, height 107 mm, 24 VDC, square camera window 50 x 50 mm
HPD2-250RD | 865300 | 658897 | Dome light, red LED 635 nm, Outer dia. 266 mm, Inner dia. 50 mm, height 131.5 mm, 24 VDC, connector SMR-03V-B
HPD2-250SW | 865300 | 658930 | Dome light, white LED, Outer dia. 266mm, Inner dia. 50mm, height 131.5mm, 24VDC, connector SMR-03V-B
HPD2-400BL | 1777900 | 703112 | Dome light, blue LED 470 nm, Outer dia. 424 mm, Inner dia. 360 mm, height 205 mm, 24 VDC, connector SMR-03V-B
HPD2-400RD | 1641700 | 703649 | Dome light, red LED 635nm, Outer dia. 424mm, Inner dia. 360mm, height 205mm, 24VDC, connector SMR-03V-B
HPD2-400SW-FL | 1586100 | 681085 | Dome light, white LED, Outer dia. 424 mm, Inner dia. 360 mm, height 205 mm, 24 VDC, flying lead
HPD2-75FC | 677900 | 694958 | Dome LED light, Outer dia. 91mm, Inner dia. 20mm, height 45.1mm, RGB color, 24VDC
HPD2-75SW | 412600 | 670278 | Dome light, white LED, Outer dia. 91mm, Inner dia. 20mm, height 45.1mm, 24VDC, connector SMR-03V-B
HPFD-2020-630-N1 | 550300 | 696192 | High Power Flat LED Dome, 200 x 200 mm, red, 24 VDC, Connection through 1x M12 male 5 point connector - in position n°1
HPFD-2020-850-N1 | 611400 | 693943 | High Power Flat LED Dome, 200 x 200 mm, IR 850 nm, 24 VDC, Connection through 1x M12 male 5 point connector - in position n°1
HPFD-2020-WHI-N1 | 502500 | 702896 | High Power Flat LED Dome, 200 x 200 mm, white, 24 VDC, Connection through 1x M12 male 5 point connector - in position n°1
HPFD-22A1 | 2680200 | 708346 | High Power Flat LED Dome, 800 x 600 mm, white, 24 VDC, Off centre hole on the side 600 centre distance (350-250)M12 Male 5-pin connector output - (position 1) then 4x1.5² cable, length 2.5 m (position 4)
HPFD-3030-WHI-N1 | 711300 | 700816 | High Power Flat LED Dome, 300 x 300 mm, white, 24 VDC, Connection through 1 M12 male 5 point connector - in position n°1
HPFD-4030-850-N1 | 963700 | 708876 | High Power Flat LED Dome, 400 x 300 mm, IR 850 nm, 24 VDC, Connection through 1x M12 male 5 point connector - in position n°1
HPFD-4030-WHI-N1 | 846800 | 702188 | High Power Flat LED Dome, 400 x 300 mm, white, 24 VDC, connection through 1x M12 male 5 point connector - in position n
HPFD-4040-630-N1 | 1104800 | 698207 | High Power Flat LED Dome, 400 x 400 mm, red, 24 VDC, Connection through 1x M12 male 5 point connector - in position n°
HPFD-4040-WHI-N1 | 1104800 | 698323 | High Power Flat LED Dome, 400 x 400 mm, white, 24 VDC, Connection through 1x M12 male 5 point connector - in position n
HPFD-5030-WHI-N1 | 1039700 | 701433 | High power flat LED dome, 500 x 300 mm, white, 24 VDC, connection through 1x M12 male 5 point connector - in position n°
HPFD-5040-850-N1 | 1768400 | 702886 | High Power Flat LED Dome, 500 x 400 mm, IR 850 nm, 24 VDC, Connection through 1x M12 male 5 point connector - in position n°1
HPFD-5040-WHI-N1 | 1246600 | 691185 | High Power Flat LED Dome, 500 x 400 mm, white, 24 VDC, Connection through 1 M12 male 5 point connector - in position n°1
HPFD-5050-630-N1 | 1453200 | 698208 | High Power Flat LED Dome, 500 x 500 mm, red, 24 VDC, Connection through 1x M12 male 5 point connector - in position n°
HPFD-5050-850-N1 | 1854700 | 703648 | High Power Flat LED Dome, 500 x 500 mm, IR 850 nm, 24 VDC, Connection through 1x M12 male 5 point connector - in position n°1
HPFD-5050-WHI-N1 | 1475400 | 706988 | High Power Flat LED Dome, 500 x 500 mm, white, 24 VDC, connection through 1x M12 male 5 point connector - in position n°
HPFD-6030-WHI-N1 | 1178000 | 689501 | High power flat dome LED Illuminator, 600x300 mm, white, 24 VDC, M12 connector in position n°1
HPFD-6040-WHI-N1 | 1394900 | 691031 | High Power Flat LED Dome, 600 x 400 mm, white, 24 VDC, Connection through 1 M12 male 5 point connector - in position n°1
HPFD-6050-WHI-N1A2 | 1862400 | 706829 | High Power Flat Dome 600x500 WHITE LED, Connection through 1 M12 male 5 point connector - in position n°1 and 1 cable 4 x 1,5²- length: 2.5m - in position n°2
HPFD-7040-WHI-N1A2 | 1954200 | 701012 | High Power Flat LED Dome, 700 x 400 mm, white, 24 VDC, cable 2.5m, 4x1,25² - in position n°2
HPFD-7070-WHI-N1A2 | 2611200 | 703674 | High Power Flat LED Dome, 700 x 700 mm, white, 24 VDC, cable 2.5m, 4x1,25² - in position n°2
HPFD-8060-WHI-N1A2 | 2713000 | 700993 | High Power Flat LED Dome, 800 x 600 mm, white, 24 VDC, 2.5m 4x1.5² cable, position n 2
HPM-UL-00900 040R J00000 | 87900 | 687025 | UL Braking resistor, 40 ohm, 270 W nominal
HPM-UL-00900 070R J00000 | 89200 | 688064 | UL Braking resistor, 70 ohm, 270 W nominal
HPR2-100BL | 423900 | 706922 | LED ring light, OD=116 mm, ID=66 mm, blue, indirect, 24 VDC
HPR2-100RD | 412600 | 682278 | LED ring light, OD=116 mm, ID=66 mm, red, indirect, 24 VDC
HPR2-100SW | 412600 | 418315 | LED ring light, OD=116 mm, ID=66 mm, white, indirect, 24 VDC Connector SMR-03V-B
HPR2-100SW-FL | 412600 | 677721 | LED ring light, OD=116 mm, ID=66 mm, white, indirect, 24 VDC, flying leads
HPR2-100SW-M12 | 412600 | 659498 | LED ring light, OD=116mm, ID=66mm, white, indirect, 24VDC, Connector M12
HPR2-100SW-SI-FL | 494700 | 677943 | LED ring light, OD=116 mm, ID=66 mm, white, indirect, 24 VDC, according IP54, flying leads
HPR2-150BL | 550000 | 685695 | LED Ring Illuminator, inner diameter 116 mm, outer diameter 166 mm, blue, 24 VDC
HPR2-150FC | 826300 | 690181 | LED Ring Illuminator, inner diameter 116 mm, outer diameter 166 mm, RGB, 24 VDC
HPR2-150RD | 556200 | 696347 | LED Ring illuminator, inner diameter 116 mm, outer diameter 166 mm, red, 24 VDC
HPR2-150SW | 550000 | 418316 | LED ring light, OD=166 mm, ID=116 mm, white, indirect, 24 VDC, Connector SMR-03V-B
HPR2-200FC | 1002500 | 668484 | RGB ring light, OD=216mm, ID=166mm, indirect, 24VDC, Connector SMR-03V-B
HPR2-200SW-IP54 | 752200 | 659671 | LED ring light, OD=216mm, ID=166mm, white, indirect, 24VDC, Connector M12
HPR2-200SW-IP54-M12 | 807400 | 667291 | LED ring light, OD=216 mm, ID=166 mm, white, indirect, 24 VDC, Connector M12
HPR2-200SW-M12 | 751800 | 687752 | LED Ring Light, OD=216 mm, ID=166 mm, indirect, white, 24 VDC, M12 Connector
HPR2-250SW | 833700 | 700815 | LED ring light, OD=266 mm, ID=210 mm, white, indirect, 24 VDC
HPR2-250SW-IP54 | 824100 | 659672 | LED ring light, OD=266mm, ID=210mm, white, indirect, 24VDC, Connector M12
HPR2-250SW-IP54-M12 | 968800 | 667292 | LED ring light, OD=266mm, ID=210mm, white, indirect, 24VDC, Connector M12
HPR2-400RD-FT | 1236400 | 682279 | LED ring light, OD=424 mm, ID=330 mm, red, indirect, 24 VDC
HPR2-400SW-FT | 1236400 | 677808 | LED ring light, OD=412 mm, ID=330 mm, white, indirect, 24 VDC
HPR2-50BL | 374400 | 695956 | LED ring light, OD=50 mm, ID=18 mm, blue, indirect, 24 VDC
HPR2-50RD | 370100 | 416004 | LED ring light, OD=50mm, ID=18mm, red 635nm, indirect, 24VDC, Connector SMR-03V-B
HPR2-50RD-FL | 375200 | 690411 | LED ring light, outer diameter 50 mm, inner diameter 18 mm, red 635 nm, indirect, 24 VDC, flying leads
HPR2-50SW | 370100 | 679233 | LED ring light, OD=50 mm, ID=18 mm, white , indirect, 24 VDC
HPR2-75BL-FL | 394800 | 672734 | LED ring light, OD=91 mm, ID=41 mm, blue, indirect, 24 VDC, Flying lead
HPR2-75FC | 616600 | 694959 | LED ring light, OD=91 mm, ID=41 mm, RGB color, indirect, 24 VDC
HPR2-75RD | 394800 | 412473 | LED ring light, OD=91mm, ID=41mm, red 635nm, indirect, 24VDC, Connector SMR-03V-B
HPR2-75RD-FL | 400300 | 690410 | LED ring light, outer diameter 91 mm, inner diameter 41 mm, red 635 nm, indirect, 24 VDC, flying leads
HPR2-75SW | 394800 | 419023 | LED ring light, OD=91 mm, ID=41 mm, white, indirect, 24 VDC, Connector SMR-03V-B
HPRING-405-10 | 560400 | 691028 | Ring light, 12 high power LED, inner dia 58 mm, outer dia 112 mm, 10° angle, UV 405nm, 24 VDC, M8 connector
HPRING-405-10-IP65 | 602400 | 692820 | Ring light, 12 high power LED, inner dia 58 mm, outer dia 112 mm, 10° angle, UV 405nm, 24 VDC, M8 connector, IP65
HPRING-470-10-DS | 403200 | 702894 | Ring light, 12 high power LED, inner dia 58 mm, outer dia 112 mm, 10° angle, blue, 24 VDC, M8 connector, satin diffuser
HPRING-470-25-DT | 398000 | 700954 | Ring light, 12 high power LED, inner dia 58 mm, outer dia 112 mm, 25° angle, blue, 24 VDC, M8 connector
HPRING-630-10-DO | 398000 | 700901 | Ring light, 12 high power LED, inner dia 58 mm, outer dia 112 mm, 10° angle, red, opaque diffusor, 24 VDC, M8 connector
HPRING-630-10-DT | 399200 | 689272 | Ring light, 12 high power LED, inner dia 58 mm, outer dia 112 mm, 10° angle, red, 24 VDC, M8 connector
HPRING-630-10-POL | 454300 | 700899 | Ring light, 12 high power LED, inner dia 58 mm, outer dia 112 mm, 10° angle, red, polarizer, 24 VDC, M8 connector
HPRING-630-25-DO | 393600 | 686054 | Ring light, 12 high power LED, inner dia 58 mm, outer dia 112 mm, 25° angle, red, 24 VDC, M8 connector
HPRING-850-10-DO | 417300 | 703490 | Ring light, 12 high power LED, inner dia 58 mm, outer dia 112 mm, 10° angle, IR, opaque diffusor, 24 VDC, M8 connector
HPRING-850-10-DT | 442700 | 690226 | Ring light, 12 high power LED, inner dia 58 mm, outer dia 112 mm, 10° angle, IR, transparent window, 24 VDC, M8 connector
HPRING-850-17-DO | 424000 | 707604 | High power ring light, IR LEDS +/- 17° opaque diffuser
HPRING-850-17-DS | 436500 | 668558 | LED IR ring light, outer 112mm inner 58mm, 12white LED, 24VDC, M8 3-pole connector, +/- 17°, IP65, Satin Diffuse
HPRING-850-25-DO | 423900 | 707178 | Ring light, 12 high power LED, inner dia 58 mm, outer dia 112 mm, 25° angle, IR, opaque diffusor, 24 VDC, M8 connector
HPRING-850-25-DS | 441800 | 699023 | LED IR ring light, outer 112mm inner 58mm, 12 white LED, 24 VDC, M8 3-pole connector, +/- 25°, IP65, satin diffuse
HPRING-WHI-10-DS | 398000 | 698786 | Ring light, 12 high power LED, inner dia 58 mm, outer dia 112 mm, 10° angle, white, 24 VDC, M8 connector, satin diffuser
HPRING-WHI-10-DT | 399200 | 688860 | Ring light, 12 high power LED, inner dia 58 mm, outer dia 112 mm, 10° angle, white, 24 VDC, M8 connector
HPRING-WHI-17-DS | 400300 | 701357 | Ring light, 12 high power LED, inner dia 58 mm, outer dia 112 mm, 17° angle, white, diffuse emission, 24 VDC, M8 connector
HPRING-WHI-17-DT | 398400 | 700902 | Ring light, 12 high power LED, inner dia 58 mm, outer dia 112 mm, 17° angle, white, transparent, 24 VDC, M8 connector
HPRING-WHI-17-POL | 455100 | 690813 | Ring light, 12 high power LED, inner dia 58 mm, outer dia 112 mm, 17° angle, white, Polarizer, 24 VDC, M8 connector
HPRING-WHI-25-DO | 393600 | 686055 | Ring light, 12 high power LED, inner dia 58 mm, outer dia 112 mm, 25° angle, white, 24 VDC, M8 connector
HPRING-WHI-25-DT | 399700 | 702609 | Ring light, 12 high power LED, inner dia 58 mm, outer dia 112 mm, 25° angle, white, 24 VDC, M8 connector
HR10A-10R-12SB(72) | 6450 | 681387 | Hirose 12 Position Circular Connector Receptacle, Female Sockets Solder Gold
HR10A-7P-6S(73) | 5375 | 681415 | Hirose 6 Position Circular Connector Plug, Female Sockets Solder Cup Silver
HRS6-AV-6-3M | 35470 | 681391 | Female 6-pin Hirose Cable with 6 Conductor Breakout. For GigE, USB and 6 Pin capable cameras, 3 m
HRS6-AV-6-5M | 48360 | 681390 | Female 6-pin Hirose Cable with 6 Conductor Breakout. For GigE, USB and 6 Pin capable cameras, 5 m
HRS6-AV-6-7M | 49420 | 681400 | Female 6-pin Hirose Cable with 6 Conductor Breakout. For GigE, USB and 6 Pin capable cameras, 7 m
HSL-58RD-D300PCL | 374600 | 688854 | LED Spor Light, outer diameter 58 mm, red, 24 VDC
HSL-58RD-PCL KIT | 511300 | 382417 | Kit including spot light HSL-58RD-D300PCL (red, 2.8W), power controler CC-PJ-0707 (24VDC), cable NFCB2-CC-3 (3m)
HSL-58SW-D300PLC | 369500 | 679289 | LED Spor Light, outer diameter 58 mm, white
HSL-58SW-PCL Kit | 511300 | 375359 | Kit including spot light HSL-58SW-D300PCL (white, 2.8 W), power controler CC-PJ-0707 (24 VDC), cable NFCB2-CC-3 (3 m)
IF-098-MRCIR-SH-027.0 | 61500 | 355732
IF-098-MRCIR-SH-040.5 | 66750 | 355733
IF-AUF-MRC-SN2-027.0 | 61500 | 355734
IFL-CGR-24-SM-PNP | 168500 | 690622 | Trigger Connection Cable for LED Illuminator, M12 connector 4 pin MALE, SM connector 3 pin FEMALE, 1 m, 24 VDC
IM-MOTOR-GK-DEMOCASE-V1 | 1952200 | 689443 | Georgii Kobold IM motor Democase for Q2 Series inverters.
IM-MOTOR-KV-DEMOCASE-V1 | 2195800 | 689456 | Kelvin IM motor Democase for Q2 Series inverters.
INVRF1102MD | 6750 | 240731 | Inverter EMC Filter, 10A, 200VAC, 1-phase.
J17M-06FMH-7KL-M (PF) | 25770 | 692797 | Sigma V Power connector kit
J27M-06FMH-7KL-M (PF) | 28330 | 692798 | Sigma V Power connector kit
J37M-06FMH-8KL-ML (PF) | 31920 | 692799 | Sigma V Power connector kit
J-7 | 3973 | 119417 | Ultra subminiature basic switch
J73KC-AM-04 | 7965 | 690080 | Auxiliary Contact Module for Motor Contactor, Push-In Plus Terminals, Contacts: NO 0 NC 4, H×W×D 40.5 x 38.5 x 41.5 mm
J73KC-AM-11 | 6440 | 690083 | Auxiliary Contact Module for Motor Contactor, Push-In Plus Terminals, Contacts: NO 1 NC 1, H×W×D 40.5 x 38.5 x 41.5 mm
J73KC-AM-22 | 7965 | 690081 | Auxiliary Contact Module for Motor Contactor, Push-In Plus Terminals, Contacts: NO 2 NC 2, H×W×D 40.5 x 38.5 x 41.5 mm
J73KC-AM-40 | 7965 | 690082 | Auxiliary Contact Module for Motor Contactor, Push-In Plus Terminals, Contacts: NO 4 NC 0, H×W×D 40.5 x 38.5 x 41.5 mm
J73KN-A-02 | 2479 | 119339 | Auxiliary contacts, 2-pole, 2B for J7KNA-AR relay
J73KN-A-04 | 5325 | 323395 | Auxiliary contacts, 4-pole, 4M, for J7KNA-AR relay
J73KN-A-11 | 2479 | 119338 | Auxiliary contacts, 2-pole, 1M1B for J7KNA-AR relay
J73KN-A-22 | 4381 | 119340 | Auxiliary contacts, 4-pole, 2M2B for J7KNA-AR relay
J73KN-A-40 | 4381 | 119341 | Auxiliary contacts, 4-pole, 4M for J7KNA-AR relay
J73KN-AM-02 | 2479 | 119343 | Auxiliary contacts, 2-pole, 2B for J7KNA contactor
J73KN-AM-11 | 2479 | 119342 | Auxiliary contacts, 2-pole, 1M1B for J7KNA contactor
J73KN-AM-11V | 2475 | 119348 | Auxiliary contacts, 2-pole, 1 m1B for J7KNA**W reversing contactor pairs, for left-hand-side only
J73KN-AM-11X | 2475 | 119349 | Auxiliary contacts, 2-pole, 1 m1B for J7KNA**W reversing contactor pairs, for right-hand-side only
J73KN-AM-22 | 4384 | 119344 | Auxiliary contacts, 4-pole, 2M2B for J7KNA contactor
J73KN-B-01 | 1304 | 119345 | Auxiliary contact, 1-pole, 1B, front mounting, 10 A for J7KN10-74
J73KN-B-01A | 2500 | 183576 | Auxilary contact, 1-pole, 1B, front mounting, 6 A for J7KN10-74
J73KN-B-01U | 2916 | 191890 | Auxilary contact, 1-pole, 1B, front mounting, 10 A for J7KN10-74 (EM & LM version)
J73KN-B-10 | 1304 | 119346 | Auxiliary contact, 1-pole, 1M, front mounting, 10 A for J7KN10-74
J73KN-B-10A | 2500 | 183577 | Auxilary contact, 1-pole, 1M, front mounting, 6A for J7KN10-74
J73KN-B-10U | 2916 | 191891 | Auxilary contact, 1-pole, 1NO, EM and LB version, 10A for J7KN10-74
J73KN-C-11S | 3754 | 119347 | Auxiliary contacts, 2-pole, 1M1B side mounting, 10 A for J7KN24-74
J73KN-D-11F | 11930 | 190997 | Auxilary contact, 1-pole, 1NO, front mounting, 10A for J7KN150-175
J73KN-D-11S | 13200 | 184145 | Auxilary contact, 1-pole, 1NO+1NC, side mounting, 10A for J7KN150-175
J73KN-D-22F | 16690 | 190998 | Auxilary contact, 1-pole, 2NO+2NC, front mounting, 10A for J7KN150-175
J73KN-E22 | 38960 | 168572 | Auxilary contact, 1-pole, 2NO+2NC, front mounting, 10A for J7KN-200
J73MC-K-10 | 9645 | 690077 | Alarm Module for MMS (MPCB), Push-In Plus Terminals
J73MC-W-01 | 9135 | 690078 | Auxiliary Contact Module for MMS (MPCB), Push-In Plus Terminals
J73MC-W-10 | 9135 | 690079 | Auxiliary Contact Module for MMS (MPCB), Push-In Plus Terminals
J74KC-A | 3345 | 690125 | Option to build Reversing Contactor, Interlock unit
J74KN-B-ML | 1735 | 119358 | Mechanical interlock for 2x J7KN10-40
J74KN-C2-RC230 | 4222 | 367394 | RC suppressor unit, 110 to 250 VAC/DC, fits J7KN10-74
J74KN-C2-RC24 | 5730 | 367395 | RC suppressor unit, 12 to 48 VAC/DC, fits J7KN10-74
J74KN-C2-RC400 | 5730 | 374075 | RC suppressor unit
J74KN-C-ML | 3647 | 119359 | Mechanical interlock for 2x J7KN24-74
J74KN-D2-ML | 4432 | 354533 | Mechanical interlock for 2x J7KN90-115
J74KN-D-ML | 20580 | 147035 | Mechanical interlock for 2x J7KN85-110
J74KN-D-RC 110 | 4364 | 169759 | RC suppressor unit, 48-127 VAC/dc, fits J7KNA
J74KN-D-RC 230 | 4364 | 169760 | RC suppressor unit, 110-250 VAC/DC, fits J7KNA
J74KN-D-RC 24 | 5760 | 169758 | RC suppressor unit, 12-48 VAC/dc, fits J7KNA
J74KN-E-ML | 24900 | 183578 | Mechanical interlock for 2x J7KN151-176
J74KN-F-ML | 37950 | 223914
J74KN-G-ML | 48320 | 223915
J74KN-H-ML | 86350 | 223916
J74KN-LG-10404 | 23490 | 184147 | Additional terminal cover for motor contactor J7KN150-175
J74KN-LG-10405 | 31050 | 223909
J74KN-LG-10406 | 34520 | 223910
J74KN-LG-10407 | 34520 | 223911
J74KN-LG-10408 | 37950 | 223912
J74KN-LG-10409 | 41400 | 223913
J74KN-LG-11224 | 8295 | 184148 | Additional terminal for motor contactor J7KN150-175
J74KN-LG-11457 | 36710 | 354534 | Additional terminal cover for motor contactor J7KN210-316
J74KN-LG-9030 | 6910 | 184149 | Additional terminal for motor contactor J7KN50-62
J74KN-P245-1 | 313.6 | 190999 | Marking plate for contactors
J74KN-P487-1 | 176.4 | 191000 | Marking plate for contactors
J74TK-M-AB | 6950 | 353705 | Single mounting for J7TKN-A
J74TK-SM | 2685 | 119375 | Separate mounting sets for J7TKN-B
J74TK-SU-550 | 66000 | 223947 | Bus bar set for thermal overload relay J7TKN-H-360/540 and contactor J7KN-450, J7KN-550
J74TK-SU-860 | 86900 | 223948 | Bus bar set for thermal overload relay J7TKN-H-540/800 and contactor J7KN-700, J7KN-860
J74-WKR-A | 3824 | 364945 | Insulated wiring system, reversing starter connector with coil connector, for J7KNA-09-01R-x(D) and J7KNA-12-01R-x(D)
J74-WKR-B2 | 3973 | 367391 | Busbars for reversing contactors (2 parts), J7KN-10 - J7KN-22
J74-WKR-C | 5175 | 354531 | Busbars for reversing contactors (2 parts), J7KN-24 - J7KN-40
J74-WKSD-B2 | 4832 | 367392 | Busbars for star-delta combination (4 parts), J7KN-10D - J7KN-22D
J74-WKSD-C | 5575 | 354532 | Busbars for star-delta combination (4 parts), J7KN-24 - J7KN-40
J75KC-WKR-A | 4761 | 690076 | Option to build Reversing Contactor, Reversing conductor kit wires
J75KC-WKR-B | 6440 | 690124 | Option to build Reversing Contactor, Reversing conductor kit for control circuit
J75KN-P-1039 | 816 | 675306 | Snap-on adapter to mount J7KNU on DIN rail 35 mm
J76KC-RC-1 | 3800 | 690075 | Coil-surge suppression, RC suppressor units
J76KC-RC-2 | 3800 | 690074 | Coil-surge suppression, RC suppressor units
J76KC-RC-3 | 3800 | 690073 | Coil-surge suppression, RC suppressor units
J76KC-RC-N-1 | 5015 | 690084 | Coil-surge suppression, RC suppressor units
J76KC-RC-N-2 | 5015 | 690072 | Coil-surge suppression, RC suppressor units
J77MN-02F | 3733 | 234317 | Auxiliary contacts, standard, 2B, for top mounting for all J7 mN*R/*P
J77MN-02S | 4887 | 234319 | Auxiliary contacts, standard, 2B, for left hand side mounting for all J7MN*R/*P
J77MN-11F | 3575 | 234316 | Auxiliary contacts, standard, 1M1B, for top mounting for all J7MN*R/*P
J77MN-11S | 4887 | 234320 | Auxiliary contacts, standard, 1M1B, for left hand side mounting for all J7MN*R/*P
J77MN-20F | 3733 | 234318 | Auxiliary contacts, standard, 2M, for top mounting for all J7MN*R/*P
J77MN-20S | 4887 | 234321 | Auxiliary contacts, standard, 2M, for left hand side mounting for all J7MN*R/*P
J77MN-BTC-63-E | 5000 | 355552 | Line side terminal 3-pole, IEC/EN 60949
J77MN-BTC-63-EV | 5360 | 355551 | Line side terminal 3-pole, 600 V acc. UL 492
J77MN-BTC-63-SE | 5000 | 355558 | Line side terminal 3-pole, IEC/EN 60950, spade terminals
J77MN-BTC-63-SEV | 5850 | 236748 | Line side terminal 3-pole, 600 V acc. UL 495, spade terminals
J77MN-CPM-3-45-2 | 4115 | 355560 | J7MN-3, 3 phase busbar for 2 MPCBs, 45 mm spacing
J77MN-CPM-3-45-2S | 4115 | 355554 | J7MN-3, 3 phase busbar for 2 MPCBs, 45 mm spacing, spade connectors
J77MN-CPM-3-45-3 | 5260 | 355561 | J7MN-3, 3 phase busbar for 3 MPCBs, 45 mm spacing
J77MN-CPM-3-45-3S | 5260 | 355555 | J7MN-3, 3 phase busbar for 3 MPCBs, 45 mm spacing, spade connectors
J77MN-CPM-3-45-4 | 6565 | 355562 | J7MN-3, 3 phase busbar for 4 MPCBs, 45 mm spacing
J77MN-CPM-3-45-4S | 6565 | 355556 | J7MN-3, 3 phase busbar for 4 MPCBs, 45 mm spacing, spade connectors
J77MN-CPM-3-45-5 | 6980 | 355563 | J7MN-3, 3 phase busbar for 4 MPCBs, 45 mm spacing
J77MN-CPM-3-45-5S | 6980 | 355557 | J7MN-3, 3 phase busbar for 5 MPCBs, 45 mm spacing, spade connectors
J77MN-CPM-3-54-2 | 4115 | 355547 | J7MN-3, 3 phase busbar for 2 MPCBs, 54 mm spacing
J77MN-CPM-3-54-3 | 5260 | 355548 | J7MN-3, 3 phase busbar for 3 MPCBs, 54 mm spacing
J77MN-CPM-3-54-4 | 6565 | 355549 | J7MN-3, 3 phase busbar for 4 MPCBs, 54 mm spacing
J77MN-CPM-3-54-5 | 6980 | 355550 | J7MN-3, 3 phase busbar for 5 MPCBs, 54 mm spacing
J77MN-CPM-6-55-2 | 6145 | 355564 | J7MN-6 3 phase busbar for 2 MPCBs, 55 mm spacing
J77MN-DC-3R-115-B | 11930 | 265656 | Door-coupling, rotary operating mechanisms, black
J77MN-DC-3R-115-RY | 11930 | 265659 | Door-coupling, red/yellow, with supporting bracket
J77MN-DC-3R-315-B | 16180 | 265650 | Door-coupling, rotary operating mechanisms, black
J77MN-DC-3R-315-RY | 14100 | 265653 | Door-coupling, rotary operating mechanisms, red/yellow
J77MN-DC-6R-115-B | 11930 | 265657 | Door-coupling, rotary operating mechanisms, black
J77MN-DC-6R-115-RY | 11930 | 265660 | Door-coupling, rotary operating mechanisms, red/yellow
J77MN-DC-6R-315-B | 14100 | 265651 | Door-coupling, rotary operating mechanisms, black
J77MN-DC-6R-315-RY | 14100 | 265654 | Door-coupling, rotary operating mechanisms, red/yellow
J77MN-DC-9R-115-B | 11930 | 265658 | Door-coupling, rotary operating mechanisms, black
J77MN-DC-9R-115-RY | 11930 | 265661 | Door-coupling, rotary operating mechanisms, red/yellow
J77MN-DC-9R-315-B | 14100 | 265652 | Door-coupling, rotary operating mechanisms, black
J77MN-DC-9R-315-RY | 14100 | 265655 | Door-coupling, rotary operating mechanisms, red/yellow
J77MN-HU-3 | 4122 | 234341 | Adapter for mechanical fixing of circuit breaker and contactor, for J7MN-3 and J7KN(G)-10 up to J7KN(G)-40
J77MN-HU-6 | 5260 | 234342 | Adapter for mechanical fixing of circuit breaker and contactor, for J7MN-6 and J7KN(G)-24 up to J7KNG-40 and/or J7KN-62
J77MN-HU-9 | 7520 | 234343 | Adapter for mechanical fixing of circuit breaker and contactor, for J7MN-9 and J7KN-50 up to J7KN-74
J77MN-K | 677.5 | 234338 | Current setting cover for J7MN3 bag of 10pcs
J77MN-L | 4062 | 234339 | Push-in lugs for J7MN3 (2 per breaker) bag of 10pcs
J77MN-PF-3R | 8645 | 234811 | Plastic enclose with rotary operating mechanism, lockable space for aux. contact + release, IP65
J77MN-PFC-3R | 9875 | 234812 | Enclose with rotary operating mechanism yellow - red, lock space for aux. contact + release, IP65
J77MN-S-110 | 12320 | 234331 | Shunt release, mounting right hand side, 110 to 127 V 50 Hz, 120 V 60 Hz
J77MN-S-230 | 12320 | 234332 | Shunt release for right hand side mounting (220 - 230 V 50 Hz,240-260 V 60 Hz)
J77MN-S-24 | 12320 | 234330 | Shunt release, mounting right hand side, 24 V 50 Hz, 28 V 60 Hz
J77MN-S-240 | 12320 | 234333 | Shunt release, mounting right hand side, 240 V 50 Hz, 277 V 60 Hz
J77MN-S-400 | 12320 | 234334 | Shunt release, mounting right hand side, 380 to 400 V 50 Hz, 440 to 460 V 60 Hz
J77MN-S-415 | 12320 | 234335 | Shunt release, mounting right hand side, 415 to 440 V 50 Hz, 460 to 480 V 60 Hz
J77MN-T-11S | 8630 | 234323 | Auxiliary contacts, trip-indicating, 1 m1B for short circuit trip alarm, for left hand side mounting on J7 mN*R/*P
J77MN-TA-11S | 9490 | 234322 | Auxiliary contacts, trip-indicating, 1 m1B for any trip alarm, for left hand side mounting on J7 mN-3
J77MN-TA-63 | 811 | 355553 | Shrouds for unused terminals on busbar system, pin ternimals
J77MN-TA-63S | 811 | 355559 | Shroud for unused terminals on busbar system, spade type, for J7 mN-3P/-3R
J77MN-TB100 | 5420 | 234349 | Insulation barriers, up to 600 V acc. UL489, for increased distances and clearances acc. To UL Type 'E', pack 2 units
J77MN-TB-11S | 9490 | 391868 | Auxiliary contacts, trip-indicating, 1 m1B for any trip alarm, for left hand side mounting on J7 mN-6 & J7 mN-9
J77MN-U-110 | 15460 | 234325 | Undervoltage release, mounting right hand side, 110 to 127 V 50 Hz, 120 V 60 Hz
J77MN-U-230 | 12320 | 234326 | Accessory safety, emergency stop under voltage release for right hand side mounting (220 to 230 V 50Hz, 240 to 260 V 60 Hz)
J77MN-U-24 | 12320 | 234324 | Undervoltage release, mounting right hand side, 24 V 50 Hz, 28 V 60 Hz
J77MN-U-240 | 12320 | 234327 | Undervoltage release, mounting right hand side, 240 V 50 Hz, 277 V 60 Hz
J77MN-U-400 | 15460 | 234328 | Undervoltage release, mounting right hand side, 380 to 400 V 50 Hz, 440-460 V 60 Hz
J77MN-U-415 | 15460 | 234329 | Undervoltage release, mounting right hand side, 415 to 440 V 50 Hz, 460 to 480 V 60 Hz
J77MN-VD-3 | 4058 | 234810 | Link modules (electrical connection only) MPCB (J7MN3) up to 32A
J77MN-VD-6 | 7460 | 234347 | Link modules (electrical connection only) MPCB (J7MN6) up to 63A
J77MN-VD-9 | 9485 | 234348 | Link modules (electrical connection only) MPCB (J7MN9) up to 100A
J77MN-VDG-6 | 8020 | 236747 | Link modules (electrical connection only) MPCB (J7MN6) up to 63A to J7KNG
J77MN-VKA-3 | 2711 | 234344 | Link modules MPCB (J7MN3) to J7KNA (DIN-rail adapter not required)
J77MN-VKG-3 | 3384 | 234346 | Link modules MPCB (J7 MN3) to J7KN-G (DIN-rail adaptor not required)
J77MN-VKN-3 | 2711 | 234345 | Link modules MPCB (J7MN3) to J7KN (DIN-rail adaptor not required)
J78KC | 2283 | 690123 | Removal Tool for thermal overload relay
J7KC-12-01 110VAC | 14050 | 690086 | Motor Contactor, 3 Poles, Push-In Plus Terminals, up to 5.5 kW, 110 VAC, Contacts: NO 3 NC 0, H×W×D 67.5 x 45 x 46 mm
J7KC-12-01 230VAC | 14050 | 690087 | Motor Contactor, 3 Poles, Push-In Plus Terminals, up to 5.5 kW, 230 VAC, Contacts: NO 3 NC 0, H×W×D 67.5 x 45 x 46 mm
J7KC-12-01 240VAC | 14050 | 690068 | Motor Contactor, 3 Poles, Push-In Plus Terminals, up to 5.5 kW, 240 VAC, Contacts: NO 3 NC 0, H×W×D 67.5 x 45 x 46 mm
J7KC-12-01 24VAC | 14050 | 690085 | Motor Contactor, 3 Poles, Push-In Plus Terminals, up to 5.5 kW, 24 VAC, Contacts: NO 3 NC 0, H×W×D 67.5 x 45 x 46 mm
J7KC-12-01 24VDC | 16000 | 690066 | Motor Contactor, 3 Poles, Push-In Plus Terminals, up to 5.5 kW, 24 VDC, Contacts: NO 3 NC 0, H×W×D 67.5 x 45 x 46 mm
J7KC-12-10 110VAC | 14050 | 690070 | Motor Contactor, 3 Poles, Push-In Plus Terminals, up to 5.5 kW, 110 VAC, Contacts: NO 3 NC 0, H×W×D 67.5 x 45 x 46 mm
J7KC-12-10 230VAC | 14050 | 690069 | Motor Contactor, 3 Poles, Push-In Plus Terminals, up to 5.5 kW, 230 VAC, Contacts: NO 3 NC 0, H×W×D 67.5 x 45 x 46 mm
J7KC-12-10 24VAC | 14050 | 690071 | Motor Contactor, 3 Poles, Push-In Plus Terminals, up to 5.5 kW, 24 VAC, Contacts: NO 3 NC 0, H×W×D 67.5 x 45 x 46 mm
J7KC-12-10 24VDC | 16000 | 690037 | Motor Contactor, 3 Poles, Push-In Plus Terminals, up to 5.5 kW, 24 VDC, Contacts: NO 3 NC 0, H×W×D 67.5 x 45 x 46 mm
J7KC-12-10 400VAC | 14050 | 690067 | Motor Contactor, 3 Poles, Push-In Plus Terminals, up to 5.5 kW, 400 VAC, Contacts: NO 3 NC 0, H×W×D 67.5 x 45 x 46 mm
J7KCA-22 110VAC | 13290 | 690063 | Contactor Relay, 4 Poles, Push-In Plus Terminals, 110 VAC, Contacts: NO 2 NC 2, H×W×D 67.5 x 45 x 46 mm
J7KCA-22 230VAC | 13290 | 690061 | Contactor Relay, 4 Poles, Push-In Plus Terminals, 230 VAC, Contacts: NO 2 NC 2, H×W×D 67.5 x 45 x 46 mm
J7KCA-22 24VDC | 17790 | 690058 | Contactor Relay, 4 Poles, Push-In Plus Terminals, 24 VDC, Contacts: NO 2 NC 2, H×W×D 67.5 x 45 x 46 mm
J7KCA-22 48VDC | 17790 | 690057 | Contactor Relay, 4 Poles, Push-In Plus Terminals, 48 VDC, Contacts: NO 2 NC 2, H×W×D 67.5 x 45 x 46 mm
J7KCA-31 24VDC | 17790 | 690059 | Contactor Relay, 4 Poles, Push-In Plus Terminals, 24 VDC, Contacts: NO 3 NC 1, H×W×D 67.5 x 45 x 46 mm
J7KCA-40 230VAC | 13290 | 690062 | Contactor Relay, 4 Poles, Push-In Plus Terminals, 230 VAC, Contacts: NO 4 NC 0, H×W×D 67.5 x 45 x 46 mm
J7KCA-40 24VDC | 17790 | 690060 | Contactor Relay, 4 Poles, Push-In Plus Terminals, 24 VDC, Contacts: NO 4 NC 0, H×W×D 67.5 x 45 x 46 mm
J7KCR-12-01 24VAC | 43830 | 690065 | Reversing Motor Contactor, 3 x 2 Poles, Push-In Plus Terminals, up to 5.5 kW, 24 VAC, Contacts: NO 3 x 2 NC 0, H×W×D 67.5 x 90.5 x 46 mm
J7KCR-12-01 24VDC | 47370 | 690120 | Reversing Motor Contactor, 3 x 2 Poles, Push-In Plus Terminals, up to 5.5 kW, 24 VDC, Contacts: NO 3 x 2 NC 0, H×W×D 67.5 x 90.5 x 46 mm
J7KCR-12-01 48VDC | 47370 | 690064 | Reversing Motor Contactor, 3 x 2 Poles, Push-In Plus Terminals, up to 5.5 kW, 48 VDC, Contacts: NO 3 x 2 NC 0, H×W×D 67.5 x 90.5 x 46 mm
J7KCR-12-10 24VAC | 43830 | 690122 | Reversing Motor Contactor, 3 x 2 Poles, Push-In Plus Terminals, up to 5.5 kW, 24 VAC, Contacts: NO 3 x 2 NC 0, H×W×D 67.5 x 90.5 x 46 mm
J7KCR-12-10 24VDC | 47370 | 690121 | Reversing Motor Contactor, 3 x 2 Poles, Push-In Plus Terminals, up to 5.5 kW, 24 VDC, Contacts: NO 3 x 2 NC 0, H×W×D 67.5 x 90.5 x 46 mm
J7KN-10D-01 110 | 8825 | 367262 | Contactor, 3-pole, 4 kW, 10 A AC3 (380-415 VAC) + 1 NC aux., 110 VAC
J7KN-10D-01 110D | 15170 | 367263 | Contactor, 3-pole, 4 kW; 10 A AC3 (380-415 VAC) + 1 NC aux., 110 VDC
J7KN-10D-01 125D | 14480 | 367264
J7KN-10D-01 180 | 9070 | 367265
J7KN-10D-01 230 | 8825 | 367266 | Contactor, 3-pole, 10 A/4 kW AC3 (25 A AC1) + 1B auxiliary, 230 VAC
J7KN-10D-01 24 | 8825 | 367267 | Contactor, 3-pole, 10 A/4 kW AC3 (25 A AC1) + 1B auxiliary, 24 VAC
J7KN-10D-01 24D | 13830 | 367268 | Contactor, 3-pole, 4 kW; 10 A AC3 (380-415 VAC) + 1 NC aux., 24 VDC
J7KN-10D-01 400 | 9410 | 367269 | Contactor, 3-pole, 4 kW; 10 A AC3 (380-415 VAC) + 1 NC aux., 400 VAC
J7KN-10D-01 48 | 9025 | 367270 | Contactor, 3-pole, 10A/4kW AC3 (25A AC1) + 1B auxiliary, 48 VAC
J7KN-10D-01 48D | 14480 | 367271 | Contactor, 3-pole, 4 kW; 10 A AC3 (380-415 VAC) + 1 NC aux., 48 VDC
J7KN-10D-01 500 | 9070 | 367272
J7KN-10D-01 90 | 9070 | 367273
J7KN-10D-10 110 | 8825 | 367274 | Contactor, 3-pole, 4 kW; 10 A AC3 (380-415 VAC) + 1 NO aux., 110 VAC
J7KN-10D-10 110D | 14620 | 367275 | Contactor, 3-pole, 4 kW; 10 A AC3 (380-415 VAC) + 1 NO aux., 110 VDC
J7KN-10D-10 125D | 14620 | 367276
J7KN-10D-10 180 | 9135 | 367277
J7KN-10D-10 230 | 8825 | 367278 | Contactor, 3-pole, 4 kW; 10 A AC3 (380-415 VAC) + 1 NO aux., 230 VAC
J7KN-10D-10 24 | 8825 | 367279 | Contactor, 3-pole, 4 kW; 10 A AC3 (380-415 VAC) + 1 NO aux., 24 VAC
J7KN-10D-10 24D | 13830 | 367280 | Contactor, 3-pole, 4 kW; 10 A AC3 (380-415 VAC) + 1 NO aux., 24 VDC
J7KN-10D-10 400 | 9025 | 367281 | Contactor, 3-pole, 4 kW; 10 A AC3 (380-415 VAC) + 1 NO aux., 400 VAC
J7KN-10D-10 48 | 9580 | 367282
J7KN-10D-10 48D | 14190 | 367283 | Contactor, 3-pole, 10A/4kW AC3 (25A AC1) + 1M auxiliary, 48 VDC
J7KN-10D-10 500 | 9025 | 367284 | Contactor, 3-pole, 10A/5.5kW AC3 (25A AC1) + 1M auxiliary, 500 VAC
J7KN-10D-10 90 | 9135 | 367285
J7KN-10D-4 110 | 10250 | 367286 | Contactor, 4-pole, 25 A AC1 (up to 690 VAC), 110 VAC
J7KN-10D-4 180 | 9755 | 367287
J7KN-10D-4 230 | 10570 | 367288 | Contactor, 4-pole, 25 A AC1 (up to 690 VAC), 230 VAC
J7KN-10D-4 24 | 10250 | 367289 | Contactor, 4-pole, 25 A AC1 (up to 690 VAC), 24 VAC
J7KN-10D-4 400 | 10250 | 367290 | Contactor, 4-pole, 25 A AC1 (up to 690 VAC), 400 VAC
J7KN-10D-4 48 | 9755 | 367291
J7KN-10D-4 500 | 9755 | 367292
J7KN-10D-4 90 | 9755 | 367293
J7KN-110-21 110D | 127900 | 118764 | Contactor, 3-pole, 110A/55kW AC3 (170A AC1) + 2M1B auxiliaries, 110 VDC
J7KN-110-21 125D | 127900 | 147995
J7KN-110-21 24D | 127900 | 118763 | Contactor, 3-pole, 110 A/55 kW AC3 (170 A AC1) + 2M2B auxiliaries, 24 VDC
J7KN-110-21 48D | 127900 | 155446
J7KN-110-22 110 | 121200 | 118857 | Contactor, 3-pole, 110A/55kW AC3 (170A AC1) + 2M2B auxiliaries, 110 VAC
J7KN-110-22 180 | 121200 | 155445
J7KN-110-22 20 | 121200 | 118855
J7KN-110-22 230 | 121200 | 153500 | Contactor, 3-pole, 110 A/55 kW AC3 (170 A AC1) + 2M2B auxiliaries, 230 VAC
J7KN-110-22 24 | 121200 | 118856 | Contactor, 3-pole, 110 A/55 kW AC3 (170 A AC1) + 2M2B auxiliaries, 24 VAC
J7KN-110-22 400 | 121200 | 118762 | Contactor, 3-pole, 110A/55kW AC3 (170A AC1) + 2M2B auxiliaries, 400 VAC
J7KN-110-22 48 | 121200 | 154650
J7KN-110-22 500 | 121200 | 154651
J7KN-110-22 90 | 121200 | 104551
J7KN-115 110 | 139600 | 245089 | Contactor, 3-pole, 55 kW; 115 A AC3 (380-415 VAC), 110 VAC/DC
J7KN-115 230 | 102600 | 245090 | Contactor, 3-pole, 55 kW; 115 A AC3 (380-415 VAC), 230 VAC/DC
J7KN-115 24 | 137200 | 245087 | Contactor, 3-pole, 55 kW; 115 A AC3 (380-415 VAC), 24 VAC/DC
J7KN-115 400 | 139600 | 245091 | Contactor, 3-pole, 55 kW; 115 A AC3 (380-415 VAC), 400 VAC/DC
J7KN-115 48 | 139600 | 245088
J7KN-14D-01 110 | 9595 | 367294 | Contactor, 3-pole, 5.5 kW; 14 A AC3 (380-415 VAC) + 1 NC aux., 110 VAC
J7KN-14D-01 110D | 15460 | 367295 | Contactor, 3-pole, 5.5 kW; 14 A AC3 (380-415 VAC) + 1 NC aux., 110 VDC
J7KN-14D-01 125D | 15460 | 367296 | Contactor, 3-pole, 5.5 kW; 14 A AC3 (380-415 VAC) + 1 NC aux., 125 VDC
J7KN-14D-01 180 | 9895 | 367297
J7KN-14D-01 230 | 9595 | 367298 | Contactor, 3-pole, 14 A/5.5 kW AC3 (25 A AC1) + 1B auxiliary, 230 VAC
J7KN-14D-01 24 | 9595 | 367299 | Contactor, 3-pole, 14 A/5.5 kW AC3 (25 A AC1) + 1B auxiliary, 24 VAC
J7KN-14D-01 24D | 14790 | 367300 | Contactor, 3-pole, 5.5 kW; 14 A AC3 (380-415 VAC) + 1 NC aux., 24 VDC
J7KN-14D-01 400 | 10410 | 367301 | Contactor, 3-pole, 5.5 kW; 14 A AC3 (380-415 VAC) + 1 NC aux., 400 VAC
J7KN-14D-01 48 | 9895 | 367302
J7KN-14D-01 48D | 15150 | 367303 | Contactor, 3-pole, 5.5 kW; 14 A AC3 (380-415 VAC) + 1 NC aux., 48 VDC
J7KN-14D-01 500 | 9895 | 367304
J7KN-14D-01 90 | 9895 | 367305
J7KN-14D-10 110 | 9595 | 367306 | Contactor, 3-pole, 5.5 kW; 14 A AC3 (380-415 VAC) + 1 NO aux., 110 VAC
J7KN-14D-10 110D | 16400 | 367307 | Contactor, 3-pole, 5.5 kW; 14 A AC3 (380-415 VAC) + 1 NO aux., 110 VDC
J7KN-14D-10 125D | 15610 | 367308
J7KN-14D-10 180 | 9965 | 367309
J7KN-14D-10 230 | 9595 | 367310 | Contactor, 3-pole, 14 A/5.5 kW AC3 (25 A AC1) + 1M auxiliary, 230 VAC
J7KN-14D-10 24 | 9595 | 367311 | Contactor, 3-pole, 14 A/5.5 kW AC3 (25 A AC1) + 1M auxiliary, 24 VAC
J7KN-14D-10 24D | 14790 | 367312 | Contactor, 3-pole, 5.5 kW; 14 A AC3 (380-415 VAC) + 1 NO aux., 24 VDC
J7KN-14D-10 400 | 9595 | 367313 | Contactor, 3-pole, 5.5 kW; 14 A AC3 (380-415 VAC) + 1 NO aux., 400 VAC
J7KN-14D-10 48 | 9785 | 367314 | Contactor, 3-pole, 14A/5.5kW AC3 (25A AC1) + 1M auxiliary, 48 VAC
J7KN-14D-10 48D | 15610 | 367315 | Contactor, 3-pole, 5.5 kW; 14 A AC3 (380-415 VAC) + 1 NO aux., 48 VDC
J7KN-14D-10 500 | 9965 | 367316
J7KN-14D-10 90 | 9965 | 367317
J7KN-14D-4 110 | 12570 | 367318 | Contactor, 4-pole, 25 A AC1 (up to 690 VAC), 110 VAC
J7KN-14D-4 180 | 12840 | 367319
J7KN-14D-4 230 | 13830 | 367320 | Contactor, 4-pole, 25 A AC1 (up to 690 VAC), 230 VAC
J7KN-14D-4 24 | 12840 | 367321 | Contactor, 4-pole, 25 A AC1 (up to 690 VAC), 24 VAC
J7KN-14D-4 400 | 12840 | 367322 | Contactor, 4-pole, 25 A AC1 (up to 690 VAC), 400 VAC
J7KN-14D-4 48 | 12840 | 367323
J7KN-14D-4 500 | 12840 | 367324
J7KN-14D-4 90 | 12840 | 367325
J7KN-151 110 | 165400 | 183523 | Contactor, 3-pole, 75 kW; 150 A AC3 (380-415 VAC), 110 VAC/DC
J7KN-151 230 | 167000 | 183524 | Contactor, 3-pole, 150 A/75 kW AC3 (230 A AC1), 230 VAC
J7KN-151 24 | 167000 | 183525 | Contactor, 3-pole, 150 A/75 kW AC3 (230 A AC1), 24 VAC
J7KN-151 400 | 172300 | 183526 | Contactor, 3-pole, 75 kW; 150 A AC3 (380-415 VAC), 400 VAC/DC
J7KN-151 48 | 172300 | 183527
J7KN-151-4 110 | 234100 | 183528 | Contactor, 4-pole, 230 A AC1 (up to 690 VAC), 110 VAC/DC
J7KN-151-4 230 | 236300 | 183529 | Contactor, 4-pole, 230 A AC1 (up to 690 VAC), 230 VAC/DC
J7KN-151-4 24 | 225200 | 183530 | Contactor, 4-pole, 230 A AC1 (up to 690 VAC), 24 VAC/DC
J7KN-151-4 400 | 234100 | 183531 | Contactor, 4-pole, 230 A AC1 (up to 690 VAC), 400 VAC/DC
J7KN-151-4 48 | 234100 | 183532
J7KN-176 110 | 192800 | 183533 | Contactor, 3-pole, 90 kW; 175 A AC3 (380-415 VAC), 110 VAC/DC
J7KN-176 230 | 194900 | 183534 | Contactor, 3-pole, 175 A/90 kW AC3 (250 A AC1), 24 VAC
J7KN-176 24 | 185700 | 183535 | Contactor, 3-pole, 175 A/90 kW AC3 (250 A AC1), 24 VAC
J7KN-176 400 | 192800 | 183536 | Contactor, 3-pole, 90 kW; 175 A AC3 (380-415 VAC), 400 VAC/DC
J7KN-176 48 | 192800 | 183537
J7KN-176-4 110 | 288900 | 183538 | Contactor, 4-pole, 250 A AC1 (up to 690 VAC), 110 VAC/DC
J7KN-176-4 230 | 291700 | 183539 | Contactor, 4-pole, 250 A AC1 (up to 690 VAC), 230 VAC/DC
J7KN-176-4 24 | 278400 | 183540 | Contactor, 4-pole, 250 A AC1 (up to 690 VAC), 24 VAC/DC
J7KN-176-4 400 | 288900 | 183541 | Contactor, 4-pole, 250 A AC1 (up to 690 VAC), 400 VAC/DC
J7KN-176-4 48 | 288900 | 183542
J7KN-18D-01 110 | 14410 | 367326 | Contactor, 3-pole, 7.5 kW; 18 A AC3 (380-415 VAC) + 1 NC aux., 110 VAC
J7KN-18D-01 110D | 19080 | 367327 | Contactor, 3-pole, 7.5 kW; 18 A AC3 (380-415 VAC) + 1 NC aux., 110 VDC
J7KN-18D-01 125D | 19080 | 367328
J7KN-18D-01 180 | 14620 | 367329
J7KN-18D-01 230 | 14020 | 367330 | Contactor, 3-pole, 18 A/7.5 kW AC3 (32 A AC1) + 1B auxiliary, 230 VAC
J7KN-18D-01 24 | 14020 | 367331 | Contactor, 3-pole, 18 A/7.5 kW AC3 (32 A AC1) + 1B auxiliary, 24 VAC
J7KN-18D-01 24D | 18260 | 367332 | Contactor, 3-pole, 7.5 kW; 18 A AC3 (380-415 VAC) + 1 NC aux., 24 VDC
J7KN-18D-01 400 | 14410 | 367333 | Contactor, 3-pole, 7.5 kW; 18 A AC3 (380-415 VAC) + 1 NC aux., 400 VAC
J7KN-18D-01 48 | 14620 | 367334
J7KN-18D-01 48D | 19080 | 367335 | Contactor, 3-pole, 7.5 kW; 18 A AC3 (380-415 VAC) + 1 NC aux., 48 VDC
J7KN-18D-01 500 | 14620 | 367336
J7KN-18D-01 90 | 14620 | 367337
J7KN-18D-10 110 | 14020 | 367338 | Contactor, 3-pole, 7.5 kW; 18 A AC3 (380-415 VAC) + 1 NO aux., 110 VAC
J7KN-18D-10 110D | 19260 | 367339 | Contactor, 3-pole, 7.5 kW; 18 A AC3 (380-415 VAC) + 1 NO aux., 110 VDC
J7KN-18D-10 125D | 19260 | 367340
J7KN-18D-10 180 | 15420 | 367341
J7KN-18D-10 230 | 14020 | 367342 | Contactor, 3-pole, 18 A/7.5 kW AC3 (32 A AC1) + 1M auxiliary, 230 VAC
J7KN-18D-10 24 | 14020 | 367343 | Contactor, 3-pole, 18 A/7.5 kW AC3 (32 A AC1) + 1M auxiliary, 24 VAC
J7KN-18D-10 24D | 18260 | 367344 | Contactor, 3-pole, 7.5 kW; 18 A AC3 (380-415 VAC) + 1 NO aux., 24 VDC
J7KN-18D-10 400 | 15160 | 367345 | Contactor, 3-pole, 7.5 kW; 18 A AC3 (380-415 VAC) + 1 NO aux., 400 VAC
J7KN-18D-10 48 | 14410 | 367346 | Contactor, 3-pole, 18A/7.5kW AC3 (32A AC1) + 1M auxiliary, 48 VAC
J7KN-18D-10 48D | 20210 | 367347 | Contactor, 3-pole, 7.5 kW; 18 A AC3 (380-415 VAC) + 1 NO aux., 48 VDC
J7KN-18D-10 500 | 14700 | 367348
J7KN-18D-10 90 | 14700 | 367349
J7KN-18D-4 110 | 16130 | 367350 | Contactor, 4-pole, 32 A AC1 (up to 690 VAC), 110 VAC
J7KN-18D-4 180 | 16130 | 367351
J7KN-18D-4 230 | 16340 | 367352 | Contactor, 4-pole, 32 A AC1 (up to 690 VAC), 230 VAC
J7KN-18D-4 24 | 16340 | 367353 | Contactor, 4-pole, 32 A AC1 (up to 690 VAC), 24 VAC
J7KN-18D-4 400 | 16920 | 367354 | Contactor, 4-pole, 32 A AC1 (up to 690 VAC), 400 VAC
J7KN-18D-4 48 | 16920 | 367355
J7KN-18D-4 500 | 16130 | 367356
J7KN-18D-4 90 | 16130 | 367357
J7KN-210 110 | 326300 | 245095 | Contactor, 3-pole, 110 kW; 210 A AC3 (380-415 VAC), 110 VAC/DC
J7KN-210 230 | 293800 | 245096 | Contactor, 3-pole, 210 A/110 kW AC3 (350 A AC1) + 2M1B auxiliaries, 230 VAC
J7KN-210 24 | 326300 | 245093 | Contactor, 3-pole, 210 A/110 kW AC3 (350 A AC1) + 2M1B auxiliaries, 24 VAC
J7KN-210 400 | 326300 | 245097 | Contactor, 3-pole, 110 kW; 210 A AC3 (380-415 VAC), 400 VAC/DC
J7KN-210 48 | 326300 | 245094
J7KN-22D-01 110 | 20870 | 367358 | Contactor, 3-pole, 11 kW; 22 A AC3 (380-415 VAC) + 1 NC aux., 110 VAC
J7KN-22D-01 110D | 22740 | 367359 | Contactor, 3-pole, 11 kW; 22 A AC3 (380-415 VAC) + 1 NC aux., 110 VDC
J7KN-22D-01 125D | 22740 | 367360
J7KN-22D-01 180 | 20870 | 367361
J7KN-22D-01 230 | 19190 | 367362 | Contactor, 3-pole, 22 A/11 kW AC3 (32 A AC1) + 1B auxiliary, 230 VAC
J7KN-22D-01 24 | 19190 | 367363 | Contactor, 3-pole, 22 A/11 kW AC3 (32 A AC1) + 1B auxiliary, 24 VAC
J7KN-22D-01 24D | 23020 | 367364 | Contactor, 3-pole, 11 kW; 22 A AC3 (380-415 VAC) + 1 NC aux., 24 VDC
J7KN-22D-01 400 | 19860 | 367365 | Contactor, 3-pole, 11 kW; 22 A AC3 (380-415 VAC) + 1 NC aux., 400 VAC
J7KN-22D-01 48 | 20870 | 367366
J7KN-22D-01 48D | 22740 | 367367 | Contactor, 3-pole, 11 kW; 22 A AC3 (380-415 VAC) + 1 NC aux., 48 VDC
J7KN-22D-01 500 | 19860 | 367368
J7KN-22D-01 90 | 19860 | 367369
J7KN-22D-10 110 | 19190 | 367370 | Contactor, 3-pole, 11 kW; 22 A AC3 (380-415 VAC) + 1 NO aux., 110 VAC
J7KN-22D-10 110D | 22950 | 367371 | Contactor, 3-pole, 11 kW; 22 A AC3 (380-415 VAC) + 1 NO aux., 110 VDC
J7KN-22D-10 125D | 22950 | 367372
J7KN-22D-10 180 | 20970 | 367373
J7KN-22D-10 230 | 19190 | 367374 | Contactor, 3-pole, 22 A/11 kW AC3 (32 A AC1) + 1M auxiliary, 230 VAC
J7KN-22D-10 24 | 19190 | 367375 | Contactor, 3-pole, 22 A/11 kW AC3 (32 A AC1) + 1M auxiliary, 24 VAC
J7KN-22D-10 24D | 23020 | 367376 | Contactor, 3-pole, 11 kW; 22 A AC3 (380-415 VAC) + 1 NO aux., 24 VDC
J7KN-22D-10 400 | 19570 | 367377 | Contactor, 3-pole, 11 kW; 22 A AC3 (380-415 VAC) + 1 NO aux., 400 VAC
J7KN-22D-10 48 | 20970 | 367378
J7KN-22D-10 48D | 22950 | 367379 | Contactor, 3-pole, 11 kW; 22 A AC3 (380-415 VAC) + 1 NO aux., 48 VDC
J7KN-22D-10 500 | 19970 | 367380
J7KN-22D-10 90 | 19970 | 367381
J7KN-22D-4 110 | 23510 | 367382 | Contactor, 4-pole, 32 A AC1 (up to 690 VAC), 110 VAC
J7KN-22D-4 180 | 22400 | 367383
J7KN-22D-4 230 | 22400 | 367384 | Contactor, 4-pole, 32 A AC1 (up to 690 VAC), 230 VAC
J7KN-22D-4 24 | 22640 | 367385 | Contactor, 4-pole, 32 A AC1 (up to 690 VAC), 24 VAC
J7KN-22D-4 400 | 22400 | 367386 | Contactor, 4-pole, 32 A AC1 (up to 690 VAC), 400 VAC
J7KN-22D-4 48 | 22400 | 367387
J7KN-22D-4 500 | 22400 | 367388
J7KN-22D-4 90 | 22400 | 367389
J7KN-23-4 230 | 28850 | 391867 | Contactor, 4-pole, 45 A AC1 (up to 690 VAC), 230 VAC
J7KN-24 110 | 21650 | 148112 | Contactor, 3-pole, 24A/11kW AC-3 (50A AC1), 110 VAC
J7KN-24 110D | 26960 | 150167 | Contactor, 3-pole, 11 kW; 24 A AC3 (380-415 VAC), 110 VDC
J7KN-24 125D | 26960 | 118896 | Contactor, 3-pole, 11 kW; 24 A AC3 (380-415 VAC), 125 VDC
J7KN-24 180 | 21650 | 105989 | Contactor, 3-pole, 11 kW; 24 A AC3 (380-415 VAC), 180 VAC
J7KN-24 230 | 21650 | 148113 | Contactor, 3-pole, 24 A/11 kW AC-3 (50 A AC1), 230 VAC
J7KN-24 24 | 21650 | 152417 | Contactor, 3-pole, 24 A/11 kW AC-3 (50 A AC1), 24 VAC
J7KN-24 24D | 26960 | 151258 | Contactor, 3-pole, 24A/11kW AC-3 (50A AC1), 24 VDC
J7KN-24 400 | 21650 | 118894 | Contactor, 3-pole, 11 kW; 24 A AC3 (380-415 VAC), 400 VAC
J7KN-24 48 | 21650 | 151275 | Contactor, 3-pole, 11 kW; 24 A AC3 (380-415 VAC), 48 VAC
J7KN-24 48D | 26960 | 118895 | Contactor, 3-pole, 11 kW; 24 A AC3 (380-415 VAC), 48 VDC
J7KN-24 500 | 21650 | 104550 | Contactor, 3-pole, 11 kW; 24 A AC3 (380-415 VAC), 500 VAC
J7KN-24 90 | 21650 | 118893 | Contactor, 3-pole, 11 kW; 24 A AC3 (380-415 VAC), 90 VAC
J7KN-260 110 | 422200 | 245100 | Contactor, 3-pole, 132 kW; 260 A AC3 (380-415 VAC), 110 VAC/DC
J7KN-260 230 | 422200 | 245101 | Contactor, 3-pole, 132 kW; 260 A AC3 (380-415 VAC), 230 VAC/DC
J7KN-260 24 | 422200 | 245098
J7KN-260 400 | 422200 | 245102
J7KN-260 48 | 422200 | 245099
J7KN-316 110 | 557200 | 245105
J7KN-316 230 | 542000 | 245106 | Contactor, 3-pole, 160 kW; 316 A AC3 (380-415 VAC), 230 VAC/DC
J7KN-316 24 | 557200 | 245103
J7KN-316 400 | 557200 | 245107
J7KN-316 48 | 557200 | 245104
J7KN-32 110 | 29560 | 104537 | Contactor, 3-pole, 32A/15kW AC-3 (65A AC1), 110 VAC
J7KN-32 110D | 34700 | 142520 | Contactor, 3-pole, 32A/15kW AC-3 (65A AC1), 110 VDC
J7KN-32 125D | 34700 | 118905 | Contactor, 3-pole, 15 kW; 32 A AC3 (380-415 VAC), 125 VDC
J7KN-32 180 | 29560 | 118900 | Contactor, 3-pole, 15 kW; 32 A AC3 (380-415 VAC), 180 VAC
J7KN-32 230 | 29560 | 158039 | Contactor, 3-pole, 32 A/15 kW AC-3 (65 A AC1), 230 VAC
J7KN-32 24 | 29560 | 118897 | Contactor, 3-pole, 32 A/15 kW AC-3 (65 A AC1), 24 VAC
J7KN-32 24D | 34700 | 118903 | Contactor, 3-pole, 32A/15kW AC-3 (65A AC1), 24 VDC
J7KN-32 400 | 29560 | 118901 | Contactor, 3-pole, 15 kW; 32 A AC3 (380-415 VAC), 400 VAC
J7KN-32 48 | 29560 | 118898 | Contactor, 3-pole, 15 kW; 32 A AC3 (380-415 VAC), 48 VAC
J7KN-32 48D | 34700 | 118904 | Contactor, 3-pole, 15 kW; 32 A AC3 (380-415 VAC), 48 VDC
J7KN-32 500 | 29560 | 118902 | Contactor, 3-pole, 15 kW; 32 A AC3 (380-415 VAC), 500 VAC
J7KN-32 90 | 29560 | 118899 | Contactor, 3-pole, 15 kW; 32 A AC3 (380-415 VAC), 90 VAC
J7KN-37-4 24D | 57800 | 378368 | 4-pole contactor 18,5 kW, 37 A (AC-3, 400 VAC), coil voltage 24 VDC
J7KN-40 110 | 35780 | 118812 | Contactor, 3-pole, 40A/18.5kW AC-3 (80A AC1), 110 VAC
J7KN-40 110D | 40950 | 118817 | Contactor, 3-pole, 18.5 kW; 40 A AC3 (380-415 VAC), 110 VDC
J7KN-40 125D | 40950 | 118818 | Contactor, 3-pole, 18.5 kW; 40 A AC3 (380-415 VAC), 125 VDC
J7KN-40 180 | 35780 | 118813 | Contactor, 3-pole, 18.5 kW; 40 A AC3 (380-415 VAC), 180 VAC
J7KN-40 230 | 35780 | 118814 | Contactor, 3-pole, 40 A/18.5 kW AC-3 (80 A AC1), 230 VAC
J7KN-40 24 | 35780 | 118810 | Contactor, 3-pole, 40 A/18.5 kW AC-3 (80 A AC1), 24 VAC
J7KN-40 24D | 40950 | 118816 | Contactor, 3-pole, 40A/18.5kW AC-3 (80A AC1), 24 VDC
J7KN-40 400 | 35780 | 105986 | Contactor, 3-pole, 40A/18.5kW AC-3 (80A AC1), 400 VAC
J7KN-40 48 | 35780 | 118811 | Contactor, 3-pole, 18.5 kW; 40 A AC3 (380-415 VAC), 48 VAC
J7KN-40 48D | 40950 | 150168 | Contactor, 3-pole, 18.5 kW; 40 A AC3 (380-415 VAC), 48 VDC
J7KN-40 500 | 35780 | 118815 | Contactor, 3-pole, 18.5 kW; 40 A AC3 (380-415 VAC), 500 VAC
J7KN-40 90 | 35780 | 151276 | Contactor, 3-pole, 18.5 kW; 40 A AC3 (380-415 VAC), 90 VAC
J7KN-450-22 110 | 775700 | 223924 | Contactor 3-pole, 450 A/250 kW AC3 (600 A AC1), 110 VAC
J7KN-450-22 230 | 775700 | 223925 | Contactor 3-pole, 450 A/250 kW AC3 (600 A AC1), 230 VAC
J7KN-450-22 24 | 775700 | 223922 | Contactor 3-pole, 450 A/250 kW AC3 (600 A AC1), 24 VAC
J7KN-450-22 400 | 775700 | 223926
J7KN-450-22 48 | 775700 | 223923
J7KN-50 110 | 45320 | 148114 | Contactor, 3-pole, 50A/22kW AC-3 (110A AC1), 110 VAC
J7KN-50 110D | 50750 | 118826 | Contactor, 3-pole, 22 kW; 50 A AC3 (380-415 VAC), 110 VDC
J7KN-50 125D | 50750 | 118827 | Contactor, 3-pole, 22 kW; 50 A AC3 (380-415 VAC), 125 VDC
J7KN-50 180 | 45320 | 118822 | Contactor, 3-pole, 22 kW; 50 A AC3 (380-415 VAC), 180 VAC
J7KN-50 230 | 45320 | 118823 | Contactor, 3-pole, 50 A/22 kW AC-3 (110 A AC1), 230 VAC
J7KN-50 24 | 45320 | 118819 | Contactor, 3-pole, 50 A/22 kW AC-3 (110 A AC1), 24 VAC
J7KN-50 24D | 50750 | 118825 | Contactor, 3-pole, 50 A/22 kW AC-3 (110 A AC1), 24 VDC
J7KN-50 400 | 45320 | 145980 | Contactor, 3-pole, 50A/22kW AC-3 (110A AC1), 400 VAC
J7KN-50 48 | 45320 | 118820 | Contactor, 3-pole, 22 kW; 50 A AC3 (380-415 VAC), 48 VAC
J7KN-50 48D | 50750 | 144764 | Contactor, 3-pole, 22 kW; 50 A AC3 (380-415 VAC), 48 VDC
J7KN-50 500 | 45320 | 118824 | Contactor, 3-pole, 22 kW; 50 A AC3 (380-415 VAC), 500 VAC
J7KN-50 90 | 45320 | 118821 | Contactor, 3-pole, 22 kW; 50 A AC3 (380-415 VAC), 90 VAC
J7KN-550-22 110 | 1010500 | 223929 | Contactor 3-pole, 550 A/300 kW AC3 (760 A AC1), 110 VAC
J7KN-550-22 230 | 1010500 | 223930 | Contactor 3-pole, 550 A/300 kW AC3 (760 A AC1), 230 VAC
J7KN-550-22 24 | 1010500 | 223927 | Contactor 3-pole, 550 A/300 kW AC3 (760 A AC1), 24 VAC
J7KN-550-22 400 | 1010500 | 223931
J7KN-550-22 48 | 1010500 | 223928
J7KN-62 110 | 63400 | 118831 | Contactor, 3-pole, 62A/30kW AC-3 (120A AC1), 110 VAC
J7KN-62 110D | 69300 | 118836 | Contactor, 3-pole, 30 kW; 62 A AC3 (380-415 VAC), 110 VDC
J7KN-62 125D | 69300 | 118837 | Contactor, 3-pole, 30 kW; 62 A AC3 (380-415 VAC), 125 VDC
J7KN-62 180 | 63400 | 118832 | Contactor, 3-pole, 30 kW; 62 A AC3 (380-415 VAC), 180 VAC
J7KN-62 230 | 63400 | 150146 | Contactor, 3-pole, 62 A/30 kW AC-3 (120 A AC1), 230 VAC
J7KN-62 24 | 63400 | 118828 | Contactor, 3-pole, 62 A/30 kW AC-3 (120 A AC1), 24 VAC
J7KN-62 24D | 69300 | 118834 | Contactor, 3-pole, 62 A/30 kW AC-3 (120 A AC1), 24 VDC
J7KN-62 400 | 63400 | 118833 | Contactor, 3-pole, 30 kW; 62 A AC3 (380-415 VAC), 400 VAC
J7KN-62 48 | 63400 | 118829 | Contactor, 3-pole, 30 kW; 62 A AC3 (380-415 VAC), 48 VAC
J7KN-62 48D | 69300 | 118835 | Contactor, 3-pole, 30 kW; 62 A AC3 (380-415 VAC), 48 VDC
J7KN-62 500 | 63400 | 156860 | Contactor, 3-pole, 30 kW; 62 A AC3 (380-415 VAC), 500 VAC
J7KN-62 90 | 63400 | 118830 | Contactor, 3-pole, 30 kW; 62 A AC3 (380-415 VAC), 90 VAC
J7KN-700-22 110 | 1656500 | 223934 | Contactor 3-pole, 700 A/400 kW AC3 (1000 A AC1), 110 VAC
J7KN-700-22 230 | 1656500 | 223935 | Contactor 3-pole, 700 A/400 kW AC3 (1000 A AC1), 230 VAC
J7KN-700-22 24 | 1656500 | 223932 | Contactor 3-pole, 700 A/400 kW AC3 (1000 A AC1), 24 VAC
J7KN-700-22 400 | 1656500 | 223936
J7KN-700-22 48 | 1656500 | 223933
J7KN-74 110 | 74600 | 118840 | Contactor, 3-pole, 74A/37kW AC-3 (130A AC1), 110 VAC
J7KN-74 110D | 81700 | 118844 | Contactor, 3-pole, 37 kW; 74 A AC3 (380-415 VAC), 110 VDC
J7KN-74 125D | 81700 | 118845 | Contactor, 3-pole, 37 kW; 74 A AC3 (380-415 VAC), 125 VDC
J7KN-74 180 | 74600 | 156858 | Contactor, 3-pole, 37 kW; 74 A AC3 (380-415 VAC), 180 VAC
J7KN-74 230 | 74600 | 118841 | Contactor, 3-pole, 74 A/37 kW AC-3 (130 A AC1), 230 VAC
J7KN-74 24 | 74600 | 118838 | Contactor, 3-pole, 74 A/37 kW AC-3 (130 A AC1), 24 VAC
J7KN-74 24D | 81700 | 118843 | Contactor, 3-pole, 74 A/37 kW AC-3 (130 A AC1), 24 VDC
J7KN-74 400 | 74600 | 150164 | Contactor, 3-pole, 37 kW; 74 A AC3 (380-415 VAC), 400 VAC
J7KN-74 48 | 74600 | 144765 | Contactor, 3-pole, 37 kW; 74 A AC3 (380-415 VAC), 48 VAC
J7KN-74 48D | 81700 | 143707 | Contactor, 3-pole, 37 kW; 74 A AC3 (380-415 VAC), 48 VDC
J7KN-74 500 | 74600 | 118842 | Contactor, 3-pole, 37 kW; 74 A AC3 (380-415 VAC), 500 VAC
J7KN-74 90 | 74600 | 118839 | Contactor, 3-pole, 37 kW; 74 A AC3 (380-415 VAC), 90 VAC
J7KN-860-22 110 | 2222000 | 223939 | Contactor 3-pole, 860 A/500 kW AC3 (1100 A AC1), 110 VAC
J7KN-860-22 230 | 2222000 | 223940 | Contactor 3-pole, 860 A/500 kW AC3 (1100 A AC1), 230 VAC
J7KN-860-22 24 | 2222000 | 223937 | Contactor 3-pole, 860 A/500 kW AC3 (1100 A AC1), 24 VAC
J7KN-860-22 400 | 2222000 | 223941
J7KN-860-22 48 | 2222000 | 223938
J7KN-90 110 | 111300 | 245084 | Contactor, 3-pole, 45 kW; 90 A AC3 (380-415 VAC), 110 VAC/DC
J7KN-90 230 | 111300 | 245085 | Contactor, 3-pole, 45 kW; 90 A AC3 (380-415 VAC), 230 VAC/DC
J7KN-90 24 | 111300 | 245082 | Contactor, 3-pole, 45 kW; 90 A AC3 (380-415 VAC), 24 VAC/DC
J7KN-90 400 | 111300 | 245086 | Contactor, 3-pole, 45 kW; 90 A AC3 (380-415 VAC), 400 VAC/DC
J7KN-90 48VAC | 111300 | 245083
J7KNA-09-01 110 | 8225 | 119142 | Contactor, 3-pole, 9A/4kW AC3 (20A AC1) + 1B auxiliary, 110 VAC
J7KNA-09-01 110D | 11690 | 119058 | Mini contactor, 3-pole, 4 kW; 9 A AC3 (400 VAC) + 1 NC, 110 VDC
J7KNA-09-01 110VS | 12320 | 166576
J7KNA-09-01 125D | 11690 | 119059 | Mini contactor, 3-pole, 4 kW; 9 A AC3 (400 VAC) + 1 NC, 125 VDC
J7KNA-09-01 125VS | 12320 | 166577
J7KNA-09-01 180 | 8225 | 119143 | Mini contactor, 3-pole, 4 kW; 9 A AC3 (400 VAC) + 1 NC, 180 VAC
J7KNA-09-01 230 | 8230 | 145970 | Contactor, 3-pole, 9 A/4 kW AC3 (20 A AC1) + 1B auxiliary, 230 VAC
J7KNA-09-01 24 | 8225 | 119139 | Contactor, 3-pole, 9 A/4 kW AC3 (20 A AC1) + 1B auxiliary, 24 VAC
J7KNA-09-01 240 | 8225 | 119144 | Mini contactor, 3-pole, 4 kW; 9 A AC3 (400 VAC) + 1 NC, 240 VAC
J7KNA-09-01 24D | 11690 | 119056 | Contactor, 3-pole, 9 A/4 kW AC3 (20 A AC1) + 1B auxiliary, 24 VDC
J7KNA-09-01 24VS | 13010 | 149193 | Contactor, 3-pole, 9 A/4 kW AC3 (20 A AC1) + 1B auxiliary with diode suppressor, 24 VDC
J7KNA-09-01 400 | 8225 | 143708 | Mini contactor, 3-pole, 4 kW; 9 A AC3 (400 VAC) + 1 NC, 400 VAC
J7KNA-09-01 415 | 8225 | 119145 | Contactor, 3-pole, 9A/4kW AC3 (20A AC1) + 1B auxiliary, 415 VAC
J7KNA-09-01 48 | 8225 | 119140 | Mini contactor, 3-pole, 4 kW; 9 A AC3 (400 VAC) + 1 NC, 48 VAC
J7KNA-09-01 48D | 11690 | 119057 | Mini contactor, 3-pole, 4 kW; 9 A AC3 (400 VAC) + 1 NC, 48 VDC
J7KNA-09-01 48VS | 12320 | 166575
J7KNA-09-01 550 | 8225 | 119050 | Mini contactor, 3-pole, 4 kW; 9 A AC3 (400 VAC) + 1 NC, 550 VAC
J7KNA-09-01 60D | 11080 | 166579
J7KNA-09-01 90 | 8225 | 119141 | Mini contactor, 3-pole, 4 kW; 9 A AC3 (400 VAC) + 1 NC, 90 VAC
J7KNA-090180-VS | 23400 | 224883
J7KNA-09-01R 110 | 22490 | 245046 | Reversing interlocked pair, 9A/4kW + 1B auxiliary on both sides, 110 VAC
J7KNA-09-01R 110VDC | 30680 | 245047 | Reversing interlocked pair, 9A/4kW + 1B auxiliary on both sides, 110 VDC
J7KNA-09-01R 110VS | 36520 | 245048 | Reversing interlocked pair, 9A/4kW + 1B auxiliary on both sides, 110 VDC, varistor
J7KNA-09-01R 125VDC | 30680 | 245049 | Reversing interlocked pair, 9A/4kW + 1B auxiliary on both sides, 125 VDC
J7KNA-09-01R 125VS | 36520 | 245050 | Reversing interlocked pair, 9A/4kW + 1B auxiliary on both sides, 125 VDC, varistor
J7KNA-09-01R 180VAC | 22490 | 245051 | Reversing interlocked pair, 9A/4kW + 1B auxiliary on both sides, 180 VAC
J7KNA-09-01R 230 | 22490 | 245052 | Reversing interlocked pair, 9 A/4 kW + 1B auxiliary on both sides, 230 VAC
J7KNA-09-01R 24 | 22490 | 245053 | Reversing interlocked pair, 9 A/4 kW + 1B auxiliary on both sides, 230 VAC
J7KNA-09-01R 240VAC | 22490 | 245054 | Reversing interlocked pair, 9A/4kW + 1B auxiliary on both sides, 240 VAC
J7KNA-09-01R 24D | 30390 | 245055 | Reversing interlocked pair, 9 A/4 kW + 1B auxiliary on both sides, 230 VAC
J7KNA-09-01R 24VS | 36520 | 245056 | Reversing interlocked pair, 9 A/4 kW + 1B auxiliary on both sides, 230 VAC
J7KNA-09-01R 400 | 22490 | 245057 | Reversing interlocked pair, 9A/4kW + 1B auxiliary on both sides, 400 VAC
J7KNA-09-01R 415VAC | 22490 | 245058 | Reversing interlocked pair, 9A/4kW + 1B auxiliary on both sides, 415 VAC
J7KNA-09-01R 48 | 22490 | 245059 | Reversing interlocked pair, 9A/4kW + 1B auxiliary on both sides, 48 VAC
J7KNA-09-01R 48D | 26470 | 245060 | Reversing interlocked pair, 9A/4kW + 1B auxiliary on both sides, 48 VDC, varistor
J7KNA-09-01R 48VS | 36520 | 245061 | Reversing interlocked pair, 9A/4kW + 1B auxiliary on both sides, 48 VDC, varistor
J7KNA-09-01R 550VAC | 22490 | 245062 | Reversing interlocked pair, 9A/4kW + 1B auxiliary on both sides, 550 VAC
J7KNA-09-01R 90VAC | 22490 | 245063 | Reversing interlocked pair, 9A/4kW + 1B auxiliary on both sides, 90 VAC
J7KNA-09-10 110 | 8225 | 158034 | Contactor, 3-pole, 9A/4kW AC3 (20A AC1) + 1M auxiliary, 110 VAC
J7KNA-09-10 110D | 11690 | 119052 | Mini contactor, 3-pole, 4 kW; 9 A AC3 (400 VAC) + 1 NO, 110 VDC
J7KNA-09-10 110VS | 12320 | 155449 | Mini contactor, 3-pole, 4 kW; 9 A AC3 (400 VAC) + 1 NO, 110 VDC + diode
J7KNA-09-10 125D | 11690 | 119053 | Mini contactor, 3-pole, 4 kW; 9 A AC3 (400 VAC) + 1 NO, 125 VDC
J7KNA-09-10 125VS | 12320 | 119055 | Mini contactor, 3-pole, 4 kW; 9 A AC3 (400 VAC) + 1 NO, 125 VDC + diode
J7KNA-09-10 180 | 8225 | 119133 | Mini contactor, 3-pole, 4 kW; 9 A AC3 (400 VAC) + 1 NO, 180 VAC
J7KNA-09-10 230 | 8230 | 119134 | Contactor, 3-pole, 9 A/4 kW AC3 (20 A AC1) + 1M auxiliary, 230 VAC
J7KNA-09-10 24 | 8230 | 119132 | Contactor, 3-pole, 9 A/4 kW AC3 (20 A AC1) + 1M auxiliary, 24 VAC
J7KNA-09-10 240 | 8230 | 119135 | Mini contactor, 3-pole, 4 kW; 9 A AC3 (400 VAC) + 1 NO, 240 VAC
J7KNA-09-10 24D | 9585 | 119051 | Contactor, 3-pole, 9 A/4 kW AC3 (20 A AC1) + 1M auxiliary, 24 VDC
J7KNA-09-10 24VS | 13010 | 119054 | Contactor, 3-pole, 9 A/4 kW AC3 (20 A AC1) + 1M auxiliary with diode suppressor, 24 VDC
J7KNA-09-10 400 | 8225 | 119136 | Mini contactor, 3-pole, 4 kW; 9 A AC3 (400 VAC) + 1 NO, 400 VAC
J7KNA-09-10 415 | 8225 | 119137 | Mini contactor, 3-pole, 4 kW; 9 A AC3 (400 VAC) + 1 NO, 415 VAC
J7KNA-09-10 48 | 8225 | 143691 | Mini contactor, 3-pole, 4 kW; 9 A AC3 (400 VAC) + 1 NO, 48 VAC
J7KNA-09-10 48D | 11690 | 105970 | Mini contactor, 3-pole, 4 kW; 9 A AC3 (400 VAC) + 1 NO, 48 VDC
J7KNA-09-10 48VS | 12320 | 147996 | Mini contactor, 3-pole, 4 kW; 9 A AC3 (400 VAC) + 1 NO, 48 VDC + diode
J7KNA-09-10 550 | 8225 | 119138 | Mini contactor, 3-pole, 4 kW; 9 A AC3 (400 VAC) + 1 NO, 550 VAC
J7KNA-09-10 60D | 11080 | 166578
J7KNA-09-10 90 | 8225 | 155448 | Mini contactor, 3-pole, 4 kW; 9 A AC3 (400 VAC) + 1 NO, 90 VAC
J7KNA-09-4 110 | 9150 | 119062 | Mini contactor, 4-pole, 20 A AC1 (up to 690 VAC), 110 VAC
J7KNA-09-4 180 | 9150 | 153511 | Mini contactor, 4-pole, 20 A AC1 (up to 690 VAC), 80 VAC
J7KNA-09-4 230 | 9150 | 158035 | Contactor, 4-pole, 9A/4kW AC3 (20A AC1), 230 VAC
J7KNA-09-4 24 | 9150 | 152414 | Contactor, 4-pole, 9A/4kW AC3 (20A AC1), 24 VAC
J7KNA-09-4 240 | 9150 | 151277 | Mini contactor, 4-pole, 20 A AC1 (up to 690 VAC), 240 VAC
J7KNA-09-4 24D | 11690 | 119064 | Contactor, 4-pole, 9A/4kW AC3 (20A AC1), 24 VDC
J7KNA-09-4 400 | 9150 | 119063 | Mini contactor, 4-pole, 20 A AC1 (up to 690 VAC), 400 VAC
J7KNA-09-4 415 | 9150 | 147997 | Mini contactor, 4-pole, 20 A AC1 (up to 690 VAC), 415 VAC
J7KNA-09-4 48 | 9150 | 119060 | Mini contactor, 4-pole, 20 A AC1 (up to 690 VAC), 48 VAC
J7KNA-09-4 550 | 9150 | 152437 | Mini contactor, 4-pole, 20 A AC1 (up to 690 VAC), 550 VAC
J7KNA-09-4 90 | 9150 | 119061 | Mini contactor, 4-pole, 20 A AC1 (up to 690 VAC), 90 VAC
J7KNA-12-01 110 | 10100 | 119074 | Contactor, 3-pole, 12A/5.5kW AC3 (20A AC1) + 1B auxiliary, 110 VAC
J7KNA-12-01 110D | 14430 | 152415 | Mini contactor, 3-pole, 5.5 kW; 12 A AC3 (400 VAC) + 1 NC, 110 VDC
J7KNA-12-01 110VS | 15690 | 119089 | Mini contactor, 3-pole, 5.5 kW; 12 A AC3 (400 VAC) + 1 NC, 110 VDC + diode
J7KNA-12-01 125D | 14430 | 119086 | Mini contactor, 3-pole, 5.5 kW; 12 A AC3 (400 VAC) + 1 NC, 125 VDC
J7KNA-12-01 125VS | 15690 | 119090 | Mini contactor, 3-pole, 5.5 kW; 12 A AC3 (400 VAC) + 1 NC, 125 VDC + diode
J7KNA-12-01 180 | 10100 | 119075 | Mini contactor, 3-pole, 5.5 kW; 12 A AC3 (400 VAC) + 1 NC, 180 VAC
J7KNA-12-01 230 | 10100 | 119076 | Contactor, 3-pole, 12 A/5.5 kW AC3 (20 A AC1) + 1B auxiliary, 230 VAC
J7KNA-12-01 24 | 10100 | 153496 | Contactor, 3-pole, 12 A/5.5 kW AC3 (20 A AC1) + 1B auxiliary, 24 VAC
J7KNA-12-01 240 | 10100 | 152438 | Mini contactor, 3-pole, 5.5 kW; 12 A AC3 (400 VAC) + 1 NC, 240 VAC
J7KNA-12-01 24D | 14430 | 151253 | Contactor, 3-pole, 12 A/5.5 kW AC3 (20 A AC1) + 1B auxiliary, 24 VDC
J7KNA-12-01 24VS | 15690 | 119087 | Contactor, 3-pole, 12 A/5.5 kW AC3 (20 A AC1) + 1B auxiliary with diode suppressor, 24 VDC
J7KNA-12-01 400 | 10100 | 119077 | Mini contactor, 3-pole, 5.5 kW; 12 A AC3 (400 VAC) + 1 NC, 400 VAC
J7KNA-12-01 415 | 10100 | 119078 | Mini contactor, 3-pole, 5.5 kW; 12 A AC3 (400 VAC) + 1 NC, 415 VAC
J7KNA-12-01 48 | 10100 | 119073 | Mini contactor, 3-pole, 5.5 kW; 12 A AC3 (400 VAC) + 1 NC, 48 VAC
J7KNA-12-01 48D | 14430 | 119085 | Mini contactor, 3-pole, 5.5 kW; 12 A AC3 (400 VAC) + 1 NC, 48 VDC
J7KNA-12-01 48VS | 15690 | 119088 | Mini contactor, 3-pole, 5.5 kW; 12 A AC3 (400 VAC) + 1 NC, 48 VDC + diode
J7KNA-12-01 550 | 10100 | 119079 | Mini contactor, 3-pole, 5.5 kW; 12 A AC3 (400 VAC) + 1 NC, 550 VAC
J7KNA-12-01 90 | 10100 | 104552 | Mini contactor, 3-pole, 5.5 kW; 12 A AC3 (400 VAC) + 1 NC, 90 VAC
J7KNA-12-01R 110 | 27910 | 245064 | Reversing interlocked pair, 12A/5.5 kW + 1B auxiliary on both sides, 110 VAC
J7KNA-12-01R 110VDC | 38220 | 245065 | Reversing interlocked pair, 12A/5.5kW + 1B auxiliary on both sides, 110 VDC
J7KNA-12-01R 110VS | 42420 | 245066 | Reversing interlocked pair, 12A/5.5kW + 1B auxiliary on both sides, 110 VDC, varistor
J7KNA-12-01R 125VDC | 38220 | 245067 | Reversing interlocked pair, 12A/5.5kW + 1B auxiliary on both sides, 125 VDC
J7KNA-12-01R 125VS | 42420 | 245068 | Reversing interlocked pair, 12A/5.5kW + 1B auxiliary on both sides, 125 VDC, varistor
J7KNA-12-01R 180VAC | 27910 | 245069 | Reversing interlocked pair, 12A/5.5kW + 1B auxiliary on both sides, 180 VAC
J7KNA-12-01R 230 | 27910 | 245070 | Reversing interlocked pair, 12 A/5.5 kW + 1B auxiliary on both sides, 24 VDC
J7KNA-12-01R 24 | 27940 | 245071 | Reversing interlocked pair, 12 A/5.5 kW + 1B auxiliary on both sides, 24 VDC
J7KNA-12-01R 240VAC | 27910 | 245072 | Reversing interlocked pair, 12A/5.5kW + 1B auxiliary on both sides, 240 VAC
J7KNA-12-01R 24D | 35210 | 245073 | Reversing interlocked pair, 12 A/5.5 kW + 1B auxiliary on both sides, 24 VDC
J7KNA-12-01R 24VS | 42420 | 245074 | Reversing interlocked pair, 12 A/5.5 kW + 1B auxiliary on both sides, 24 VDC
J7KNA-12-01R 400 | 27910 | 245075 | Reversing interlocked pair, 12A/5.5kW + 1B auxiliary on both sides, 400 VAC
J7KNA-12-01R 415VAC | 27910 | 245076 | Reversing interlocked pair, 12A/5.5kW + 1B auxiliary on both sides, 415 VAC
J7KNA-12-01R 48VAC | 27910 | 245077 | Reversing interlocked pair, 12A/5.5kW + 1B auxiliary on both sides, 48 VAC
J7KNA-12-01R 48VDC | 38220 | 245078 | Reversing interlocked pair, 12A/5.5kW + 1B auxiliary on both sides, 48 VDC
J7KNA-12-01R 48VS | 42420 | 245079 | Reversing interlocked pair, 12A/5.5kW + 1B auxiliary on both sides, 48 VDC, varistor
J7KNA-12-01R 550VAC | 27910 | 245080 | Reversing interlocked pair, 12A/5.5kW + 1B auxiliary on both sides, 550 VAC
J7KNA-12-01R 90VAC | 27910 | 245081 | Reversing interlocked pair, 12A/5.5kW + 1B auxiliary on both sides, 90 VAC
J7KNA-12-10 110 | 10100 | 145971 | Contactor, 3-pole, 12A/5.5kW AC3 (20A AC1) + 1M auxiliary, 110 VAC
J7KNA-12-10 110D | 14430 | 151252 | Mini contactor, 3-pole, 5.5 kW; 12 A AC3 (400 VAC) + 1 NO, 110 VDC
J7KNA-12-10 110VS | 15690 | 119083 | Mini contactor, 3-pole, 5.5 kW; 12 A AC3 (400 VAC) + 1 NO, 110 VDC + diode
J7KNA-12-10 125D | 14430 | 119082 | Mini contactor, 3-pole, 5.5 kW; 12 A AC3 (400 VAC) + 1 NO, 125 VDC
J7KNA-12-10 125VS | 15690 | 119084 | Mini contactor, 3-pole, 5.5 kW; 12 A AC3 (400 VAC) + 1 NO, 125 VDC + diode
J7KNA-12-10 180 | 10100 | 119067 | Mini contactor, 3-pole, 5.5 kW; 12 A AC3 (400 VAC) + 1 NO, 180 VAC
J7KNA-12-10 230 | 10100 | 119068 | Contactor, 3-pole, 12 A/5.5 kW AC3 (20 A AC1) + 1M auxiliary, 230 VAC
J7KNA-12-10 24 | 10100 | 119065 | Contactor, 3-pole, 12 A/5.5 kW AC3 (20 A AC1) + 1M auxiliary, 24 VAC
J7KNA-12-10 240 | 10100 | 119069 | Mini contactor, 3-pole, 5.5 kW; 12 A AC3 (400 VAC) + 1 NO, 240 VAC
J7KNA-12-10 24D | 14430 | 119080 | Contactor, 3-pole, 12 A/5.5 kW AC3 (20 A AC1) + 1M auxiliary, 24 VDC
J7KNA-12-10 24VS | 15690 | 145972 | Contactor, 3-pole, 12 A/5.5 kW AC3 (20 A AC1) + 1M auxiliary with diode suppressor, 24 VDC
J7KNA-12-10 400 | 10100 | 119070 | Mini contactor, 3-pole, 5.5 kW; 12 A AC3 (400 VAC) + 1 NO, 400 VAC
J7KNA-12-10 415 | 10100 | 119071 | Mini contactor, 3-pole, 5.5 kW; 12 A AC3 (400 VAC) + 1 NO, 415 VAC
J7KNA-12-10 48 | 10100 | 119066 | Mini contactor, 3-pole, 5.5 kW; 12 A AC3 (400 VAC) + 1 NO, 48 VAC
J7KNA-12-10 48D | 14430 | 119081 | Contactor, 3-pole, 12A/5.5kW AC3 (20A AC1) + 1M auxiliary, 48 VDC
J7KNA-12-10 48VS | 15690 | 144766 | Mini contactor, 3-pole, 5.5 kW; 12 A AC3 (400 VAC) + 1 NO, 48 VDC + diode
J7KNA-12-10 550 | 10100 | 119072 | Mini contactor, 3-pole, 5.5 kW; 12 A AC3 (400 VAC) + 1 NO, 550 VAC
J7KNA-12-10 90 | 10100 | 149085 | Mini contactor, 3-pole, 5.5 kW; 12 A AC3 (400 VAC) + 1 NO, 90 VAC
J7KNA-AR 24D | 2236 | 688393 | Anti dust cover for J7KNA
J7KNA-AR-22 110 | 9150 | 119093 | Contactor relay, 4-pole, 2M2B, 10A thermal current/3A AC-15, 110 VAC
J7KNA-AR-22 110D | 11690 | 119018 | Mini contactor relay, 4-pole (2 NO & 2 NC), 10 A AC1 (up to 690 VAC), 110 VDC
J7KNA-AR-22 110VS | 13010 | 119021 | Mini contactor relay, 4-pole (2 NO & 2 NC), 10 A AC1 (up to 690 VAC), 110 VDC + diode
J7KNA-AR-22 125D | 11690 | 119019 | Mini contactor relay, 4-pole (2 NO & 2 NC), 10 A AC1 (up to 690 VAC), 125 VDC
J7KNA-AR-22 125VS | 13010 | 119022 | Mini contactor relay, 4-pole (2 NO & 2 NC), 10 A AC1 (up to 690 VAC), 125 VDC + diode
J7KNA-AR-22 180 | 9150 | 155450 | Mini contactor relay, 4-pole (2 NO & 2 NC), 10 A AC1 (up to 690 VAC), 180 VAC
J7KNA-AR-22 230 | 9150 | 119094 | Contactor relay, 4-pole, 2M2B, 10 A thermal current/3 A AC-15, 230 VAC
J7KNA-AR-22 24 | 9150 | 119091 | Contactor relay, 4-pole, 2M2B, 10 A thermal current/3 A AC-15, 24 VAC
J7KNA-AR-22 240 | 9150 | 119095 | Mini contactor relay, 4-pole (2 NO & 2 NC), 10 A AC1 (up to 690 VAC), 240 VAC
J7KNA-AR-22 24D | 11690 | 119016 | Contator relay, 4-pole, 2M2B, 10A thermal current/3A AC-15, 24 VDC
J7KNA-AR-22 24VS | 13010 | 119020 | Contactor relay, 4-pole, 2M2B, 10 A thermal current/3 A AC-15 with diode suppressor, 24 VDC
J7KNA-AR-22 400 | 9150 | 143706 | Mini contactor relay, 4-pole (2 NO & 2 NC), 10 A AC1 (up to 690 VAC), 400 VAC
J7KNA-AR-22 415 | 9150 | 119096 | Mini contactor relay, 4-pole (2 NO & 2 NC), 10 A AC1 (up to 690 VAC), 415 VAC
J7KNA-AR-22 48 | 9150 | 153497 | Mini contactor relay, 4-pole (2 NO & 2 NC), 10 A AC1 (up to 690 VAC), 48 VAC
J7KNA-AR-22 48D | 11690 | 119017 | Mini contactor relay, 4-pole (2 NO & 2 NC), 10 A AC1 (up to 690 VAC), 48 VDC
J7KNA-AR-22 48VS | 13010 | 156862 | Mini contactor relay, 4-pole (2 NO & 2 NC), 10 A AC1 (up to 690 VAC), 48 VDC + diode
J7KNA-AR-22 550 | 9150 | 119097 | Mini contactor relay, 4-pole (2 NO & 2 NC), 10 A AC1 (up to 690 VAC), 550 VAC
J7KNA-AR-22 90 | 9150 | 119092 | Mini contactor relay, 4-pole (2 NO & 2 NC), 10 A AC1 (up to 690 VAC), 90 VAC
J7KNA-AR2280-VS | 24670 | 224884 | Contactor relay, 4-pole, 2M2B, 10A thermal current/3A AC-15 with diode suppressor, 80 VDC
J7KNA-AR-31 110 | 9150 | 119004 | Contactor relay, 4-pole, 3M1B, 10A thermal current/3A AC-15, 110 VAC
J7KNA-AR-31 110D | 11690 | 119024 | Mini contactor relay, 4-pole (3 NO & 1 NC), 10 A AC1 (up to 690 VAC), 110 VDC
J7KNA-AR-31 110VS | 13010 | 119027 | Mini contactor relay, 4-pole (3 NO & 1 NC), 10 A AC1 (up to 690 VAC), 110 VDC + diode
J7KNA-AR-31 125D | 11690 | 104458 | Mini contactor relay, 4-pole (3 NO & 1 NC), 10 A AC1 (up to 690 VAC), 125 VDC
J7KNA-AR-31 125VS | 13010 | 119028 | Mini contactor relay, 4-pole (3 NO & 1 NC), 10 A AC1 (up to 690 VAC), 125 VDC + diode
J7KNA-AR-31 180 | 9150 | 119005 | Mini contactor relay, 4-pole (3 NO & 1 NC), 10 A AC1 (up to 690 VAC), 180 VAC
J7KNA-AR-31 230 | 9150 | 150144 | Contactor relay, 4-pole, 3M1B, 10 A thermal current/3 A AC-15, 230 VAC
J7KNA-AR-31 24 | 9150 | 119002 | Contactor relay, 4-pole, 3M1B, 10 A thermal current/3 A AC-15, 24 VAC
J7KNA-AR-31 240 | 9150 | 119006 | Mini contactor relay, 4-pole (3 NO & 1 NC), 10 A AC1 (up to 690 VAC), 240 VAC
J7KNA-AR-31 24D | 11690 | 119023 | Contactor relay, 4-pole, 3M1B, 10A thermal current/3A AC-15, 24 VDC
J7KNA-AR-31 24VS | 13010 | 119025 | Contactor relay, 4-pole, 3M1B, 10 A thermal current/3 A AC-15 with diode suppressor, 24 VDC
J7KNA-AR-31 400 | 9150 | 119007 | Mini contactor relay, 4-pole (3 NO & 1 NC), 10 A AC1 (up to 690 VAC), 400 VAC
J7KNA-AR-31 415 | 9150 | 119008 | Mini contactor relay, 4-pole (3 NO & 1 NC), 10 A AC1 (up to 690 VAC), 415 VAC
J7KNA-AR-31 48 | 9150 | 119003 | Mini contactor relay, 4-pole (3 NO & 1 NC), 10 A AC1 (up to 690 VAC), 48 VAC
J7KNA-AR-31 48D | 11690 | 153498 | Mini contactor relay, 4-pole (3 NO & 1 NC), 10 A AC1 (up to 690 VAC), 48 VDC
J7KNA-AR-31 48VS | 13010 | 119026 | Mini contactor relay, 4-pole (3 NO & 1 NC), 10 A AC1 (up to 690 VAC), 48 VDC + diode
J7KNA-AR-31 550 | 9150 | 119009 | Mini contactor relay, 4-pole (3 NO & 1 NC), 10 A AC1 (up to 690 VAC), 550 VAC
J7KNA-AR-31 90 | 9150 | 104553 | Mini contactor relay, 4-pole (3 NO & 1 NC), 10 A AC1 (up to 690 VAC), 90 VAC
J7KNA-AR3180-VS | 24670 | 224885
J7KNA-AR-40 110 | 9150 | 154758 | Contactor relay, 4-pole, 4M, 10A thermal current/3A AC-15, 110 VAC
J7KNA-AR-40 110D | 11690 | 156844 | Mini contactor relay, 4-pole (4 NO), 10 A AC1 (up to 690 VAC), 110 VDC
J7KNA-AR-40 110VS | 13010 | 119033 | Mini contactor relay, 4-pole (4 NO), 10 A AC1 (up to 690 VAC), 110 VDC + diode
J7KNA-AR-40 125D | 11690 | 119030 | Mini contactor relay, 4-pole (4 NO), 10 A AC1 (up to 690 VAC), 125 VDC
J7KNA-AR-40 125VS | 13010 | 146922 | Mini contactor relay, 4-pole (4 NO), 10 A AC1 (up to 690 VAC), 125 VDC + diode
J7KNA-AR-40 180 | 9150 | 155451 | Mini contactor relay, 4-pole (4 NO), 10 A AC1 (up to 690 VAC), 180 VAC
J7KNA-AR-40 230 | 9150 | 158036 | Contactor relay, 4-pole, 4M, 10 A thermal current/3 A AC-15, 230 VAC
J7KNA-AR-40 24 | 9150 | 119010 | Contactor relay, 4-pole, 4M, 10 A thermal current/3 A AC-15, 24 VAC
J7KNA-AR-40 240 | 9150 | 119012 | Mini contactor relay, 4-pole (4 NO), 10 A AC1 (up to 690 VAC), 240 VAC
J7KNA-AR-40 24D | 11690 | 119029 | Contator relay, 4-pole, 4M, 10A thermal current/3A AC-15, 24 VDC
J7KNA-AR-40 24VS | 13010 | 119031 | Contactor relay, 4-pole, 4M, 10 A thermal current/3 A AC-15 with diode suppressor, 24 VDC
J7KNA-AR-40 400 | 9150 | 119013 | Mini contactor relay, 4-pole (4 NO), 10 A AC1 (up to 690 VAC), 400 VAC
J7KNA-AR-40 415 | 9150 | 119014 | Mini contactor relay, 4-pole (4 NO), 10 A AC1 (up to 690 VAC), 415 VAC
J7KNA-AR-40 48 | 9150 | 119011 | Mini contactor relay, 4-pole (4 NO), 10 A AC1 (up to 690 VAC), 48 VAC
J7KNA-AR-40 48D | 11690 | 142628 | Mini contactor relay, 4-pole (4 NO), 10 A AC1 (up to 690 VAC), 48 VDC
J7KNA-AR-40 48VS | 13010 | 119032 | Mini contactor relay, 4-pole (4 NO), 10 A AC1 (up to 690 VAC), 48 VDC + diode
J7KNA-AR-40 550 | 9150 | 119015 | Mini contactor relay, 4-pole (4 NO), 10 A AC1 (up to 690 VAC), 550 VAC
J7KNA-AR-40 90 | 9150 | 151278 | Mini contactor relay, 4-pole (4 NO), 10 A AC1 (up to 690 VAC), 90 VAC
J7KNG-10-01 110D | 19800 | 183544 | Contactor (DC-coil), 3-pole, 4 kW; 10 A AC3 (400 VAC) + 1 NC, 110 VDC
J7KNG-10-01 125VDC | 19800 | 183545
J7KNG-10-01 220VDC | 19800 | 184132
J7KNG-10-01 24D | 19800 | 183546 | Contactor, DC-operated (3VA), 3-pole, 10 A/4 kW AC3 + 1B auxiliary
J7KNG-10-01 48VDC | 19800 | 183547
J7KNG-10-01 60VDC | 19800 | 184131
J7KNG-10-10 110D | 19800 | 183548 | Contactor (DC-coil), 3-pole, 4 kW; 10 A AC3 (400 VAC) + 1 NO, 110 VDC
J7KNG-10-10 125VDC | 19800 | 183549
J7KNG-10-10 220VDC | 19800 | 184130 | DC operated solenoid motor contactor, 3-pole, 10A/4kW AC3 + 1B auxiliary
J7KNG-10-10 24D | 19800 | 183550 | Contactor, DC-operated (3VA), 3-pole, 10 A/4 kW AC3 + 1M auxiliary
J7KNG-10-10 48VDC | 19800 | 183551
J7KNG-10-10 60VDC | 19800 | 184129
J7KNG-10-4 110D | 21790 | 197330 | DC solenoid motor contactor, 4-pole, 10A, 110 VDC
J7KNG-10-4 125VDC | 21790 | 197331
J7KNG-10-4 220VDC | 21790 | 197332
J7KNG-10-4 24D | 21790 | 197327 | DC solenoid motor contactor, 4-pole, 10A, 24 VDC
J7KNG-10-4 48VDC | 21790 | 197328
J7KNG-10-4 60VDC | 21790 | 197329
J7KNG-14-01 110D | 20870 | 183552 | Contactor (DC-coil), 3-pole, 5.5 kW; 14 A AC3 (400 VAC) + 1 NC, 110 VDC
J7KNG-14-01 125VDC | 20870 | 183553
J7KNG-14-01 220VDC | 20870 | 184136
J7KNG-14-01 24D | 20870 | 183554 | Contactor, DC-operated (3VA), 3-pole, 14 A/5.5 kW AC3 + 1B auxiliary
J7KNG-14-01 48VDC | 20870 | 183555
J7KNG-14-01 60VDC | 20870 | 184135
J7KNG-14-10 110D | 20870 | 183556 | Contactor (DC-coil), 3-pole, 5.5 kW; 14 A AC3 (400 VAC) + 1 NO, 110 VDC
J7KNG-14-10 125VDC | 20870 | 183557
J7KNG-14-10 220VDC | 20870 | 184134
J7KNG-14-10 24D | 20870 | 183558 | Contactor, DC-operated (3VA), 3-pole, 14 A/5.5 kW AC3 + 1M auxiliary
J7KNG-14-10 48VDC | 20870 | 183559
J7KNG-14-10 60VDC | 20870 | 184133
J7KNG-14-4 110D | 22830 | 197336 | DC solenoid motor contactor, 4-pole, 14A, 110 VDC
J7KNG-14-4 125VDC | 22830 | 197337
J7KNG-14-4 220VDC | 22830 | 197338
J7KNG-14-4 24D | 22830 | 197333 | DC solenoid motor contactor, 4-pole, 14A, 24 VDC
J7KNG-14-4 48VDC | 22830 | 197334
J7KNG-14-4 60VDC | 22830 | 197335
J7KNG-18-01 110D | 27800 | 183560 | Contactor (DC-coil), 3-pole, 7.5 kW; 18 A AC3 (400 VAC) + 1 NC, 110 VDC
J7KNG-18-01 125VDC | 27800 | 183561
J7KNG-18-01 220VDC | 27800 | 184140
J7KNG-18-01 24D | 27800 | 183562 | Contactor, DC-operated (3VA), 3-pole, 18 A/7.5 kW AC3 + 1B auxiliary
J7KNG-18-01 48VDC | 27800 | 183563
J7KNG-18-01 60VDC | 27800 | 184139
J7KNG-18-10 110D | 27800 | 183564 | Contactor (DC-coil), 3-pole, 7.5 kW; 18 A AC3 (400 VAC) + 1 NO, 110 VDC
J7KNG-18-10 125VDC | 27800 | 183565
J7KNG-18-10 220VDC | 27800 | 184138
J7KNG-18-10 24D | 27800 | 183566 | Contactor, DC-operated (3VA), 3-pole, 18 A/7.5 kW AC3 + 1M auxiliary
J7KNG-18-10 48VDC | 27800 | 183567
J7KNG-18-10 60VDC | 27800 | 184137
J7KNG-18-4 110D | 29870 | 197342 | DC solenoid motor contactor, 4-pole, 18A, 110 VDC
J7KNG-18-4 125VDC | 29870 | 197343
J7KNG-18-4 220VDC | 29870 | 197344
J7KNG-18-4 24D | 29870 | 197339 | DC solenoid motor contactor, 4-pole, 18A, 24 VDC
J7KNG-18-4 48VDC | 29870 | 197340
J7KNG-18-4 60VDC | 29870 | 197341
J7KNG-22-01 110D | 33340 | 183568 | Contactor (DC-coil), 3-pole, 11 kW; 22 A AC3 (400 VAC) + 1 NC, 110 VDC
J7KNG-22-01 125VDC | 33340 | 183569
J7KNG-22-01 220VDC | 33340 | 184144
J7KNG-22-01 24D | 33340 | 183570 | Contactor, DC-operated (3VA), 3-pole, 22 A/11 kW AC3 + 1B auxiliary
J7KNG-22-01 48VDC | 33340 | 183571
J7KNG-22-01 60VDC | 33340 | 184143
J7KNG-22-10 110D | 33340 | 183572 | Contactor (DC-coil), 3-pole, 11 kW; 22 A AC3 (400 VAC) + 1 NO, 110 VDC
J7KNG-22-10 125VDC | 33340 | 183573
J7KNG-22-10 220VDC | 33340 | 184142
J7KNG-22-10 24D | 33340 | 183574 | Contactor, DC-operated (3VA), 3-pole, 22 A/11 kW AC3 + 1M auxiliary
J7KNG-22-10 48VDC | 33340 | 183575
J7KNG-22-10 60VDC | 33340 | 184141
J7KNG-22-4 110D | 38170 | 197348 | DC solenoid motor contactor, 4-pole, 22A, 110 VDC
J7KNG-22-4 125VDC | 38170 | 197349
J7KNG-22-4 220VDC | 38170 | 197350
J7KNG-22-4 24D | 38170 | 197345 | DC solenoid motor contactor, 4-pole, 22A, 24 VDC
J7KNG-22-4 48VDC | 38170 | 197346
J7KNG-22-4 60VDC | 38170 | 197347
J7KNG-24 110D | 34710 | 197789 | DC solenoid motor contactor, 24A, 110 VDC
J7KNG-24 125VDC | 34710 | 197790 | DC solenoid motor contactor, 24A, 125 VDC
J7KNG-24 220VDC | 34710 | 197791 | DC solenoid motor contactor, 24A, 220 VDC
J7KNG-24 24D | 34710 | 197786 | Contactor, DC-operated (3VA), 3-pole, 24 A/11 kW AC3
J7KNG-24 48VDC | 34710 | 197787 | DC solenoid motor contactor, 24A, 48 VDC
J7KNG-24 60VDC | 34710 | 197788 | DC solenoid motor contactor, 24A, 60 VDC
J7KNG-32 110D | 41620 | 197795 | DC solenoid motor contactor, 32A, 110 VDC
J7KNG-32 125VDC | 41620 | 197796 | DC solenoid motor contactor, 32A, 125 VDC
J7KNG-32 220VDC | 41620 | 197797 | DC solenoid motor contactor, 32A, 220 VDC
J7KNG-32 24D | 41620 | 197792 | Contactor, DC-operated (3VA), 3-pole, 32 A/15 kW AC3
J7KNG-32 48VDC | 41620 | 197793 | DC solenoid motor contactor, 32A, 48 VDC
J7KNG-32 60VDC | 41620 | 197794 | DC solenoid motor contactor, 32A, 60 VDC
J7KNG-40 110D | 48590 | 197801 | DC solenoid motor contactor, 40A, 110 VDC
J7KNG-40 125VDC | 48590 | 197802 | DC solenoid motor contactor, 40A, 125 VDC
J7KNG-40 220VDC | 48590 | 197803 | DC solenoid motor contactor, 40A, 220 VDC
J7KNG-40 24D | 48590 | 197798 | Contactor, DC-operated (3VA), 3-pole, 40 A/18.5 kW AC3
J7KNG-40 48D | 48590 | 197799 | DC solenoid motor contactor, 40A, 48 VDC
J7KNG-40 60D | 48590 | 197800 | DC solenoid motor contactor, 40A, 60 VDC
J7KNU-05-01 110 | 7620 | 668211 | Micro contactor, 3-pole, 2.2 kW; 5 A AC3 (400 VAC) + 1 NC, 110 VAC
J7KNU-05-01 110D | 9240 | 675301 | Micro contactor, 3-pole (NO) + 1NC, 2.2 kW; 12A AC1 (up to 440 V), 60 VDC
J7KNU-05-01 180 | 7620 | 668195 | Micro contactor, 3-pole, 2.2 kW; 5 A AC3 (400 VAC) + 1 NC, 180 VAC
J7KNU-05-01 230 | 7620 | 668213 | Micro contactor, 3-pole, 2.2 kW; 5 A AC3 (400 VAC) + 1 NC, 230 VAC
J7KNU-05-01 24 | 7620 | 668219 | Micro contactor, 3-pole, 2.2 kW; 5 A AC3 (400 VAC) + 1 NC, 24 VAC
J7KNU-05-01 24D | 9240 | 675298 | Micro contactor, 3-pole (NO) + 1NC, 2.2 kW; 12A AC1 (up to 440 V), 24 VDC
J7KNU-05-01 48 | 7620 | 668222 | Micro contactor, 3-pole, 2.2 kW; 5 A AC3 (400 VAC) + 1 NC, 48 VAC
J7KNU-05-01 48D | 9240 | 675312 | Micro contactor, 3-pole (NO) + 1NC, 2.2 kW; 12A AC1 (up to 440 V), 60 VDC
J7KNU-05-01 60D | 9240 | 675302 | Micro contactor, 3-pole (NO) + 1NC, 2.2 kW; 12A AC1 (up to 440 V), 60 VDC
J7KNU-05-01 90 | 7620 | 668206 | Micro contactor, 3-pole, 2.2 kW; 5 A AC3 (400 VAC) + 1 NC, 90 VAC
J7KNU-05-01R 110 | 20850 | 668207 | Micro contactor, reversing interlocked pair, 5A/2.2kW + 1 NC auxiliary on both sides, 110 VAC
J7KNU-05-01R 110D | 23110 | 675300 | Micro contactor, reversing interlocked pair, 2.2kW, 3-pole (NO) + 1 NC, auxiliary contacts on both sides, 12A AC1 (up to 440 V), 110 VDC
J7KNU-05-01R 180 | 20850 | 668217 | Micro contactor, reversing interlocked pair, 5A/2.2kW + 1 NC auxiliary on both sides, 180 VAC
J7KNU-05-01R 230 | 20850 | 668212 | Micro contactor, reversing interlocked pair, 5A/2.2kW + 1 NC auxiliary on both sides, 230 VAC
J7KNU-05-01R 24 | 20850 | 668196 | Micro contactor, reversing interlocked pair, 5A/2.2kW + 1 NC auxiliary on both sides, 24 VAC
J7KNU-05-01R 24D | 23110 | 675297 | Micro contactor, reversing interlocked pair, 2.2kW, 3-pole (NO) + 1 NC, auxiliary contacts on both sides, 12A AC1 (up to 440 V), 24 VDC
J7KNU-05-01R 48 | 20850 | 668200 | Micro contactor, reversing interlocked pair, 5A/2.2kW + 1 NC auxiliary on both sides, 48 VAC
J7KNU-05-01R 48D | 23110 | 675303 | Micro contactor, reversing interlocked pair, 2.2kW, 3-pole (NO) + 1 NC, auxiliary contacts on both sides, 12A AC1 (up to 440 V), 48 VDC
J7KNU-05-01R 60D | 23110 | 675307 | Micro contactor, reversing interlocked pair, 2.2kW, 3-pole (NO) + 1 NC, auxiliary contacts on both sides, 12A AC1 (up to 440 V), 60 VDC
J7KNU-05-01R 90 | 20850 | 668218 | Micro contactor, reversing interlocked pair, 5A/2.2kW + 1 NC auxiliary on both sides, 90 VAC
J7KNU-05-10 110 | 7620 | 668208 | Micro contactor, 3-pole, 2.2 kW; 5 A AC3 (400 VAC) + 1 NO, 110 VAC
J7KNU-05-10 110D | 9240 | 675334 | Micro contactor, 3-pole (NO) + 1NO, 2.2 kW; 12A AC1 (up to 440 VAC), 110 VDC
J7KNU-05-10 180 | 7620 | 668216 | Micro contactor, 3-pole, 2.2 kW; 5 A AC3 (400 VAC) + 1 NO, 180 VAC
J7KNU-05-10 230 | 7620 | 668215 | Micro contactor, 3-pole, 2.2 kW; 5 A AC3 (400 VAC) + 1 NO, 230 VAC
J7KNU-05-10 24 | 7620 | 668203 | Micro contactor, 3-pole, 2.2 kW; 5 A AC3 (400 VAC) + 1 NO, 24 VAC
J7KNU-05-10 24D | 9240 | 675294 | Micro contactor, 3-pole (NO) + 1NO, 2.2 kW; 12A AC1 (up to 440 VAC), 24 VDC
J7KNU-05-10 48 | 7620 | 668204 | Micro contactor, 3-pole, 2.2 kW; 5 A AC3 (400 VAC) + 1 NO, 48 VAC
J7KNU-05-10 48D | 9240 | 675296 | Micro contactor, 3-pole (NO) + 1NO, 2.2 kW; 12A AC1 (up to 440 VAC), 48 VDC
J7KNU-05-10 60D | 9240 | 675293 | Micro contactor, 3-pole (NO) + 1NO, 2.2 kW; 12A AC1 (up to 440 VAC), 60 VDC
J7KNU-05-10 90 | 7620 | 668209 | Micro contactor, 3-pole, 2.2 kW; 5 A AC3 (400 VAC) + 1 NO, 90 VAC
J7KNU-05-4 110 | 8465 | 668444 | Micro contactor, 4-pole, 5 A/ 2.2 kW AC3 (12 A AC1), 110 VAC
J7KNU-05-4 180 | 8465 | 668445 | Micro contactor, 4-pole, 5 A/ 2.2 kW AC3 (12 A AC1), 180 VAC
J7KNU-05-4 230 | 8465 | 668443 | Micro contactor, 4-pole, 5 A/ 2.2 kW AC3 (12 A AC1), 230 VAC
J7KNU-05-4 24 | 8465 | 668442 | Micro contactor, 4-pole, 5 A/ 2.2 kW AC3 (12 A AC1), 24 VAC
J7KNU-05-4 48 | 8465 | 668446 | Micro contactor, 4-pole, 5 A/ 2.2 kW AC3 (12 A AC1), 48 VAC
J7KNU-05-4 90 | 8465 | 668441 | Micro contactor, 4-pole, 5 A/ 2.2 kW AC3 (12 A AC1), 90 VAC
J7KNU-AR-22 110 | 8465 | 668199 | Micro contactor relay, 4-pole (2 NO & 2 NC), 12 A AC1 (up to 440 VAC), 110 VAC
J7KNU-AR-22 110D | 10100 | 675305 | Micro contactor relay, 4-pole (2 NO & 2 NC), 3A AC15 (up to 230 V), 110 VDC
J7KNU-AR-22 180 | 8465 | 668221 | Micro contactor relay, 4-pole (2 NO & 2 NC), 12 A AC1 (up to 440 VAC), 180 VAC
J7KNU-AR-22 230 | 8465 | 668193 | Micro contactor relay, 4-pole (2 NO & 2 NC), 12 A AC1 (up to 440 VAC), 230 VAC
J7KNU-AR-22 24 | 8465 | 668202 | Micro contactor relay, 4-pole (2 NO & 2 NC), 12 A AC1 (up to 440 VAC), 24 VAC
J7KNU-AR-22 24D | 10100 | 675309 | Micro contactor relay, 4-pole (2 NO & 2 NC), 3A AC15 (up to 230 V), 24 VDC
J7KNU-AR-22 48 | 8465 | 668220 | Micro contactor relay, 4-pole (2 NO & 2 NC), 12 A AC1 (up to 440 VAC), 48 VAC
J7KNU-AR-22 48D | 10100 | 675308 | Micro contactor relay, 4-pole (2 NO & 2 NC), 3A AC15 (up to 230 V), 48 VDC
J7KNU-AR-22 60D | 10100 | 675299 | Micro contactor relay, 4-pole (2 NO & 2 NC), 3A AC15 (up to 230 V), 60 VDC
J7KNU-AR-22 90 | 8465 | 668214 | Micro contactor relay, 4-pole (2 NO & 2 NC), 12 A AC1 (up to 440 VAC), 90 VAC
J7KNU-AR-40 110 | 8465 | 668198 | Micro contactor relay, 4-pole (4 NO), 12 A AC1 (up to 440 VAC), 110 VAC
J7KNU-AR-40 110D | 10100 | 675311 | Micro contactor relay, 4-pole (4 NO), 3A AC15 (up to 230 V), 110 VDC
J7KNU-AR-40 180 | 8465 | 668210 | Micro contactor relay, 4-pole (4 NO), 12 A AC1 (up to 440 VAC), 180 VAC
J7KNU-AR-40 230 | 8465 | 668205 | Micro contactor relay, 4-pole (4 NO), 12 A AC1 (up to 440 VAC), 230 VAC
J7KNU-AR-40 24 | 8465 | 668194 | Micro contactor relay, 4-pole (4 NO), 12 A AC1 (up to 440 VAC), 24 VAC
J7KNU-AR-40 24D | 10100 | 675310 | Micro contactor relay, 4-pole (4 NO), 3A AC15 (up to 230 V), 24 VDC
J7KNU-AR-40 48 | 8465 | 668197 | Micro contactor relay, 4-pole (4 NO), 12 A AC1 (up to 440 VAC), 48 VAC
J7KNU-AR-40 48D | 10100 | 675304 | Micro contactor relay, 4-pole (4 NO), 3A AC15 (up to 230 V), 48 VDC
J7KNU-AR-40 60D | 10100 | 675295 | Micro contactor relay, 4-pole (4 NO), 3A AC15 (up to 230 V), 60 VDC
J7KNU-AR-40 90 | 8465 | 668201 | Micro contactor relay, 4-pole (4 NO), 12 A AC1 (up to 440 VAC), 90 VAC
J7MC-3P-1 | 29820 | 691112 | Motor Protection Circuit Breaker, Push-In Plus Terminals, Current setting range thermal overload release 0.63 - 1.00 A, H×W×D 130 x 45 x 71 mm
J7MC-3P-10 | 30560 | 690054 | Motor Protection Circuit Breaker, Push-In Plus Terminals, Current setting range thermal overload release 6.3 - 10 A, H×W×D 130 x 45 x 71 mm
J7MC-3P-13 | 30560 | 690053 | Motor Protection Circuit Breaker, Push-In Plus Terminals, Current setting range thermal overload release 9 - 13 A, H×W×D 130 x 45 x 71 mm
J7MC-3P-16 | 29820 | 691109 | Motor Protection Circuit Breaker, Push-In Plus Terminals, Current setting range thermal overload release 11 - 16 A, H×W×D 130 x 45 x 71 mm
J7MC-3P-1E6 | 29820 | 691111 | Motor Protection Circuit Breaker, Push-In Plus Terminals, Current setting range thermal overload release 1 - 1.6 A, H×W×D 130 x 45 x 71 mm
J7MC-3P-20 | 30560 | 690052 | Motor Protection Circuit Breaker, Push-In Plus Terminals, Current setting range thermal overload release 14 - 20 A, H×W×D 130 x 45 x 71 mm
J7MC-3P-2E5 | 30560 | 690119 | Motor Protection Circuit Breaker, Push-In Plus Terminals, Current setting range thermal overload release 1.6 - 2.5 A, H×W×D 130 x 45 x 71 mm
J7MC-3P-4 | 30560 | 690118 | Motor Protection Circuit Breaker, Push-In Plus Terminals, Current setting range thermal overload release 2.5 - 4 A, H×W×D 130 x 45 x 71 mm
J7MC-3P-6 | 29820 | 691110 | Motor Protection Circuit Breaker, Push-In Plus Terminals, Current setting range thermal overload release 4 - 6.3 A, H×W×D 130 x 45 x 71 mm
J7MC-3P-E16 | 29820 | 691114 | Motor Protection Circuit Breaker, Push-In Plus Terminals, Current setting range thermal overload release 0.10 - 0.16 A, H×W×D 130 x 45 x 71 mm
J7MC-3P-E25 | 30560 | 690056 | Motor Protection Circuit Breaker, Push-In Plus Terminals, Current setting range thermal overload release 0.16 - 0.25 A, H×W×D 130 x 45 x 71 mm
J7MC-3P-E4 | 30560 | 690055 | Motor Protection Circuit Breaker, Push-In Plus Terminals, Current setting range thermal overload release 0.25 - 0.40 A, H×W×D 130 x 45 x 71 mm
J7MC-3P-E63 | 29820 | 691113 | Motor Protection Circuit Breaker, Push-In Plus Terminals, Current setting range thermal overload release 0.40 - 0.63 A, H×W×D 130 x 45 x 71 mm
J7MC-3R-1 | 37290 | 690050 | Motor Protection Circuit Breaker, Push-In Plus Terminals, Current setting range thermal overload release 0.63 - 1.00 A, H×W×D 130 x 45 x 90.8 mm
J7MC-3R-10 | 36390 | 691105 | Motor Protection Circuit Breaker, Push-In Plus Terminals, Current setting range thermal overload release 6.3 - 10 A, H×W×D 130 x 45 x 90.8 mm
J7MC-3R-13 | 37290 | 690045 | Motor Protection Circuit Breaker, Push-In Plus Terminals, Current setting range thermal overload release 9 - 13 A, H×W×D 130 x 45 x 90.8 mm
J7MC-3R-16 | 37290 | 690044 | Motor Protection Circuit Breaker, Push-In Plus Terminals, Current setting range thermal overload release 11 - 16 A, H×W×D 130 x 45 x 90.8 mm
J7MC-3R-1E6 | 37290 | 690049 | Motor Protection Circuit Breaker, Push-In Plus Terminals, Current setting range thermal overload release 1 - 1.6 A, H×W×D 130 x 45 x 90.8 mm
J7MC-3R-20 | 36390 | 691104 | Motor Protection Circuit Breaker, Push-In Plus Terminals, Current setting range thermal overload release 14 - 20 A, H×W×D 130 x 45 x 90.8 mm
J7MC-3R-2E5 | 37290 | 690048 | Motor Protection Circuit Breaker, Push-In Plus Terminals, Current setting range thermal overload release 1.6 - 2.5 A, H×W×D 130 x 45 x 90.8 mm
J7MC-3R-4 | 37290 | 690047 | Motor Protection Circuit Breaker, Push-In Plus Terminals, Current setting range thermal overload release 2.5 - 4 A, H×W×D 130 x 45 x 90.8 mm
J7MC-3R-6 | 37290 | 690046 | Motor Protection Circuit Breaker, Push-In Plus Terminals, Current setting range thermal overload release 4 - 6.3 A, H×W×D 130 x 45 x 90.8 mm
J7MC-3R-E16 | 36390 | 691108 | Motor Protection Circuit Breaker, Push-In Plus Terminals, Current setting range thermal overload release 0.10 - 0.16 A, H×W×D 130 x 45 x 90.8 mm
J7MC-3R-E25 | 36390 | 691107 | Motor Protection Circuit Breaker, Push-In Plus Terminals, Current setting range thermal overload release 0.16 - 0.25 A, H×W×D 130 x 45 x 90.8 mm
J7MC-3R-E4 | 36390 | 691106 | Motor Protection Circuit Breaker, Push-In Plus Terminals, Current setting range thermal overload release 0.25 - 0.40 A, H×W×D 130 x 45 x 90.8 mm
J7MC-3R-E63 | 37290 | 690051 | Motor Protection Circuit Breaker, Push-In Plus Terminals, Current setting range thermal overload release 0.40 - 0.63 A, H×W×D 130 x 45 x 90.8 mm
J7MN-3P-1 | 21650 | 234279 | Motor-protective circuit breaker, switch type, 3-pole, 0.63-1 A
J7MN-3P-10 | 25220 | 234285 | Motor-protective circuit breaker, switch type, 3-pole, 6-10 A
J7MN-3P-13 | 25220 | 234286 | Motor-protective circuit breaker, switch type, 3-pole, 9-13 A
J7MN-3P-17 | 25220 | 234287 | Motor-protective circuit breaker, switch type, 3-pole, 11-17 A
J7MN-3P-1E6 | 21650 | 234280 | Motor-protective circuit breaker, switch type, 3-pole, 1-1.6 A
J7MN-3P-22 | 25220 | 234288 | Motor-protective circuit breaker, switch type, 3-pole, 14-22 A
J7MN-3P-26 | 25220 | 234289 | Motor-protective circuit breaker, switch type, 3-pole, 18-26 A
J7MN-3P-2E5 | 21650 | 234281 | Motor-protective circuit breaker, switch type, 3-pole, 1.6-2.5 A
J7MN-3P-32 | 27970 | 234290 | Motor-protective circuit breaker, switch type, 3-pole, 22-32 A
J7MN-3P-4 | 21650 | 234282 | Motor-protective circuit breaker, switch type, 3-pole, 2.5-4 A
J7MN-3P-6 | 21650 | 234283 | Motor-protective circuit breaker, switch type, 3-pole, 4-6 A
J7MN-3P-8 | 21650 | 234284 | Motor-protective circuit breaker, switch type, 3-pole, 5-8 A
J7MN-3P-E16 | 17990 | 234275 | Motor-protective circuit breaker, switch type, 3-pole, 0.10-0.16 A
J7MN-3P-E25 | 18010 | 234276 | Motor-protective circuit breaker, switch type, 3-pole, 0.16-0.25 A
J7MN-3P-E4 | 18010 | 234277 | Motor-protective circuit breaker, switch type, 3-pole, 0.25-0.4 A
J7MN-3P-E63 | 19190 | 234278 | Motor-protective circuit breaker, switch type, 3-pole, 0.4 A-0.63 A
J7MN-3R-1 | 23590 | 234295 | Motor-protective circuit breaker, rotary type, 3-pole, 0.63-1 A
J7MN-3R-10 | 28740 | 234301 | Motor-protective circuit breaker, rotary type, 3-pole, 6-10 A
J7MN-3R-13 | 28740 | 234302 | Motor-protective circuit breaker, rotary type, 3-pole, 9-13 A
J7MN-3R-17 | 28740 | 234303 | Motor-protective circuit breaker, rotary type, 3-pole, 11-17 A
J7MN-3R-1E6 | 25040 | 234296 | Motor-protective circuit breaker, rotary type, 3-pole, 1-1.6 A
J7MN-3R-22 | 32380 | 234304 | Motor-protective circuit breaker, rotary type, 3-pole, 14-22 A
J7MN-3R-26 | 32380 | 234305 | Motor-protective circuit breaker, rotary type, 3-pole, 18-26 A
J7MN-3R-2E5 | 25060 | 234297 | Motor-protective circuit breaker, rotary type, 3-pole, 1.6-2.5 A
J7MN-3R-32 | 32380 | 234306 | Motor-protective circuit breaker, rotary type, 3-pole, 22-32 A
J7MN-3R-4 | 25060 | 234298 | Motor-protective circuit breaker, rotary type, 3-pole, 2.5-4 A
J7MN-3R-6 | 25040 | 234299 | Motor-protective circuit breaker, rotary type, 3-pole, 4-6 A
J7MN-3R-8 | 25040 | 234300 | Motor-protective circuit breaker, rotary type, 3-pole, 5-8 A
J7MN-3R-E16 | 23580 | 234291 | Motor-protective circuit breaker, rotary type, 3-pole, 0.10-0.16 A
J7MN-3R-E25 | 23580 | 234292 | Motor-protective circuit breaker, rotary type, 3-pole, 0.16-0.25 A
J7MN-3R-E4 | 23580 | 234293 | Motor-protective circuit breaker, rotary type, 3-pole, 0.25-0.4 A
J7MN-3R-E63 | 23580 | 234294 | Motor-protective circuit breaker, rotary type, 3-pole, 0.4-0.63 A
J7MN-6R-26 | 60300 | 234307 | Motor-protective circuit breaker, rotary type, 3-pole, 18-26 A
J7MN-6R-32 | 67650 | 234308 | Motor-protective circuit breaker, rotary type, 3-pole, 22-32 A
J7MN-6R-40 | 79050 | 234309 | Motor-protective circuit breaker, rotary type, 3-pole, 28-40 A
J7MN-6R-50 | 91500 | 234310 | Motor-protective circuit breaker, rotary type, 3-pole, 34-50 A
J7MN-6R-63 | 97500 | 234311 | Motor-protective circuit breaker, rotary type, 3-pole, 45-63 A
J7MN-9R-100 | 126800 | 234315 | Motor-protective circuit breaker, rotary type, 3-pole, 80-100 A
J7MN-9R-63 | 97500 | 234312 | Motor-protective circuit breaker, rotary type, 3-pole, 45-63 A
J7MN-9R-75 | 107300 | 234313 | Motor-protective circuit breaker, rotary type, 3-pole, 55-75 A
J7MN-9R-90 | 115100 | 234314 | Motor-protective circuit breaker, rotary type, 3-pole, 70-90 A
J7TC-01-10 | 19260 | 691092 | Thermal Overload Relay, Push-In Plus Terminals, Current setting range thermal overload release 7 - 10.5 A, H×W×D 79.5 x 45 x 55.5 mm
J7TC-01-13 | 19260 | 691091 | Thermal Overload Relay, Push-In Plus Terminals, Current setting range thermal overload release 9 - 13 A, H×W×D 79.5 x 45 x 55.5 mm
J7TC-01-1E2 | 19260 | 691097 | Thermal Overload Relay, Push-In Plus Terminals, Current setting range thermal overload release 0.8 - 1.2 A, H×W×D 79.5 x 45 x 55.5 mm
J7TC-01-1E4 | 19260 | 691096 | Thermal Overload Relay, Push-In Plus Terminals, Current setting range thermal overload release 0.95 - 1.45 A, H×W×D 79.5 x 45 x 55.5 mm
J7TC-01-1E6 | 19730 | 690042 | Thermal Overload Relay, Push-In Plus Terminals, Current setting range thermal overload release 1.1 - 1.65 A, H×W×D 79.5 x 45 x 55.5 mm
J7TC-01-2E1 | 19260 | 691095 | Thermal Overload Relay, Push-In Plus Terminals, Current setting range thermal overload release 1.4 - 2.1 A, H×W×D 79.5 x 45 x 55.5 mm
J7TC-01-2E6 | 19730 | 690041 | Thermal Overload Relay, Push-In Plus Terminals, Current setting range thermal overload release 1.7 - 2.6 A, H×W×D 79.5 x 45 x 55.5 mm
J7TC-01-3E4 | 19260 | 691094 | Thermal Overload Relay, Push-In Plus Terminals, Current setting range thermal overload release 2.2 - 3.4 A, H×W×D 79.5 x 45 x 55.5 mm
J7TC-01-4E2 | 19730 | 690040 | Thermal Overload Relay, Push-In Plus Terminals, Current setting range thermal overload release 2.8 - 4.2 A, H×W×D 79.5 x 45 x 55.5 mm
J7TC-01-6 | 19730 | 690039 | Thermal Overload Relay, Push-In Plus Terminals, Current setting range thermal overload release 4 - 6 A, H×W×D 79.5 x 45 x 55.5 mm
J7TC-01-7E5 | 19260 | 691093 | Thermal Overload Relay, Push-In Plus Terminals, Current setting range thermal overload release 5 - 7.5 A, H×W×D 79.5 x 45 x 55.5 mm
J7TC-01-9 | 19730 | 690038 | Thermal Overload Relay, Push-In Plus Terminals, Current setting range thermal overload release 6- 9 A, H×W×D 79.5 x 45 x 55.5 mm
J7TC-01-E15 | 19260 | 691103 | Thermal Overload Relay, Push-In Plus Terminals, Current setting range thermal overload release 0.1 - 0.15 A, H×W×D 79.5 x 45 x 55.5 mm
J7TC-01-E20 | 19260 | 691102 | Thermal Overload Relay, Push-In Plus Terminals, Current setting range thermal overload release 0.13 - 0.2 A, H×W×D 79.5 x 45 x 55.5 mm
J7TC-01-E27 | 19260 | 691101 | Thermal Overload Relay, Push-In Plus Terminals, Current setting range thermal overload release 0.18 - 0.27 A, H×W×D 79.5 x 45 x 55.5 mm
J7TC-01-E36 | 19260 | 691100 | Thermal Overload Relay, Push-In Plus Terminals, Current setting range thermal overload release 0.24 - 0.36 A, H×W×D 79.5 x 45 x 55.5 mm
J7TC-01-E52 | 19260 | 691099 | Thermal Overload Relay, Push-In Plus Terminals, Current setting range thermal overload release 0.34 - 0.52 A, H×W×D 79.5 x 45 x 55.5 mm
J7TC-01-E72 | 19730 | 690043 | Thermal Overload Relay, Push-In Plus Terminals, Current setting range thermal overload release 0.48 - 0.72 A, H×W×D 79.5 x 45 x 55.5 mm
J7TC-01-E96 | 19260 | 691098 | Thermal Overload Relay, Push-In Plus Terminals, Current setting range thermal overload release 0.64 - 0.96 A, H×W×D 79.5 x 45 x 55.5 mm
J7TKN-A-11 | 16570 | 197815 | Overload relay, 3-pole, 8-11A, direct mounting on J7KNA or J7KN10-22, hand reset
J7TKN-A-14 | 16570 | 197816 | Overload relay, 3-pole, 10-14A, direct mounting on J7KNA or J7KN10-22, hand reset
J7TKN-A-1E2 | 14410 | 197809 | Overload relay, 3-pole, 0.8-1.2 A, direct mounting on J7KNA or J7KN10-22, manual reset
J7TKN-A-1E8 | 14410 | 197810 | Overload relay, 3-pole, 1.2-1.8 A, direct mounting on J7KNA or J7KN10-22, manual reset
J7TKN-A-2E7 | 14410 | 197811 | Overload relay, 3-pole, 1.8-2.7 A, direct mounting on J7KNA or J7KN10-22, manual reset
J7TKN-A-4 | 14410 | 197812 | Overload relay, 3-pole, 2.7-4 A, direct mounting on J7KNA or J7KN10-22, manual reset
J7TKN-A-6 | 14410 | 197813 | Overload relay, 3-pole, 4-6 A, direct mounting on J7KNA or J7KN10-22, manual reset
J7TKN-A-9 | 14410 | 197814 | Overload relay, 3-pole, 6-9 A, direct mounting on J7KNA or J7KN10-22, manual reset
J7TKN-AA-11 | 21920 | 197828 | Overload relay, 3-pole, 8 - 11 A, direct mounting on J7KNA or J7KN10-22, auto reset
J7TKN-AA-14 | 21920 | 197829 | Overload relay, 3-pole, 10 - 14 A, direct mounting on J7KNA or J7KN10-22, auto reset
J7TKN-AA-1E2 | 19780 | 197822 | Overload relay, 3-pole, 0.8-1.2 A, direct mounting on J7KNA or J7KN10-22, auto reset
J7TKN-AA-1E8 | 19780 | 197823 | Overload relay, 3-pole, 1.2-1.8 A, direct mounting on J7KNA or J7KN10-22, auto reset
J7TKN-AA-2E7 | 19780 | 197824 | Overload relay, 3-pole, 1.8-2.7 A, direct mounting on J7KNA or J7KN10-22, auto reset
J7TKN-AA-4 | 19780 | 197825 | Overload relay, 3-pole, 2.7-4 A, direct mounting on J7KNA or J7KN10-22, auto reset
J7TKN-AA-6 | 19780 | 197826 | Overload relay, 3-pole, 4-6 A, direct mounting on J7KNA or J7KN10-22, auto reset
J7TKN-AA-9 | 19780 | 197827 | Overload relay, 3-pole, 6-9 A, direct mounting on J7KNA or J7KN10-22, auto reset
J7TKN-AA-E18 | 19790 | 197817 | Overload relay, 3-pole, 0.12-0.18 A, direct mounting on J7KNA or J7KN10-22, auto reset
J7TKN-AA-E27 | 19780 | 197818 | Overload relay, 3-pole, 0.18-0.27 A, direct mounting on J7KNA or J7KN10-22, auto reset
J7TKN-AA-E4 | 19780 | 197819 | Overload relay, 3-pole, 0.27-0.4 A, direct mounting on J7KNA or J7KN10-22, auto reset
J7TKN-AA-E6 | 19780 | 197820 | Overload relay, 3-pole, 0.4-0.6 A, direct mounting on J7KNA or J7KN10-22, auto reset
J7TKN-AA-E9 | 19780 | 197821 | Overload relay, 3-pole, 0.6-0.9 A, direct mounting on J7KNA or J7KN10-22, auto reset
J7TKN-AB-11 | 19290 | 353700 | Overload relay, 3-pole, 8-11A, direct mounting on J7KN(G)10-22, hand reset
J7TKN-AB-14 | 19290 | 353701 | Overload relay, 3-pole, 10-14A, direct mounting on J7KN(G)10-22, hand reset
J7TKN-AB-18 | 19290 | 353702 | Overload relay, 3-pole, 13-18A, direct mounting on J7KN(G)10-22, hand reset
J7TKN-AB-1E2 | 16130 | 353694 | Overload relay, 3-pole, 0.8-1.2A, direct mounting on J7KN(G)10-22, hand reset
J7TKN-AB-1E8 | 16130 | 353695 | Overload relay, 3-pole, 1.2-1.8A, direct mounting on J7KN(G)10-22, hand reset
J7TKN-AB-23 | 19290 | 353703 | Overload relay, 3-pole, 17-23A, direct mounting on J7KN(G)10-22, hand reset
J7TKN-AB-2E7 | 16130 | 353696 | Overload relay, 3-pole, 1.8-2.7A, direct mounting on J7KN(G)10-22, hand reset
J7TKN-AB-30 | 22410 | 353704 | Overload relay, 3-pole, 22-30A, direct mounting on J7KN(G)10-22, hand reset
J7TKN-AB-4 | 16130 | 353697 | Overload relay, 3-pole, 2.7-4A, direct mounting on J7KN(G)10-22, hand reset
J7TKN-AB-6 | 16130 | 353698 | Overload relay, 3-pole, 4-6A, direct mounting on J7KN(G)10-22, hand reset
J7TKN-AB-9 | 16130 | 353699 | Overload relay, 3-pole, 6-9A, direct mounting on J7KN(G)10-22, hand reset
J7TKN-AB-E18 | 16870 | 353689 | Overload relay,3-pole,0.12-0.18A,direct mounting on J7KN(G)10-22,hand reset
J7TKN-AB-E27 | 16130 | 353690 | Overload relay,3-pole,0.18-0.27A,direct mounting on J7KN(G)10-22,hand reset
J7TKN-AB-E4 | 16870 | 353691 | Overload relay,3-pole,0.27-0.4A,direct mounting on J7KN(G)10-22, hand reset
J7TKN-AB-E6 | 16870 | 353692 | Overload relay, 3-pole, 0.4-0.6A, direct mounting on J7KN(G)10-22, hand reset
J7TKN-AB-E9 | 16870 | 353693 | Overload relay, 3-pole, 0.6-0.9A, direct mounting on J7KN(G)10-22, hand reset
J7TKN-A-E18 | 14410 | 197804 | Overload relay, 3-pole, 0.12-0.18 A, direct mounting on J7KNA or J7KN10-22, manual reset
J7TKN-A-E27 | 14410 | 197805 | Overload relay, 3-pole, 0.18-0.27 A, direct mounting on J7KNA or J7KN10-22, manual reset
J7TKN-A-E4 | 14410 | 197806 | Overload relay, 3-pole, 0.27-0.4 A, direct mounting on J7KNA or J7KN10-22, manual reset
J7TKN-A-E6 | 14410 | 197807 | Overload relay, 3-pole, 0.4-0.6 A, direct mounting on J7KNA or J7KN10-22, manual reset
J7TKN-A-E9 | 14410 | 197808 | Overload relay, 3-pole, 0.6-0.9 A, direct mounting on J7KNA or J7KN10-22, manual reset
J7TKN-B-11 | 16470 | 148116 | Overload relay, 3-pole, 8-11 A, direct mounting on J7KN10-40, hand and auto reset
J7TKN-B-14 | 16480 | 118708 | Overload relay, 3-pole, 10-14 A, direct mounting on J7KN10-40, hand and auto reset
J7TKN-B-18 | 16480 | 118709 | Overload relay, 3-pole, 13-18 A, direct mounting on J7KN10-40, hand and auto reset
J7TKN-B-1E2 | 13910 | 154763 | Overload relay, 3-pole, 0.8-1.2 A, direct mounting on J7KN10-40, hand and auto reset
J7TKN-B-1E8 | 13910 | 118706 | Overload relay, 3-pole, 1.2-1.8 A, direct mounting on J7KN10-40, hand and auto reset
J7TKN-B-24 | 16480 | 118710 | Overload relay, 3-pole, 17-24 A, direct mounting on J7KN10-40, hand and auto reset
J7TKN-B-2E7 | 13910 | 148115 | Overload relay, 3-pole, 1.8-2.7 A, direct mounting on J7KN10-40, hand and auto reset
J7TKN-B-32 | 25610 | 118711 | Overload relay, 3-pole, 23-32 A, direct mounting on J7KN10-40, hand and auto reset
J7TKN-B-4 | 13910 | 118707 | Overload relay, 3-pole, 2.7-4 A, direct mounting on J7KN10-40, hand and auto reset
J7TKN-B-6 | 13910 | 149068 | Overload relay, 3-pole, 4-6 A, direct mounting on J7KN10-40, hand and auto reset
J7TKN-B-9 | 13910 | 142631 | Overload relay, 3-pole, 6-9 A, direct mounting on J7KN10-40, hand and auto reset
J7TKN-B-E18 | 13910 | 158041 | Overload relay, 3-pole, 0.12-0.18 A, direct mounting on J7KN10-40, hand and auto reset
J7TKN-B-E27 | 13910 | 118703 | Overload relay, 3-pole, 0.18-0.27 A, direct mounting on J7KN10-40, hand and auto reset
J7TKN-B-E4 | 13910 | 118704 | Overload relay, 3-pole, 0.27-0.4 A, direct mounting on J7KN10-40, hand and auto reset
J7TKN-B-E6 | 13910 | 154762 | Overload relay, 3-pole, 0.4-0.6 A, direct mounting on J7KN10-40, hand and auto reset
J7TKN-B-E9 | 13910 | 118705 | Overload relay, 3-pole, 0.6-0.9 A, direct mounting on J7KN10-40, hand and auto reset
J7TKN-C-42 | 26280 | 118712 | Overload relay, 3-pole, 28-42 A, direct mounting on J7KN24-40, hand and auto reset
J7TKN-D-52 | 35500 | 118713 | Overload relay, 3-pole, 40-52 A, direct mounting on J7KN50-74, hand and auto reset
J7TKN-D-65 | 35500 | 118618 | Overload relay, 3-pole, 52-65 A, direct mounting on J7KN50-74, hand and auto reset
J7TKN-D-74 | 44510 | 118619 | Overload relay, 3-pole, 60-74 A, direct mounting on J7KN50-74, hand and auto reset
J7TKN-E-120 | 67000 | 142504 | Overload relay, 3-pole, 80-120 A, separate mounting, hand reset
J7TKN-E-90 | 61500 | 118620 | Overload relay, 3-pole, 60-90 A, separate mounting, hand reset
J7TKN-F-180 | 207100 | 245109 | Overload relay, 3-pole, 120-180 A, J7KN-151..176, manual reset, seperate mounting
J7TKN-G-216 | 219300 | 245110
JAPMC-CM2300-E | 345700 | 321967 | Ethernet communication module (RS-232C)
JEPMC-MP2300-E | 2626000 | 306791 | MP2300 standalone motion controller module, CPU included, 1 channel for MECHATROLINK-II
JEPMC-W6002-01-E | 48600 | 249574
JEPMC-W6003-01-E-G5 | 66950 | 382709 | Mechatrolink II connecting cable, 1 m
JEPMC-W6003-03-E-G5 | 73350 | 382710 | Mechatrolink II connecting cable, 3 m
JEPMC-W6003-05-E-G5 | 77600 | 382711 | Mechatrolink II connecting cable, 5 m
JEPMC-W6003-10-E-G5 | 94950 | 382712 | Mechatrolink II connecting cable, 10 m
JEPMC-W6003-20-E-G5 | 129800 | 382713 | Mechatrolink II connecting cable, 20 m
JEPMC-W6003-30-E-G5 | 159700 | 382714 | Mechatrolink II connecting cable, 30 m
JEPMC-W6003-A5-E-G5 | 65300 | 382715 | Mechatrolink II connecting cable, 0.5 m
JEPMC-W6022-E | 22370 | 249677 | Terminating resistor for Mechatrolink II network
JOHB-Q2V | 15610 | 690245 | Q2V option card enclosure
JUSP-BA01-E | 42680 | 668932 | Battery case Sigma2
JUSP-OP05A-1-E | 230400 | 236507
JUSP-RA18 | 255400 | 352059 | Regenerative resistor unit for SGDH-60/75-DE-OY, 18 Ohm, 880 W
JUSP-RA19-E | 755900 | 324004 | Regenerative resistor unit for SGDH-1 A/1E-DE-OY, 14.8 ohm, 1760 W
JUSP-TA50PG-E | 159800 | 658894 | Sigma5 Connector Terminal Converter Unit for I/O Signals with 0.5 m cable
JVOP-161 | 49790 | 194736
JVOP-180 | 54450 | 241589 | LCD remote operator
JVOP-181 | 100300 | 239699 | USB converter unit with copy and backup function
JVOP-182 | 23400 | 252658 | LED remote operator
JVOP-KPBCH04AAZ | 15610 | 690779 | Blank cover kit for Q2V
JVOP-KPLCA04AEZ | 115400 | 690347 | Q2 LCD Keypad (w/o Bluetooth)
JVOP-KPLCC04ABZ | 202200 | 693138 | Q2 LCD Keypad (with Bluetooth)
JZA20P1BAA | 73400 | 246651 | Inverter drive, 0.1kW, 0.8A, 200 VAC, 3-phase, max. output freq. 400Hz
JZA20P2BAA | 75450 | 246652 | Inverter drive, 0.25kW, 1.6A, 200 VAC, 3-phase, max. output freq. 400Hz
JZA20P4BAA | 81900 | 246653 | Inverter drive, 0.55kW, 3.0A, 200 VAC, 3-phase, max. output freq. 400Hz
JZA20P7BAA | 92600 | 246654 | Inverter drive, 1.1kW, 5.0A, 200 VAC, 3-phase, max. output freq. 400Hz
JZA21P5BAA | 116000 | 246655 | Inverter drive, 1.5kW, 8.0A, 200 VAC, 3-phase, max. output freq. 400Hz
JZA22P2BAA | 140700 | 246656 | Inverter drive, 2.2kW, 11.0A, 200 VAC, 3-phase, max. output freq. 400Hz
JZA24P0BAA | 191200 | 246657 | Inverter drive, 4.0kW, 9.2A, 200 VAC, 3-phase, max. output freq. 400Hz
JZA40P2BAA | 112800 | 246658 | Inverter drive, 0.37kW, 1.2A, 415 VAC, 3-phase, max. output freq. 400Hz
JZA40P4BAA | 121600 | 246659 | Inverter drive, 0.55kW, 1.8A, 415 VAC, 3-phase, max. output freq. 400Hz
JZA40P7BAA | 138500 | 246660 | Inverter drive, 1.1kW, 3.4A, 415 VAC, 3-phase, max. output freq. 400Hz
JZA41P5BAA | 158500 | 246661 | Inverter drive, 1.5kW, 4.8A, 415 VAC, 3-phase, max. output freq. 400Hz
JZA42P2BAA | 189200 | 246662 | Inverter drive, 2.2kW, 5.5A, 415 VAC, 3-phase, max. output freq. 400Hz
JZA43P0BAA | 220300 | 246663 | Inverter drive, 3.0kW, 7.2A, 415 VAC, 3-phase, max. output freq. 400Hz
JZA44P0BAA | 227400 | 246664 | Inverter drive, 4.0kW, 9.2A, 415 VAC, 3-phase, max. output freq. 400Hz
JZAB0P1BAA | 66550 | 246646 | Inverter drive, 0.1kW, 0.8A, 240 VAC, single-phase, max. output freq. 400Hz
JZAB0P2BAA | 69400 | 246647 | Inverter drive, 0.25kW, 1.6A, 240 VAC, single-phase, max. output freq. 400Hz
JZAB0P4BAA | 77600 | 246648 | Inverter drive, 0.55kW, 3A, 240 VAC, single-phase, max. output freq. 400Hz
JZAB0P7BAA | 92500 | 246649 | Inverter drive, 1.1kW, 5A, 240 VAC, single-phase, max. output freq. 400Hz
JZAB1P5BAA | 124600 | 246650 | Inverter drive, 1.5kW, 8A, 240 VAC, single-phase, max. output freq. 400Hz
JZDP-D005-000-E | 183500 | 354761
JZDP-D008-189-E | 226500 | 323765 | Serial Converter
JZDP-D008-190-E | 226500 | 323766 | Serial Converter
JZDP-D008-259-E | 226500 | 323777 | Serial Converter
JZDP-D008-261-E | 226500 | 323779 | Serial Converter
JZDP-D008-262-E | 148900 | 377213
JZDP-D008-338-E | 199500 | 323786 | Serial Converter
JZSP-BA01 | 22720 | 149040 | Battery for 30 W to 5 kW drives
JZSP-BA01-1 | 34080 | 182711 | Battery for 6 to 15 kW drives
JZSP-CHM000-01-5E | 39420 | 231439 | Junma series power cable, non-IP67 connectors, flexible type, 1.5 m
JZSP-CHM000-03-E | 41940 | 231440 | Junma series power cable, non-IP67 connectors, flexible type, 3 m
JZSP-CHM000-05-E | 49380 | 231441 | Junma series power cable, non-IP67 connectors, flexible type, 5 m
JZSP-CHM000-05-ME | 65350 | 247394 | Power cable w/o brake 5 m
JZSP-CHM000-10-E | 68000 | 231442 | Junma series power cable, non-IP67 connectors, flexible type, 10 m
JZSP-CHM000-15-E | 86750 | 231443 | Junma series power cable, non-IP67 connectors, flexible type, 15 m
JZSP-CHM000-20-E | 105300 | 231444 | Junma series power cable, non-IP67 connectors, flexible type, 20 m
JZSP-CHM030-01-5E | 44240 | 231445 | Junma series power cable, non-IP67 connectors, flexible type, 1.5 m, braked motors
JZSP-CHM030-01-5ME | 62850 | 247398 | Power cable with brake 1.5 m
JZSP-CHM030-05-E | 63900 | 231447 | Junma series power cable, non-IP67 connectors, flexible type, 5 m, braked motors
JZSP-CHM030-10-E | 92100 | 231448 | Junma series power cable, non-IP67 connectors, flexible type, 10 m, braked motors
JZSP-CHM030-10-ME | 110600 | 247401 | Power cable with brake 10 m
JZSP-CHM030-15-ME | 138800 | 247402 | Power cable with brake 15 m
JZSP-CHM030-20-E | 148100 | 231450 | Junma series power cable, non-IP67 connectors, flexible type, 20 m, braked motors
JZSP-CHM030-20-ME | 166900 | 247403 | Power cable with brake 20 m
JZSP-CHP800-01-5E | 61350 | 231451 | Junma series encoder cable, non-IP67 connectors, flexible type, 1.5m
JZSP-CHP800-03-ME | 90550 | 247405 | Encoder cable 3 m
JZSP-CHP800-05-E | 69550 | 231453 | Junma series encoder cable, non-IP67 connectors, flexible type, 5m
JZSP-CHP800-05-ME | 92450 | 247406 | Encoder cable 5m
JZSP-CHP800-10-E | 84250 | 231454 | Junma series encoder cable, non-IP67 connectors, flexible type, 10m
JZSP-CHP800-10-ME | 111200 | 247407 | Encoder cable 10 m
JZSP-CHP800-15-E | 99000 | 231455 | Junma series encoder cable, non-IP67 connectors, flexible type, 15m
JZSP-CHP800-15-ME | 125700 | 247408 | Encoder cable 15m
JZSP-CHP800-20-E | 113700 | 231456 | Junma series encoder cable, non-IP67 connectors, flexible type, 20m
JZSP-CLL00-03-E | 54700 | 171453 | Extension cable for Renishaw Linear Encoders
JZSP-CLL10-03-E | 51650 | 171458 | Extension cable for Hall Sensor
JZSP-CLN11-05-E | 60400 | 249624
JZSP-CLP70-03-E-G5 | 54650 | 691194 | CN2 to Serial Converter Cable for SGLGW, SGLFW, and SGLTW Linear Motors
JZSP-CLP70-05-E-G5 | 66900 | 691196 | CN2 to Serial Converter Cable for SGLGW, SGLFW, and SGLTW Linear Motors
JZSP-CLP70-10-E-G5 | 117800 | 691195 | CN2 to Serial Converter Cable for SGLGW, SGLFW, and SGLTW Linear Motors
JZSP-CLP70-15-E-G5 | 157300 | 691193 | CN2 to Serial Converter Cable for SGLGW, SGLFW, and SGLTW Linear Motors
JZSP-CMP9-1-E | 10090 | 365008 | Sigma II servo driver CN2 (encoder) connector kit
JZSP-CMP9-1-E-G1 | 8725 | 244507 | Sigma V servo driver CN2 (encoder) connector
JZSP-CMP9-2-E | 19430 | 249583
JZSP-CVB12-01-5E-E | 38880 | 340816 | Sigma 5 motor separate brake cable, 1.5 m
JZSP-CVB12-03-E-E | 40080 | 340817 | Sigma 5 motor separate brake cable, 3 m
JZSP-CVB12-05-E-E | 42300 | 340818 | Sigma 5 motor separate brake cable, 5 m
JZSP-CVB12-10-E-E | 47870 | 340819 | Sigma 5 motor separate brake cable, 10 m
JZSP-CVB12-15-E-E | 53450 | 340820 | Sigma 5 motor separate brake cable, 15 m
JZSP-CVB12-20-E-E | 58950 | 340821 | Sigma 5 motor separate brake cable, 20 m
JZSP-CVH03-03-E-G5 | 33420 | 670972 | safety cable
JZSP-CVH05-E | 17100 | 262490
JZSP-CVM9-1-E | 22470 | 244521 | Motor power connector kit for SGMGV from 0.3kW to 0.45kW with holding brake
JZSP-CVMCA11-05-E-G5 | 103800 | 378090 | Flexible Angled Connector CE05 Power cable (5 m) for SGMGV (0.85 kW)
JZSP-CVMCA11-15-E-G5 | 156700 | 378092 | Flexible Angled Connector CE05 Power cable (15 m) for SGMGV (0.85 kW)
JZSP-CVMCA12-03-E-G5 | 95500 | 372585 | Sigma 5 servo series power cable - 3 m, suitable for GV series motors, 1.3 to 1.8 kW, 200 VAC
JZSP-CVMCA12-05-E-G5 | 142100 | 367441 | Sigma V servo motor (with(extra cable required) & without brake) cable, 5m( for SGMGV-(13/20)D@A@@-OY, SGMSV-(15/20/25)D@A@@-OY)
JZSP-CVMCA12-10-E-G5 | 139500 | 372586
JZSP-CVMCA12-15-E-G5 | 236100 | 367442 | Sigma V servo motor (with(extra cable required) & without brake) cable, 15m( for SGMGV-(13/20)D@A@@-OY, SGMSV-(15/20/25)D@A@@-OY)
JZSP-CVMCA13-05-E-G5 | 136800 | 378094 | Flexible Angled Connector CE05 Power cable (5 m) for SGMGV (2.9-4.4 kW)
JZSP-CVMCA13-10-E-G5 | 172600 | 378095 | Flexible Angled Connector CE05 Power cable (10 m) for SGMGV (2.9-4.4 kW)
JZSP-CVMCA13-15-E-G5 | 211000 | 378096 | Flexible Angled Connector CE05 Power cable (15 m) for SGMGV (2.9-4.4 kW)
JZSP-CVP12-01-5E-E | 63150 | 340762 | Sigma V 1.5m encoder cable incremental for SGMGV/SV
JZSP-CVP12-03-E-E | 66750 | 340763 | Sigma V 3 m encoder cable incremental for SGMGV/SV
JZSP-CVP12-05-E-E | 83250 | 340764 | Sigma V 5m encoder cable incremental for SGMGV/SV
JZSP-CVP12-10-E-E | 96850 | 340765 | Sigma V 10m encoder cable incremental for SGMGV/SV
JZSP-CVP12-15-E-E | 110500 | 340766 | Sigma V 15m encoder cable incremental for SGMGV/SV
JZSP-CVP12-20-E-E | 124100 | 340767 | Sigma V 20m encoder cable incremental for SGMGV/SV
JZSP-CVP27-03-E-G5 | 106400 | 392416 | Encoder cable for abs encoder, flexible with connector, 3m, L-shaped plug for SGMGV
JZSP-CVP27-05-G5 | 116100 | 392417 | Encoder cable for abs encoder, flexible with connector, 5m, L-shaped plug, for SGMGV
JZSP-CVP27-10-G5 | 134800 | 391921 | Accessory encoder cable Sigma 5
JZSP-CVP27-15-G5 | 153600 | 392418 | Encoder cable for abs encoder, flexible with connector, 15m, L-shaped plug, for SGMGV
JZSP-CVP27-20-E-G5 | 172500 | 392419 | Encoder cable for abs encoder, flexible with connector, 20m, L-shaped plug, for SGMGV
JZSP-CVS05-A3-E | 92450 | 252607 | Digital operator converter cable with connectors at both ends, length 0.3 m
JZSP-CVS06-02-E | 51450 | 251939 | Sigma V, USB Mini Connector cable
JZSP-CSI01-1-E | 83050 | 244518
JZSP-CSI01-2-E | 101700 | 244519
JZSP-CSI01-3-E | 112100 | 244520
JZSP-CSI02-1-E | 53350 | 342829
JZSP-CSI02-2-E | 54950 | 342830
JZSP-CSI02-3-E | 84250 | 342831
JZSP-CSI9-1-E | 33710 | 244517
JZSP-CSI9-2-E | 31810 | 236506 | Sigma V servo driver CN1 (control I/O) connector kit MLII type
JZSP-CSM21-01-5E-E | 40220 | 340768
JZSP-CSM21-03-E-E | 42420 | 340769 | Sigma 5 servo power cable, AV series, 3 m
JZSP-CSM21-05-E-E | 53450 | 340770 | Sigma 5 servo power cable, AV series, 5 m
JZSP-CSM21-10-E-E | 62100 | 340771 | Sigma 5 servo power cable, AV series, 10 m
JZSP-CSM21-15-E-E | 70900 | 340772 | Sigma 5 servo power cable, AV series, 15 m
JZSP-CSM21-20-E-E | 76950 | 340773 | Sigma 5 servo power cable, AV series, 20 m
JZSP-CSM21-30-E-E | 83500 | 390647
JZSP-CSM22-01-5E-E | 40740 | 340780 | Sigma 5 servo power cable, AV series, 1.5 m, mid power
JZSP-CSM22-03-E-E | 42950 | 340781 | Sigma 5 servo power cable, AV series, 3 m, mid power
JZSP-CSM22-03-E-G5 | 47600 | 668339 | Cable Assy Servo Motor Power 3 m
JZSP-CSM22-05-E-E | 54350 | 340782 | Sigma 5 servo power cable, AV series, 5 m, mid power
JZSP-CSM22-10-E-E | 63800 | 340783 | Sigma 5 servo power cable, AV series, 10 m, mid power
JZSP-CSM22-15-E-E | 73300 | 340784 | Sigma 5 servo power cable, AV series, 15 m, mid power
JZSP-CSM22-20-E-E | 81100 | 340785 | Sigma 5 servo power cable, AV series, 20 m, mid power
JZSP-CSM22-30-E-E | 76500 | 390646
JZSP-CSM23-01-5E-E | 48010 | 340792 | Sigma 5 power cable, 800 W 1.5 m, 200 VAC
JZSP-CSM23-03-E-E | 51650 | 340793 | Sigma 5 power cable, 800 W 3 m, 200 VAC
JZSP-CSM23-05-E-E | 65450 | 340794 | Sigma 5 power cable, 800 W, 5 m, 200 VAC
JZSP-CSM23-10-E-E | 94800 | 340795 | Sigma 5 power cable, 800 W, 10 m, 200 VAC
JZSP-CSM23-15-E-E | 122000 | 340796 | Sigma 5 power cable, 800 W, 15 m, 200 VAC
JZSP-CSM23-20-E-E | 153400 | 340797
JZSP-CSM31-03-E-E | 48610 | 340775 | Sigma V servo motor (with brake) cable, 3 m (for SGMJV-(A5/01)A@A@C-OY,SGMAV-(A5/01/C2)A@A@C-OY)
JZSP-CSM31-05-E-E | 58100 | 340776 | Sigma V servo motor (with brake) cable, 5 m (for SGMJV-(A5/01)A@A@C-OY,SGMAV-(A5/01/C2)A@A@C-OY)
JZSP-CSM31-10-E-E | 68450 | 340777 | Sigma V servo motor (with brake) cable, 10 m (for SGMJV-(A5/01)A@A@C-OY,SGMAV-(A5/01/C2)A@A@C-OY)
JZSP-CSM31-15-E-E | 77250 | 340778 | Sigma V servo motor (with brake) cable, 15 m (for SGMJV-(A5/01)A@A@C-OY,SGMAV-(A5/01/C2)A@A@C-OY)
JZSP-CSM31-20-E-E | 87300 | 340779 | Sigma V servo motor (with brake) cable, 20 m (for SGMJV-(A5/01)A@A@C-OY,SGMAV-(A5/01/C2)A@A@C-OY)
JZSP-CSM32-01-5E-E | 45110 | 340786
JZSP-CSM32-03-E-E | 48030 | 340787
JZSP-CSM32-10-E-E | 71700 | 340789 | Flexible Power + Brake cable (10 m) for SGMAV/JV (0.20 to 0.55 kW)
JZSP-CSM32-15-E-E | 87300 | 340790
JZSP-CSM32-20-E-E | 100400 | 340791
JZSP-CSM33-03-E-E | 54000 | 340799
JZSP-CSM33-05-E-E | 66100 | 340800
JZSP-CSM33-10-E-E | 98450 | 340801 | Flexible Power + Brake cable(10m) for SGMAV/JV(0.75-1.00kW)
JZSP-CSM33-15-E-E | 124000 | 340802
JZSP-CSM33-20-E-E | 152100 | 340803
JZSP-CSM9-1-E-G1 | 18330 | 244509 | Sigma V Power conector kit
JZSP-CSP01-05-E | 56100 | 236503 | Sigma V 5m encoder cable incremental, (20metres or less)
JZSP-CSP01-10-E | 76450 | 245773 | Sigma V 10m encoder cable incremental, (20metres or less)
JZSP-CSP12-E-G5 | 112500 | 706814 | Sigma V 0.3 m absolute encoder cable extension with a battery case (still require R88A-CRWx0@@C-DE)
JZSP-CSP21-01-5E-E | 42300 | 340757 | Sigma V 1.5 m incremental encoder cable
JZSP-CSP21-03-E-E | 44740 | 340758 | Sigma V 3m incremental encoder cable
JZSP-CSP21-03-E-G5 | 47600 | 668341 | Cable Assy Encoder Servo Motor 3M
JZSP-CSP21-05-E-E | 62650 | 334080 | Sigma V 5m incremental encoder cable
JZSP-CSP21-10-E-E | 72000 | 340759 | Sigma V 10m incremental encoder cable
JZSP-CSP21-15-E-E | 81300 | 340760 | Sigma V 15m incremental encoder cable
JZSP-CSP21-20-E-E | 88850 | 340761 | Sigma V 20 m incremental encoder cable
JZSP-CSP25-03-E-G5 | 66300 | 366415 | Flexible Absolute Encoder cable(3m) for SGMAV/JV
JZSP-CSP25-05-E-G5 | 77850 | 367439 | Flexible Absolute Encoder cable(5m) for SGMAV/JV
JZSP-CSP25-10-E-G5 | 106000 | 367440
JZSP-CSP25-15-E-G5 | 170500 | 375016
JZSP-CSP9-2-E-G1 | 11790 | 244508 | Sigma V Encoder connector kit for SGMJV-@,SGMAV-@
JZSP-VVM21-01-5E-E | 55550 | 340804
JZSP-VVM21-03-E-E | 57800 | 340805 | Sigma 5 power cable, GV series, for 400 VAC up to 500 W models, 3 m
JZSP-VVM21-05-E-E | 61300 | 340806 | Sigma 5 power cable, GV series, for 400 VAC up to 500 W models, 5 m
JZSP-VVM21-10-E-E | 70000 | 340807 | Sigma 5 power cable, GV series, for 400 VAC up to 500 W models, 10 m
JZSP-VVM21-15-E-E | 78800 | 340808 | Sigma 5 power cable, GV series, for 400 VAC up to 500 W models, 15 m
JZSP-VVM21-20-E-E | 87550 | 340809
JZSP-VVM41-05-E-E | 66050 | 340812
JZSP-VVM41-10-E-E | 76300 | 340813
JZSP-VVM41-15-E-E | 84950 | 340814
JZSP-VVM41-20-E-E | 95000 | 340815
K2CM-1L | 144200 | 118388
K2CM-Q2H | 165700 | 118397
K32-23209 | 36440 | 106061 | Adapter for K3SC and RS232C serial cable, D-sub, 9 poles, male
K32-49HC | 2647 | 118244 | Hard cover for use with 96x48mm panel meter
K32-49SC | 12410 | 146531 | Splash-proof soft cover for use with 96x48mm panel meter
K32-BCD | 84150 | 180122 | Special BDC output cable for use with K3HB panel meters
K32-DICN | 13670 | 168466 | Special Cable (for event inputs with 8-pin connector)
K32-P1 | 3186 | 366275
K33-A | 21670 | 147813 | option board (Slot B), not compatible with K3N models, 12 VDC 80mA sensor power supply , not suitable for K3HB-V models
K33-B | 21670 | 168451 | option board (Slot B), not compatible with K3N models, 10 VDC 100mA sensor power supply for K3HB-V models
K33-CPA | 24240 | 105740 | option board (Slot B), not compatible with K3N models, 1 relay (PASS) SPDT and 12 VDC 80mA sensor power supply
K33-CPB | 25130 | 168450 | option board (Slot B), not compatible with K3N series, 1 relay (PASS) SPDT and 10 VDC 100mA power supply
K33-FLK1A | 44350 | 168456 | option board (Slot B), not compatible with K3N models, Communications RS-232C and 12 VDC 80mA sensor power supply
K33-FLK1B | 53000 | 168457 | option board (Slot B), not compatible with K3N models, Communications RS-232C and 10 VDC 100mA sensor power supply
K33-FLK3A | 44130 | 168458 | option board (Slot B), not compatible with K3N models, Communications RS-485 and 10 VDC 100mA sensor power supply
K33-FLK3B | 53000 | 168459 | option board (Slot B), not compatible with K3N models, Communications RS-485 and 10 VDC 100mA sensor power supply
K33-L1A | 84800 | 168452 | option board (Slot B), not compatible with K3N models, Linear DC (0)4-20mA Output and 12 VDC 80mA sensor power supply
K33-L1B | 95850 | 168453 | option board (Slot B), not compatible with K3N models, Linear DC (0)4-20mA Output and 12 VDC 80mA sensor power supply
K33-L2A | 69250 | 168454 | option board (Slot B), not compatible with K3N models, Linear DC(0)1-5V or 0 to 10V Output and 12 VDC 80mA sensor power supply
K33-L2B | 98100 | 168455 | option board (Slot B), not compatible with K3N models, Linear DC(0)1-5V or 0 to 10V Output and 12 VDC 80mA sensor power supply
K34-BCD | 69000 | 180123 | option board (Slot C), not compatible with K3N models, BCD + 5 transistor output For K3HB-C, P, or R models only
K34-C1 | 29230 | 155312 | option board (Slot C), not compatible with K3N models, 2 relays (High/Low) SPDT for each relay
K34-C2 | 36610 | 118248 | option board (Slot C), not compatible with K3N models, 4 relays (HH/H/L/LL) SPNO for each relay
K34-DRT | 133200 | 168460 | Option board (Slot B), DeviceNet communications
K34-T1 | 33410 | 118249 | option board (Slot C), not compatible with K3N models, 5 NPN open collector output (HH/H/PASS/L/LL)
K34-T2 | 33410 | 118250 | option board (Slot C), not compatible with K3N models, 5 PNP open collector output (HH/H/PASS/L/LL)
K35-1 | 25500 | 118251 | option board (Slot D), not compatible with K3N models, NPN open collecor event input card 5 points M3 terminal block
K35-2 | 25500 | 118252 | option board (Slot D),8 inputs (10-pin MIL connector), NPN open collector
K35-3 | 30750 | 144606 | option board (Slot D), not compatible with K3N models, PNP open collecor event input card 5 points M3 terminal block
K35-4 | 30750 | 118253 | option board (Slot D),8 inputs (10-pin MIL connector), PNP open collector
K3GN-NDC 24VDC | 112600 | 227823 | Digital panel meter, DIN48x24mm, DC voltage/current + NPN input, 2x relay outputs, includes color display function, 24VDC, without data transmission output
K3GN-NDC-FLK 24VDC | 139400 | 227826 | Digital panel meter, DIN48x24mm, DC voltage/current + NPN input, 2x relay outputs, RS-485 port data transmission output, includes color display function, 24VDC
K3GN-NDC-L1 24DC | 200500 | 227968 | Digital panel meter, DIN48x24mm, DC voltage/current + NPN input, 2x relay outputs, current output, includes color display function, 24VDC, without data transmission output
K3GN-NDC-L1-400 24DC | 236800 | 227974
K3GN-NDC-L2 24DC | 200500 | 227969 | Digital panel meter, DIN48x24mm, DC voltage/current + NPN input, 2x relay outputs, voltage output, includes color display function, 24VDC, none data transmission output
K3GN-NDT1 24VDC | 111000 | 227852 | Digital panel meter, DIN48x24 mm, DC voltage/current + NPN input, 3x NPN transistor outputs, includes color display function, without data transmission output
K3GN-NDT1-FLK 24VDC | 139400 | 227827 | Digital panel meter, DIN48x24mm, DC voltage/current + NPN input, 3x NPN transistor outputs, RS-485 port, includes color display function
K3GN-PDC 24VDC | 112600 | 227824 | Digital panel meter, DIN 48x24 mm, DC voltage/current + PNP input, 2x relay outputs, includes color display function, without data transmission output
K3GN-PDC-FLK 24VDC | 162200 | 227828 | Digital panel meter, DIN 48x24 mm, DC voltage/current + PNP input, 2x relay outputs, RS-485 port, includes color display function
K3GN-PDT2 24VDC | 115800 | 227825 | Digital panel meter, DIN 48x24 mm, DC voltage/current + PNP input, 3x PNP transistor outputs, includes color display function
K3GN-PDT2-FLK 24VDC | 139400 | 227829 | Digital panel meter, DIN 48x24 mm, DC voltage/current + PNP input, 3x PNP transistor outputs, RS-485 port, includes color display function
K3HB-CNB 100-240VAC | 176900 | 180120 | Digital panel meter, DIN1/8 (48(h) x 96(w)), 2 line display with dual color change for actual value, output and option slots, Up/Down counting pulse, 30Hz to 50kHz No voltage, voltage or NPN open collector, 100-240 VAC supply
K3HB-CNB 24VAC/VDC | 177900 | 180121 | Digital panel meter, DIN1/8 (48(h) x 96(w)), 2 line display with dual color change for actual value, output and option slots, Up/Down counting pulse, 30Hz to 50kHz No voltage, voltage or NPN open collector, 24 VAC/VDC supply
K3HB-CPB 100-240VAC | 177900 | 181447 | Digital panel meter, DIN1/8 (48(h) x 96(w)), 2 line display with dual color change for actual value, output and option slots, Up/Down counting pulse, 30Hz to 50kHz No voltage, voltage or PNP open collector, 100-240 VAC supply
K3HB-CPB 24VAC/VDC | 177900 | 181448 | Digital panel meter, DIN1/8 (48(h) x 96(w)), 2 line display with dual color change for actual value, output and option slots, Up/Down counting pulse, 30Hz to 50kHz No voltage, voltage or PNP open collector, 24 VAC/VDC supply
K3HB-HTA 100-240VAC | 203800 | 168448 | Digital panel meter, DIN1/8 (48(h) x 96(w)), 2 line display with dual color change for actual value, output and option slots, Temperature sensor inputS , PT100,K, J, T, E, L, U, N, R, S, B, W, 100-240 VAC supply
K3HB-HTA 24VAC/VDC | 203800 | 168449 | Digital panel meter, DIN1/8 (48(h) x 96(w)), 2 line display with dual color change for actual value, output and option slots, Temperature sensor inputS , PT100,K, J, T, E, L, U, N, R, S, B, W, 24 VAC/VDC supply
K3HB-PNB 100-240VAC | 177900 | 180116 | Digital panel meter, DIN1/8 (48(h) x 96(w)), 2 line display with dual color change for actual value, output and option slots, Time/Period indicator, 30Hz to 50kHz No voltage, voltage or NPN open collector, 100 to 240 VAC supply
K3HB-PNB 24VAC/VDC | 177900 | 180117 | Digital panel meter, DIN1/8 (48(h) x 96(w)), 2 line display with dual color change for actual value, output and option slots, Time/Period indicator, 30Hz to 50kHz No voltage, voltage or NPN open collector, 24 VAC/VDC supply
K3HB-PPB 100-240VAC | 177900 | 180118 | Digital panel meter, DIN1/8 (48(h) x 96(w)), 2 line display with dual color change for actual value, output and option slots, Time/Period indicator, 30Hz to 50kHz No voltage, voltage or PNP open collector, 100-240 VAC supply
K3HB-PPB 24VAC/VDC | 177900 | 180119 | Digital panel meter, DIN1/8 (48(h) x 96(w)), 2 line display with dual color change for actual value, output and option slots, Time/Period indicator, 30Hz to 50kHz No voltage, voltage or PNP open collector, 24 VAC/VDC supply
K3HB-RNB 100-240VAC | 177900 | 180112 | Digital panel meter, DIN1/8 (48(h) x 96(w)), 2 line display with dual color change for actual value, output and option slots, Rotary pulse/Rate indicator, 30Hz to 50kHz No voltage, voltage or NPN open collector, 100-240 VAC supply
K3HB-RNB 24VAC/VDC | 177900 | 180113 | Digital panel meter, DIN1/8 (48(h) x 96(w)), 2 line display with dual color change for actual value, output and option slots, Rotary pulse/Rate indicator, 30Hz to 50kHz No voltage, voltage or NPN open collector, 24 VAC/VDC supply
K3HB-RPB 100-240VAC | 177900 | 180114 | Digital panel meter, DIN1/8 (48(h) x 96(w)), 2 line display with dual colour change for actual value, output and option slots, Rotary pulse/Rate indicator, 30Hz to 50kHz No voltage, voltage or PNP open collector, 100-240 VAC supply
K3HB-RPB 24VAC/VDC | 177900 | 180115 | Digital panel meter, DIN1/8 (48(h) x 96(w)), 2 line display with dual colour change for actual value, output and option slots, Rotary pulse/Rate indicator, 30Hz to 50kHz No voltage, voltage or PNP open collector, 24 VAC/VDC supply
K3HB-SSD 100-240VAC | 338200 | 149988 | Digital panel meter, DIN1/8 (48(h) x 96(w)), 2 line display with dual color change for actual value, output and option slots, Linear sensor/transducor input, DC process inputs scaled 0 to 5v, 1 to 5V, -5 to +5V, -10 to +10V, 0 to 20mA or 4 to 20mA, 100-2
K3HB-SSD 24VAC/DC | 338200 | 118207 | Digital panel meter, DIN1/8 (48(h) x 96(w)), 2 line display with dual color change for actual value, output and option slots, Linear sensor/transducor input, DC process inputs scaled 0 to 5v, 1 to 5V, -5 to +5V, -10 to +10V, 0 to 20mA or 4 to 20mA 24 VAC
K3HB-VLC 100-240VAC | 169200 | 168446 | Digital panel meter, DIN1/8 (48(h) x 96(w)), 2 line display with dual color change for actual value, output and option slots,Load cell input (DC low voltage input), 0.00 to 19.999mV/0.000 to 19.999mV/100.00 to 199.99mV, 100-240 VAC supply
K3HB-VLC 24VAC/VDC | 169200 | 168447 | Digital panel meter, DIN1/8 (48(h) x 96(w)), 2 line display with dual color change for actual value, output and option slots,Load cell input (DC low voltage input), 0.00 to 19.999mV/0.000 to 19.999mV/100.00 to 199.99mV, 24 VAC/VDC supply
K3HB-XAA 100-240VAC | 191300 | 168496 | Digital panel meter, DIN1/8 (48(h) x 96(w)), 2 line display with dual color change for actual value, output and option slots, AC current input 0-19.999mA to 0-10A, 100-240 VAC supply
K3HB-XAA 24VAC/VDC | 191300 | 168497 | Digital panel meter, DIN1/8 (48(h) x 96(w)), 2 line display with dual color change for actual value, output and option slots, AC current input 0-19.999mA to 0-10 A, 24 VAC/DC supply
K3HB-XAD 100-240VAC | 170500 | 168444 | Digital panel meter, DIN1/8 (48(h) x 96(w)), 2 line display with dual color change for actual value, output and option slots, DC current input ±199.99mA and 4.000 to 20.000mA, 100-240 VAC supply
K3HB-XAD 24VAC/VDC | 170500 | 168445 | Digital panel meter, DIN1/8 (48(h) x 96(w)), 2 line display with dual color change for actual value, output and option slots, DC current input ±199.99mA and 4.000 to 20.000mA, 24 VAC/VDC supply
K3HB-XVA 100-240VAC | 190900 | 168494 | Digital panel meter, DIN1/8 (48(h) x 96(w)), 2 line display with dual color change for actual value, output and option slots,AC voltage input, from 0.0 to 400.0 V to 0.0000 to 1.999 V, 100-240 VAC supply
K3HB-XVA 24VAC/VDC | 190900 | 168495 | Digital panel meter, DIN1/8 (48(h) x 96(w)), 2 line display with dual color change for actual value, output and option slots,AC voltage input, from 0.0 to 400.0 V to 0.0000 to 1.999 V, 24 VAC/DC supply
K3HB-XVD 100-240VAC | 170500 | 168442 | Digital panel meter, DIN1/8 (48(h) x 96(w)), 2 line display with dual color change for actual value, output and option slots, DC voltage input ±199.99V and 1.0000 to 5.0000V, 100-240 VAC supply
K3HB-XVD 24VAC/VDC | 170500 | 168443 | Digital panel meter, DIN1/8 (48(h) x 96(w)), 2 line display with dual color change for actual value, output and option slots, DC voltage input ±199.99V and 1.0000 to 5.0000V, 24 VAC/VDC supply
K3MA-F 100-240VAC | 115700 | 227983 | Frequency/rate meter, 100-240 VAC/DC
K3MA-F 24VAC/DC | 116200 | 227984 | Digital panel meter, Frequency/Rate meter,Rotary pulse input, 24 VAC/VDC
K3MA-F-A2 100-240VAC | 110600 | 227985 | Frequency/rate meter, DIN 96x48 mm, color change display, pulse input, 2NO relay output, 100-240 VAC
K3MA-F-A2 24VAC/DC | 110600 | 228009 | Frequency/rate meter, DIN 96x48 mm, color change display, pulse input, 2NO relay output, 24 VAC/DC
K3MA-J 100-240VAC | 92350 | 228010 | Process meter, DIN 96 x 48 mm, colour change display, DC voltage/ current input
K3MA-J 24VAC/DC | 84000 | 227976 | Process meter, DIN 96 x 48 mm, colour change display, DC voltage/ current input
K3MA-J-A2 100-240VAC | 93900 | 227977 | Process meter, DIN 96x48 mm, color change display, DC voltage/ current input, 2NO relay output, 100-240AC
K3MA-J-A2 24VAC/DC | 93900 | 227978 | Process meter, DIN 96x48 mm, color change display, DC voltage/ current input, 2NO relay output, 24 VAC/DC
K3MA-L 100-240VAC | 100500 | 227979 | Digital panel meter, Tempreture meter, Pt resistance or TC, 100-240 VAC
K3MA-L 24VAC/DC | 100500 | 227980 | Digital panel meter, Tempreture meter, Pt resistance or TC, 24 VAC/VDC
K3MA-L-C 100-240VAC | 93900 | 227981 | Temperature meter, DIN 96x48 mm, color change display, thermocouple/ RTD input, 1C/O relay output, 100-240AC
K3MA-L-C 24VAC/DC | 93900 | 227982 | Temperature meter, DIN 96x48 mm, color change display, thermocouple/ RTD input, 1C/O relay output, 24 VAC/DC
K6CM-CI2MA-EIP | 601200 | 695077 | Motor Condition Monitoring, AC, 3-phase, Induction motor, Current Analysis model, 100 to 240 VAC, Transistor control output, Push-in Plus, LCD display, Ethernet IP/Modus, applicable in environment with inverters
K6CM-CI2MD-EIP | 601200 | 695076 | Motor Condition Monitoring, AC, 3-phase, Induction motor, Current Analysis model, 24 VAC/VDC, Transistor control output, Push-in Plus, LCD display, Ethernet IP/Modbus, applicable in environment with inverters
K6CM-CICB005 | 53500 | 680570 | CT sensor for Current analysis model K6CM-CIM, 5A rated primary-side current
K6CM-CICB025 | 58350 | 680563 | CT sensor for Current analysis model K6CM-CIM, 25A rated primary-side current
K6CM-CICB100 | 63250 | 680568 | CT sensor for Current analysis model K6CM-CIM, 100A rated primary-side current
K6CM-CICB200 | 73100 | 680564 | CT sensor for Current analysis model K6CM-CIM, 200A rated primary-side current
K6CM-CICB400 | 87600 | 680561 | CT sensor for Current analysis model K6CM-CIM, 400A rated primary-side current
K6CM-CICB600 | 97250 | 680566 | CT sensor for Current analysis model K6CM-CIM, 600A rated primary-side current
K6CM-ISMA-EIP | 449900 | 680571 | Motor Condition Monitoring, AC, 3-phase, Induction motor, Insulation resistance model, 100 to 240 VAC, Transistor control output, Push-in Plus, LCD display, Ethernet IP
K6CM-ISMD-EIP | 449900 | 680572 | Motor Condition Monitoring, AC, 3-phase, Induction motor, Insulation resistance model, 24 VAC/VDC, Transistor control output, Push-in Plus, LCD display, Ethernet IP
K6CM-ISZBI52 | 364600 | 680569 | ZCT sensor for Insulation Resistance model K6CM-ISM, 200 to 480 VAC, 52mm dia. Through hole
K6CM-VBMA-EIP | 445300 | 680567 | Motor Condition Monitoring, AC, 3-phase, Induction motor, Vibration & temperature model, 100 to 240 VAC, Transistor control output, Push-in Plus, LCD display, Ethernet IP
K6CM-VBMD-EIP | 445300 | 680562 | Motor Condition Monitoring, AC, 3-phase, Induction motor, Vibration & Temperature model, 24 VAC/VDC, Transistor control output, Push-in Plus, LCD display, Ethernet IP
K6CM-VBS1 | 311300 | 680565 | Sensor head & Pre-amplifier for Vibration & temperature model K6CM-VBS1, M6 screw attachment part also included
K6CM-VBSAT1 | 20460 | 700456 | Adhesive attachment for the vibration and temperature sensor K6CM-VBS1
K6PM-THMD-EIP | 529800 | 690911 | Thermal condition monitoring device for control cabinets and panels, 24 VDC, transistor control output, Push-in Plus, LCD display, EtherNet/IP and Modbus TCP
K6PM-THS3232 | 369500 | 690912 | Infrared thermal sensor for K6PM-THMD-EIP, 24 VDC, 0°C - 200°C, 1,024 pixels, FOV 90° × 90°
K7GE-MG1 | 121900 | 700663 | Probe unit for Insulation Resistance Monitoring Device K7GE-MGM
K7GE-MGMA | 511100 | 700665 | Insulation Resistance Monitoring Device for 3-phase & servo motors, pumps and heaters, 100 to 240 VAC, transistor control output, Push-in Plus, LCD display, RS-485/Modbus/RTU
K7GE-MGMD | 511100 | 700664 | Insulation Resistance Monitoring Device for 3-phase & servo motors, pumps and heaters, 24 VAC/VDC, transistor control output, Push-in Plus, LCD display, RS-485/Modbus/RTU
K7L-AT50 | 122200 | 117007 | Liquid leakage sensor, conductive, minature plug-in, adjustable sensitivity settings - 250 Kohm up to 50 Mohm (requires P2RFZ-08-E socket)
K7L-AT50B | 122200 | 669530 | Liquid leakage sensor, conductive, minature plug-in, adjustable sensitivity settings - 250 Kohm up to 50M ohm, Black color
K7L-AT50D | 185400 | 163294 | Liquid leakage sensor, conductive, minature plug-in, adjustable sensitivity settings - 250Kohms up to 50Mohms with disconnection detection (requires P2RFZ-08-E socket)
K7L-AT50DB | 185700 | 669531 | Liquid leakage sensor, conductive, minature plug-in, adjustable sensitivity settings - 250 Kohms up to 50M ohm with disconnection detection, Black color
K7L-AT50DP | 185400 | 676852 | Liquid Leakage Sensor Amplifiers with Disconnection Detection function, miniature, black, requires P2RFZ-08 socket, PNP connecting output
K7L-AT50DPB | 185700 | 676854 | Liquid Leakage Sensor Amplifiers with Disconnection Detection function, miniature, black, requires P2RF-08-PU socket, PNP connecting output
K7L-AT50D-S | 137800 | 163295 | Liquid leakage sensor, conductive, minature plug-in, adjustable sensitivity settings - 250Kohms up to 50Mohms with disconnection function sensor amplifier only (requires P2RFZ-08-E socket)
K7L-U | 110600 | 231846 | Liquid Leakage Sensor Amplifiers for Long-distance Wiring, ultra-miniature, requires P2RFZ-08-E socket, NPN connecting output
K7L-UB | 110600 | 669533 | Liquid leakage sensor, conductive, minature plug-in, adjustable sensitivity settings - 1M ohm, Long distance wiring, Black color
K7L-UD | 177500 | 231847 | Liquid Leakage Sensor Amplifiers for Long-distance Wiring, ultra-miniature with disconnection detection function, requires P2RFZ-08-E socket, NPN connecting output
K7L-UDB | 177600 | 669532 | Liquid leakage sensor, conductive, minature plug-in, adjustable sensitivity settings - 1M ohm, Long distance wiring, with disconnection detection, Black color
K7L-UDP | 177500 | 676853 | Liquid Leakage Sensor Amplifiers for Long-distance Wiring, ultra-miniature with disconnection detection function, requires P2RFZ-08-E socket, PNP connecting output
K7L-UDPB | 177600 | 676855 | Liquid Leakage Sensor Amplifiers for Long-distance Wiring, ultra-miniature with disconnection detection function, requires P2RF-08-PU socket, PNP connecting output
K7TM-A2MA | 534700 | 707588 | Heater resistance monitoring device, 100 to 240 VAC, transistor control output, Push-in Plus, LCD display, RS-485/Modbus/RTU
K7TM-A2MD | 534700 | 707587 | Heater resistance monitoring device, 24 VAC/VDC, transistor control output, Push-in Plus, LCD display, RS-485/Modbus/RTU
K8AC-CT200 | 19550 | 227546 | Current transformer, 12mm dia, 20 - 200 A
K8AC-CT200L | 23870 | 184037 | Current transformer for monitoring relays, high current monitoring capacity
K8AC-CT20S | 20670 | 227547 | Current transformer, 5.8mm dia, 0.2 - 22 A
K8AC-H21CN-FLK | 196100 | 353425 | Digital Heater Element Burnout Detector, ON/OFF Control SSR Control, 2 Transistor Output, 2 Current Input Range 0.2 to 2.2 A
K8AC-H22CC-FLK | 196100 | 351514 | Accessory
K8AC-H22CN-FLK | 180300 | 382842 | Digital Heater Element Burnout Detector, SSR control, 2 transistor outputs, 2 to 200 A.
K8AC-H22PC-FLK | 255000 | 689337 | Digital heater element burnout detector, 2 to 22 A current input range, one relay output, phase control cyclic control heater control method, 100 to 240 VAC
K8AC-H22PN-FLK | 230700 | 351395 | Digital Heater Element Burnout Detector, Phase Control or Cyclic Control, 2 Transistor Output, 2 Current Input Range 2 to 22 A
K8AC-H23CC-FLK | 171500 | 343930 | Accessory
K8AC-H23CN-FLK | 196100 | 353426 | Digital Heater Element Burnout Detector, SSR control, 2 transistor outputs, 20 to 200 A
K8AC-H23PC-FLK | 264000 | 680250 | Digital heater Element Burnout detector, 20 to 200A current input range, one relay output, Phase control cyclic control heater control method, 100 to 240VAC
K8AK-AS1 100-240VAC | 38940 | 378158 | Monitoring relay 22.5mm wide, Single phase over or under current 2 to 500mA AC or DC, One SPDT, 100-240 VAC
K8AK-AS1 24VAC/DC | 38940 | 378159 | Monitoring relay 22.5mm wide, Single phase over or under current 2 to 500mA AC or DC, One SPDT, 24VAC/DC
K8AK-AS2 100-240VAC | 38940 | 378160 | Monitoring relay 22.5mm wide, Single phase over or under current 0.1 to 8A AC or DC, One SPDT, 100-240 VAC
K8AK-AS2 24VAC/DC | 38940 | 378161 | Monitoring relay 22.5mm wide, Single phase over or under current 0.1 to 8A AC or DC, One SPDT, 24VAC/DC
K8AK-AS3 100-240VAC | 38940 | 378162 | Monitoring relay 22.5mm wide, Single phase over or under current 10 to 200A AC (External CT required), One SPDT,100-240 VAC
K8AK-AS3 24VAC/DC | 38940 | 378163 | Monitoring relay 22.5mm wide, Single phase over or under current 10 to 200A AC (External CT required), One SPDT,24VAC/DC
K8AK-AW1 100-240VAC | 44460 | 378164 | Monitoring relay 22.5mm wide, Single phase over or under current 2 to 500mA AC or DC, Two SPDT, 100-240 VAC
K8AK-AW1 24VAC/DC | 44460 | 378165 | Monitoring relay 22.5mm wide, Single phase over or under current 2 to 500mA AC or DC, Two SPDT, 24VAC/DC
K8AK-AW2 100-240VAC | 44460 | 378166 | Monitoring relay 22.5mm wide, Single phase over or under current 0.1 to 8A AC or DC, Two SPDT, 100-240 VAC
K8AK-AW2 24VAC/DC | 44460 | 378167 | Monitoring relay 22.5mm wide, Single phase over or under current 0.1 to 8A AC or DC, Two SPDT, 24VAC/DC
K8AK-AW3 100-240VAC | 44460 | 378168 | Monitoring relay 22.5mm wide, Single phase over or under current 10 to 200A AC (External CT required), Two SPDT, 100-240 VAC
K8AK-AW3 24VAC/DC | 44460 | 378169 | Monitoring relay 22.5mm wide, Single phase over or under current 10 to 200A AC (External CT required), Two SPDT, 24VAC/DC
K8AK-LS1 100-240VAC | 33340 | 378185 | Monitoring relay 22.5 mm wide, Conductive level control for liquid, 10k to 100k Ohm, One SPDT, 100-240 VAC
K8AK-LS1 24VAC/DC | 33340 | 378186 | Monitoring relay 22.5 mm wide, Conductive level control for liquid, 10k to 100k Ohm, One SPDT, 24VAC/DC
K8AK-PA1 | 41690 | 378179 | Monitoring relay 22.5mm wide, voltage asymmetry and phase sequence and phase loss in 3 and 4 wire systems, 115 to 240V AC, One SPDT
K8AK-PA2 | 41690 | 378180 | Monitoring relay 22.5mm wide, voltage asymmetry and phase sequence and phase loss in 3 and 4 wire systems, 220 to 480V AC, One SPDT
K8AK-PH1 | 38940 | 378178 | Monitoring relay 22.5mm wide, simultanious monitoring of phase sequence and loss in 3phase 3wire systems, One DPDT
K8AK-PM1 | 44460 | 378181 | Monitoring relay 22.5mm wide, sim. monitoring of over-/under-voltage, phase sequ. & loss in 3phase 3wire & 4 wire sys. operating 115 to 240V AC
K8AK-PM2 | 44460 | 378182 | Monitoring relay 22.5mm wide, sim. monitoring of over-/under-voltage, phase sequ. & loss in 3phase 3wire & 4 wire sys. operating 220 to 480V AC, 2 SPDT
K8AK-PT1 100-240VAC | 37790 | 387480 | Monitoring relay 22.5mm wide, temperature monitoring and phase squence and phase loss, 100 to 240 VAC, one SPDT
K8AK-PW1 | 41690 | 378183 | Monitoring relay 22.5 mm wide, 3-phase voltage monitoring, over and under voltages, 3-wire mode: 200, 220, 230 and 240 VAC, 4-wire mode: 115, 127, 133 and 138 VAC, two SPDT
K8AK-PW2 | 41690 | 378184 | Monitoring relay 22.5 mm wide, 3-phase voltage monitoring, over and under voltages, 3-wire mode: 380, 400, 415 and 480 VAC, 4-wire mode: 220, 230, 240 and 277 VAC, two SPDT
K8AK-TH11S 100-240VAC | 41690 | 378187 | Monitoring relay 22.5 mm wide, over or under temperature, 0-999 °C/F Thermocouple and PT100 input types, One SPDT
K8AK-TH11S 24VAC/DC | 41690 | 378188 | Monitoring relay 22.5 mm wide, over or under temperature, 0-999 °C/F Thermocouple and PT100 input types, One SPDT
K8AK-TH12S 100-240VAC | 41690 | 378189 | Monitoring relay 22.5 mm wide, over or under temperature, 0 to 1700 °C/F(minimum setting 10 °C), Thermocouple input type, One SPDT
K8AK-TH12S 24VAC/DC | 41690 | 378190 | Monitoring relay 22.5 mm wide, over or under temperature, 0 to 1700 °C/F(minimum setting 10 °C), Thermocouple input type, One SPDT
K8AK-TS1 100-240VAC | 12530 | 387478 | Monitoring relay 22.5mm wide, temperature monitoring, 100 to 240 VAC, one SPDT
K8AK-TS1 24VAC/DC | 12530 | 387479 | Monitoring relay 22.5mm wide, temperature monitoring, 24 VAC/VDC, one SPDT
K8AK-VS2 100-240VAC | 38940 | 378170 | Monitoring relay 22.5mm wide, Single phase over or under voltage 1 to 150V AC or DC, One SPDT, 100-240 VAC
K8AK-VS2 24VAC/DC | 38940 | 378171 | Monitoring relay 22.5mm wide, Single phase over or under voltage 1 to 150V AC or DC, One SPDT, 24VAC/DC
K8AK-VS3 100-240VAC | 38940 | 378172 | Monitoring relay 22.5mm wide, Single phase over or under voltage 20 to 600V AC or DC, One SPDT, 100-240 VAC
K8AK-VS3 24VAC/DC | 38940 | 378173 | Monitoring relay 22.5mm wide, Single phase over or under voltage 20 to 600V AC or DC, One SPDT,24VAC/DC
K8AK-VW2 100-240VAC | 44460 | 378174 | Monitoring relay 22.5mm wide, Single phase over or under voltage 1 to 150V AC or DC, Two SPDT, 100-240 VAC
K8AK-VW2 24VAC/DC | 44460 | 378175 | Monitoring relay 22.5mm wide, Single phase over or under voltage 1 to 150V AC or DC, Two SPDT, 24VAC/DC
K8AK-VW3 100-240VAC | 44460 | 378176 | Monitoring relay 22.5mm wide, Single phase over or under voltage 20 to 600V AC or DC, Two SPDT, 100-240 VAC
K8AK-VW3 24VAC/DC | 44460 | 378177 | Monitoring relay 22.5mm wide, Single phase over or under voltage 20 to 600V AC or DC, Two SPDT, 24VAC/DC
K8DS-PA1 | 32380 | 387485 | Monitoring relay 17.5mm wide, asymmetry, phase sequence and loss, 3-phase 3-wire, 200 to 240 VAC, one SPDT
K8DS-PA2 | 32380 | 387486 | Monitoring relay 17.5mm wide, asymmetry, phase sequence and loss, 3-phase 3-wire, 380 to 480 VAC, one SPDT
K8DS-PH1 | 12920 | 378191 | Monitoring relay 17.5mm wide, simultanious monitoring of phase sequence and loss in 3phase 3wire systems, One SPDT
K8DS-PM1 | 34550 | 387483 | Monitoring relay 17.5mm wide, over/under voltage, phase sequence and loss, 3-phase 3-wire, 200 to 240 VAC, one SPDT
K8DS-PM2 | 34550 | 387484 | Monitoring relay 17.5mm wide, over/under voltage, phase sequence and loss, 3-phase 3-wire, 380 to 400 VAC, one SPDT
K8DS-PU1 | 28350 | 387481 | Monitoring relay 17.5mm wide, under voltage, phase sequence and loss, asymmetry 3-phase 3-wire, 200 to 240 VAC, one SPDT
K8DS-PU2 | 28350 | 387482 | Monitoring relay 17.5mm wide, under voltage, phase sequence and loss,asymmetry 3-phase 3-wire, 380 to 480 VAC, one SPDT
K8DS-PZ1 | 43160 | 387487 | Monitoring relay 17.5mm wide, over/under voltage, asymmetry, phase sequence and loss, 3-phase 3-wire, 200 to 240 VAC, one SPDT
K8DS-PZ2 | 43160 | 387488 | Monitoring relay 17.5mm wide, over/under voltage, asymmetry, phase sequence and loss, 3-phase 3-wire, 380 to 480 VAC, one SPDT
K8DT-AS1CA | 40800 | 669469 | Monitoring relay 17.5mm wide, Single phase over or under current 2 to 500 mA AC /DC, 1 x SPDT, 100-240 VAC
K8DT-AS1CD | 40800 | 669484 | Monitoring relay 17.5mm wide, Single phase over or under current 2 to 500 mA AC /DC, 1 x SPDT, 24 V AC/DC
K8DT-AS1TA | 40800 | 669473 | Monitoring relay 17.5mm wide, Single phase over or under current 2 to 500 mA AC /DC, 1 x Transistor, 100-240 VAC
K8DT-AS1TD | 40800 | 669518 | Monitoring relay 17.5mm wide, Single phase over or under current 2 to 500 mA AC/ DC, 1 x Transistor, 24 V AC/DC
K8DT-AS2CA | 40800 | 669480 | Monitoring relay 17.5mm wide, Single phase over or under current 0.1 to 5 A AC /DC, 1 x SPDT, 100-240 VAC
K8DT-AS2CD | 40800 | 669498 | Monitoring relay 17.5mm wide, Single phase over or under current 0.1 to 5 A AC /DC, 1 x SPDT, 24 V AC/DC
K8DT-AS2TA | 40800 | 669522 | Monitoring relay 17.5mm wide, Single phase over or under current 0.1 to 5 A AC /DC, 1 x Transistor, 100-240 VAC
K8DT-AS2TD | 40800 | 669494 | Monitoring relay 17.5mm wide, Single phase over or under current 0.1 to 5 A AC/ DC, 1 x Transistor, 24 V AC/DC
K8DT-AS3CA | 40800 | 669458 | Monitoring relay 17.5mm wide, Single phase over or under current 10 to 200 A AC /DC, 1 x SPDT, 100-240 VAC
K8DT-AS3CD | 40800 | 669453 | Monitoring relay 17.5mm wide, Single phase over or under current 10 to 200 A AC /DC, 1 x SPDT, 24 V AC/DC
K8DT-AS3TA | 40800 | 669489 | Monitoring relay 17.5mm wide, Single phase over or under current 10 to 200 A AC /DC, 1 x Transistor, 100-240 VAC
K8DT-AS3TD | 40800 | 669517 | Monitoring relay 17.5mm wide, Single phase over or under current 10 to 200 A AC/ DC, 1 x Transistor, 24 V AC/DC
K8DT-AW1CA | 46290 | 669460 | Monitoring relay 17.5mm wide, Single phase over and under current 2 to 500 mA AC /DC, 1 x SPDT, 100-240 VAC
K8DT-AW1CD | 46290 | 669501 | Monitoring relay 17.5mm wide, Single phase over and under current 2 to 500 mA AC /DC, 1 x SPDT, 24 V AC/DC
K8DT-AW1TA | 46290 | 669525 | Monitoring relay 17.5mm wide, Single phase over and under current 2 to 500 mA AC /DC, 1 x Transistor, 100-240 VAC
K8DT-AW1TD | 46290 | 669520 | Monitoring relay 17.5mm wide, Single phase over and under current 2 to 500 mA AC/ DC, 2 x Transistor, 24 V AC/DC
K8DT-AW2CA | 46290 | 669493 | Monitoring relay 17.5mm wide, Single phase over and under current 0.1 to 5 A AC /DC, 1 x SPDT, 100-240 VAC
K8DT-AW2CD | 46290 | 669515 | Monitoring relay 17.5mm wide, Single phase over and under current 0.1 to 5 A AC /DC, 1 x SPDT, 24 V AC/DC
K8DT-AW2TA | 46290 | 669513 | Monitoring relay 17.5mm wide, Single phase over and under current 0.1 to 5 A AC /DC, 1 x Transistor, 100-240 VAC
K8DT-AW2TD | 46290 | 669516 | Monitoring relay 17.5mm wide, Single phase over and under current 0.1 to 5 A AC/ DC, 1 x Transistor, 24 V AC/DC
K8DT-AW3CA | 46290 | 669495 | Monitoring relay 17.5mm wide, Single phase over and under current 10 to 200 A AC /DC, 1 x SPDT, 100-240 VAC
K8DT-AW3CD | 46290 | 669514 | Monitoring relay 17.5mm wide, Single phase over and under current 10 to 200 A AC /DC, 1 x SPDT, 24 V AC/DC
K8DT-AW3TA | 46290 | 669482 | Monitoring relay 17.5mm wide, Single phase over and under current 10 to 200 A AC /DC, 1 x Transistor, 100-240 VAC
K8DT-AW3TD | 46290 | 669483 | Monitoring relay 17.5mm wide, Single phase over and under current 10 to 200 A AC/ DC, 1 x Transistor, 24 V AC/DC
K8DT-LS1CA | 35400 | 669486 | Monitoring relay 17.5 mm wide, Conductive level control for liquid, 10k to 100k Ohm, 1 x SPDT, 100-240 VAC
K8DT-LS1CD | 35400 | 669464 | Monitoring relay 17.5 mm wide, Conductive level control for liquid, 10k to 100k Ohm, 1 x SPDT, 24 V AC/DC
K8DT-LS1TA | 35400 | 669487 | Monitoring relay 17.5 mm wide, Conductive level control for liquid, 10k to 100k Ohm, 1 x Transistor, 100-240 VAC
K8DT-LS1TD | 35400 | 669450 | Monitoring relay 17.5 mm wide, Conductive level control for liquid, 10k to 100k Ohm, 1 x Transistor, 24 V AC/DC
K8DT-PH1CN | 15360 | 669476 | Monitoring relay 17.5mm wide, phase sequence and loss in 3 phase 3 wire, 200-480 VAC, 1 x SPDT
K8DT-PH1TN | 15360 | 669485 | Monitoring relay 17.5mm wide, phase sequence and loss in 3 phase 3 wire, 200-480 VAC, 1 x Transistor
K8DT-PM1CN | 36570 | 669523 | Monitoring relay 17.5mm wide, over/under voltage, phase sequence and loss, 3-phase 3-wire, 200 to 240 VAC, 1 x SPDT
K8DT-PM1TN | 36570 | 669481 | Monitoring relay 17.5mm wide, over/under voltage, phase sequence and loss, 3-phase 3-wire, 200 to 240 VAC, 1 x Transistor
K8DT-PM2CN | 36570 | 669510 | Monitoring relay 17.5mm wide, over/under voltage, phase sequence and loss, 3-phase 3-wire, 380 to 480 VAC, 1 x SPDT
K8DT-PM2TN | 36570 | 669496 | Monitoring relay 17.5mm wide, over/under voltage, phase sequence and loss, 3-phase 3-wire, 380 to 480 VAC, 1 x Transistor
K8DT-PZ1CN | 45000 | 669491 | Monitoring relay 17.5mm wide, over/under voltage, asymmetry, phase sequence and loss, 3-phase 3-wire, 200 to 240 VAC, 1 x SPDT
K8DT-PZ1TN | 45000 | 669472 | Monitoring relay 17.5mm wide, over/under voltage, asymmetry, phase sequence and loss, 3-phase 3-wire, 200 to 240 VAC, 1 x Transistor
K8DT-PZ2CN | 45000 | 669497 | Monitoring relay 17.5mm wide, over/under voltage, asymmetry, phase sequence and loss, 3-phase 3-wire, 380 to 480 VAC, 1 x SPDT
K8DT-PZ2TN | 45000 | 669475 | Monitoring relay 17.5mm wide, over/under voltage, asymmetry, phase sequence and loss, 3-phase 3-wire, 380 to 480 VAC, 1 x Transistor
K8DT-TH1CA | 43540 | 669503 | Monitoring relay 17.5mm wide, over or under temperature, 0-999 °C/F Thermocouple and PT100 input types, 1 x SPDT, 100-240 VAC
K8DT-TH1CD | 43540 | 669467 | Monitoring relay 17.5mm wide, over or under temperature, 0-999 °C/F Thermocouple and PT100 input types, 1 x SPDT, 24 V AC/DC
K8DT-TH1TA | 43540 | 669506 | Monitoring relay 17.5mm wide, over or under temperature, 0-999 °C/F Thermocouple and PT100 input types, 1 x Transistor, 100-240 VAC
K8DT-TH1TD | 43540 | 669451 | Monitoring relay 17.5mm wide, over or under temperature, 0-999 °C/F Thermocouple and PT100 input types, 1 x Transistor, 24 V AC/DC
K8DT-TH2CA | 43540 | 669461 | Monitoring relay 17.5mm wide, over or under temperature, 0 to 1700 °C/F(minimum setting 10 °C), Thermocouple input type, 1 x SPDT, 100-240 VAC
K8DT-TH2CD | 43540 | 669505 | Monitoring relay 17.5mm wide, over or under temperature, 0 to 1700 °C/F(minimum setting 10 °C), Thermocouple input type, 1 x SPDT, 24 V AC/DC
K8DT-TH2TA | 43540 | 669462 | Monitoring relay 17.5mm wide, over or under temperature, 0 to 1700 °C/F(minimum setting 10 °C), Thermocouple input type, 1 x Transistor, 100-240 VAC
K8DT-TH2TD | 43540 | 669459 | Monitoring relay 17.5mm wide, over or under temperature, 0 to 1700 °C/F(minimum setting 10 °C), Thermocouple input type, 1 x Transistor, 24 V AC/DC
K8DT-VS2CA | 40800 | 669478 | Monitoring relay 17.5mm wide, Single phase over or under voltage 1 to 150 V AC /DC, 1 x SPDT, 100-240 VAC
K8DT-VS2CD | 40800 | 669470 | Monitoring relay 17.5mm wide, Single phase over or under voltage 1 to 150 V AC /DC, 1 x SPDT, 24 V AC/DC
K8DT-VS2TA | 40800 | 669488 | Monitoring relay 17.5mm wide, Single phase over or under voltage 1 to 150 V AC /DC, 1 x Transistor, 100-240 VAC
K8DT-VS2TD | 40800 | 669512 | Monitoring relay 17.5mm wide, Single phase over or under voltage 1 to 150 V AC /DC, 1 x Transistor, 24 V AC/DC
K8DT-VS3CA | 40800 | 669457 | Monitoring relay 17.5mm wide, Single phase over or under voltage 20 to 600 V AC /DC, 1 x SPDT, 100-240 VAC
K8DT-VS3CD | 40800 | 669504 | Monitoring relay 17.5mm wide, Single phase over or under voltage 20 to 600 V AC /DC, 1 x SPDT, 24 V AC/DC
K8DT-VS3TA | 40800 | 669463 | Monitoring relay 17.5mm wide, Single phase over or under voltage 20 to 600 V AC /DC, 1 x Transistor, 100-240 VAC
K8DT-VS3TD | 40800 | 669490 | Monitoring relay 17.5mm wide, Single phase over or under voltage 20 to 600 V AC /DC, 1 x Transistor, 24 V AC/DC
K8DT-VW2CA | 46290 | 669474 | Monitoring relay 17.5mm wide, Single phase over and under voltage 1 to 150 V AC /DC, 1 x SPDT, 100-240 VAC
K8DT-VW2CD | 46290 | 669507 | Monitoring relay 17.5mm wide, Single phase over and under voltage 1 to 150 V AC /DC, 1 x SPDT, 24 V AC/DC
K8DT-VW2TA | 46290 | 669454 | Monitoring relay 17.5mm wide, Single phase over and under voltage 1 to 150 V AC /DC, 1 x Transistor, 100-240 VAC
K8DT-VW2TD | 46290 | 669499 | Monitoring relay 17.5mm wide, Single phase over and under voltage 1 to 150 V AC /DC, 1 x Transistor, 24 V AC/DC
K8DT-VW3CA | 46290 | 669452 | Monitoring relay 17.5mm wide, Single phase over and under voltage 20 to 600 V AC /DC, 1 x SPDT, 100-240 VAC
K8DT-VW3CD | 46290 | 669449 | Monitoring relay 17.5mm wide, Single phase over and under voltage 20 to 600 V AC /DC, 1 x SPDT, 24 V AC/DC
K8DT-VW3TA | 46290 | 669524 | Monitoring relay 17.5mm wide, Single phase over and under voltage 20 to 600 V AC /DC, 1 x Transistor, 100-240 VAC
K8DT-VW3TD | 46290 | 669456 | Monitoring relay 17.5mm wide, Single phase over and under voltage 20 to 600 V AC /DC, 1 x Transistor, 24 V AC/DC
KE1-CTD8E | 82050 | 380512 | Power monitor, expansion unit for current transformer
KE1-DRT-FLK | 82050 | 659497 | DeviceNet Communication Unit for KM1-series
KF075-050-S4/R88M-G20030 | 1207500 | 683421 | Apex gearbox, model KF075, ratio 50, option code -S4, for motor R88M-G20030*
KHPR-UL 2-2000 40R | 309500 | 687026 | UL Braking resistor, 40 ohm, 1400 W nominal
KM1-EMU8A-FLK | 82050 | 380516 | Power monitor, expansion unit, pulse & temperature input, Compoway/F and Modbus
KM1-PMU1A-FLK | 161700 | 380518 | Power monitor, master unit, single system, 3-phase / 4-wire, Compoway/F and Modbus
KM1-PMU2A-FLK | 161700 | 380517 | Power monitor, master unit, dual system, 1-phase / 2-wire, 3-phase / 3-wire, Compoway/F and Modbus
KM20-CTB-5A/50A | 25090 | 380510 | Current transformer, in panel (penetration) installation, 5A / 50A, for cable dia. 8.4mm max
KM20-CTF-100A | 21380 | 380506 | Current transformer, field installation, 100 A, for cable dia. 14.5 mm max
KM20-CTF-200A | 28860 | 380507 | Current transformer, field installation, 200 A, for cable dia. 24 mm max
KM20-CTF-400A | 35760 | 380508 | Current transformer, field installation, 400 A, for cable dia. 35.5 mm max
KM20-CTF-50A | 14450 | 380519 | Current transformer, field installation, 50 A, for cable dia. 9.5 mm max
KM20-CTF-5A | 14450 | 380505 | Current transformer, field installation, 5 A, for cable dia. 7.9 mm max
KM20-CTF-600A | 43210 | 380513 | Current transformer, field installation, 600 A, for cable dia. 35.5 mm max
KM20-CTF-CB3 | 10700 | 380509 | Cable for current transformer, 3 m
KM50-C1-FLK | 89850 | 380515 | Power monitor, on-panel 48x48mm with LED display, single phase / 2-wire,three-phase / 3-wire, Compoway/F and Modbus
KM50-E1-FLK | 111300 | 380520 | Power monitor, on-panel 48x96 mm with LED display, 1-phase / 2-wire,3-phase / 3-wire, Compoway/F and Modbus
KM50-OPT-CD1 | 17110 | 380521 | Mounting form for KM50 C-version (DIN rail mounting type)
KM50-OPT-ED1 | 39500 | 380511 | Mounting form for KM50 E-version (DIN rail mounting type)
KM50-OPT-EM1 | 39500 | 380514 | Mounting form for KM50 E-version (magnet mounting type)
KM-N2-FLK | 133600 | 669418 | Multi-circuit compact power monitor device for DIN rail mounting
KM-N3-FLK | 128300 | 672546 | Multi-circuit compact power monitor device for on panel installation
KM-NCT-E100A | 44290 | 687721 | Split-type Current Transformers, rated primary current 100 A, rated secondary current 1 A
KM-NCT-E250A | 46740 | 687720 | Split-type Current Transformers, rated primary current 250 A, rated secondary current 1 A
KM-NCT-E500A | 49240 | 687719 | Split-type Current Transformers, rated primary current 500 A
KOR-JETWAVE2212G | 615400 | 695240 | Industrial Dual 802.11 ac 2.4G/5G 2T2R MIMO Wireless AP/CL
KP100L-OP-FAN | 86600 | 354946 | Replacement FAN to KP100L
KP100L-OP-MC4 | 111600 | 406764 | KP100L accessory: MC4 connector replacement kit, valid for replacement of 3 pair of MC4 connectors (1 pair is composed by positive and negative connectors)
KS1-AA1T | 609100 | 236156 | Ioniser unit, 24VDC
KS1-ANDC10 | 84250 | 236166 | Ioniser, flexible tube nozzle (100mm)
KS1-ANDC20 | 90150 | 236167 | Ioniser, flexible tube nozzle (200mm)
KS1-ANDC30 | 95950 | 236168 | Ioniser, flexible tube nozzle (300mm)
KS1-ANDC40 | 100500 | 236169 | Ioniser, flexible tube nozzle (400mm)
KS1-ANDC50 | 106200 | 236170 | Ioniser, flexible tube nozzle (500mm)
KS1-ANDC-FT90 | 71200 | 236176 | Ioniser, 90deg flexible flat nozzle
KS1-ANDC-SW60 | 55150 | 236174 | Ioniser, 60deg flexible shower nozzle cap
KS1-ANDC-SW90 | 55150 | 236175 | Ioniser, 90deg flexible shower nozzle cap
KS1-ANFT90 | 120700 | 236160 | Ioniser, 90deg flat nozzle
KS1-ANNS01 | 45000 | 236157 | Ioniser, standard nozzle
KS1-ANNS-F | 8425 | 236172 | Ioniser, nozzle tube, 500mm flouroresin
KS1-ANNS-S | 6395 | 236173 | Ioniser, nozzle tube, 500mm silicone
KS1-ANNS-U | 4366 | 236171 | Ioniser, nozzle tube, 500mm conductive urethane
KS1-ANSB10 | 155900 | 236161 | Ioniser, straight bar nozzle, 100mm
KS1-ANSB20 | 177600 | 236162 | Ioniser, straight bar nozzle, 200mm
KS1-ANSB30 | 191900 | 236163 | Ioniser, straight bar nozzle, 300mm
KS1-ANSB40 | 228300 | 236164 | Ioniser, straight bar nozzle, 400mm
KS1-ANSB50 | 249900 | 236165 | Ioniser, straight bar nozzle, 500mm
KS1-ANSW60 | 76950 | 236158 | Ioniser, 60deg shower nozzle
KS1-ANSW90 | 76950 | 236159 | Ioniser, 60deg shower nozzle
KS1-AZ01T | 59550 | 236177 | Ioniser, replacement dischargers (Qty 5)
KS1-AZ02 | 85750 | 236178 | Ioniser, tool for replacing dischargers
KS1-AZ03 | 93050 | 236179 | Ioniser, stainless steel connector (Qty 10)
KS1-AZ04 | 42110 | 236180 | Ioniser, air clean filter
KS4PRO L0.5M-M8-FEMALE EK25.30 | 14220 | 702761 | KS 4 Lock cap and end cap for profile 25.30, plug with 0.5 m cable and M8 Female connector, IP67
KS4PRO L0.5M-M8-FEMALE EK35.55 | 14790 | 702763 | KS 4 Lock cap and end cap for profile 35.55, plug with 0.5 m cable and M8 Female connector, IP67
KS4PRO L0.5M-M8-MALE EK25.30 | 12220 | 702760 | KS 4 Lock cap and end cap for profile 25.30, plug with 0.5 m cable and M8 Male connector, IP67
KS4PRO L0.5M-M8-MALE EK35.55 | 12790 | 702762 | KS 4 Lock cap and end cap for profile 35.55, plug with 0.5 m cable and M8 Male connector, IP67
KS4PRO L10M-25.30-SET | 17830 | 702759 | KS 4 Lock cap and end cap for profile 25.30, plug with 10 m cable, IP67
KS4PRO L10M-35.55-SET | 18410 | 702755 | KS 4 Lock cap and end cap for profile 35.55, plug with 10 m cable, IP67
KS4PRO L2.5M-25.30-SET | 9390 | 702757 | KS 4 Lock cap and end cap for profile 25.30, plug with 2.5 m cable, IP67
KS4PRO L2.5M-35.55-SET | 9960 | 702753 | KS 4 Lock cap and end cap for profile 35.55, plug with 2.5 m cable, IP67
KS4PRO L5M-25.30-SET | 12220 | 702758 | KS 4 Lock cap and end cap for profile 25.30, plug with 5 m cable, IP67
KS4PRO L5M-35.55-SET | 12740 | 702754 | KS 4 Lock cap and end cap for profile 35.55, plug with 5 m cable, IP67
KS4PRO W-25.30-SET | 7400 | 702756 | KS 4 Lock cap and end cap for profile 25.30, plug with resistor 8.2 kOhm, IP67
KS4PRO W-35.55-SET | 7970 | 702752 | KS 4 Lock cap and end cap for profile 35.55, plug with resistor 8.2 kOhm, IP67
KWP-OMRNF0-PRD | 491600 | 678801 | Kepware OPC-UA Server (KepServerEX Omron Drivers) Version 6
L42-25 | 39420 | 673484 | UV Cutting Filters, compatible with a lens filter thread (M25.5, P=0.5 mm).
L42-27 | 39420 | 354829
LA6-3DLJWB-RYG | 190100 | 685721 | Safety signalling device, LED Light tower, programmable colors, 3 stacks, 24 VDC, Steel Pole & Angle, cable 1.36 m, off-white body, with flashing and buzzer
LA6-3DTNUB-RYG | 114800 | 409486 | Signalling device, LED Light tower, programmable colors, 3 stacks, 24 VDC Direct mount, screwless terminal, silver body, with flashing & buzzer
LA6-3DTNUN-RYG | 96600 | 409485 | Signalling device, LED Light tower, programmable colors, 3 stacks, 24VDC, Direct mount, screwless terminal, silver body, without flashing & buzzer
LA6-3DTNWB-RYG | 111000 | 409494 | Signalling device, LED Light tower, programmable colors, 3 stacks, 24 VDC Direct mount, screwless terminal, off-white body, with flashing and buzzer
LA6-3DTNWN-RYG | 92650 | 409493 | Signalling device, LED Light tower, programmable colors, 3 stacks, 24VDC, Direct mount, screwless terminal, off-white body, without flash & buzzer
LA6-3DWJUB-RYG | 112700 | 409484 | Signalling device, LED Light tower, programmable colors, 5 stacks, 24VDC, Direct mount, cable 1.36m, silver body, with flashing and buzzer
LA6-3DWJUN-RYG | 93800 | 409483 | Signalling device, LED Light tower, programmable colors, 3 stacks, 24VDC, Direct mount, cable 1.36m, silver body, without flashing and buzzer
LA6-3DWJWB-RYG | 107100 | 409492 | Signalling device, LED Light tower, programmable colors, 3 stacks, 24VDC, Direct mount, cable 1.36m, off-white body, with flashing and buzzer
LA6-3DWJWN-RYG | 90350 | 409491 | Signalling device, LED Light tower, programmable colors, 3 stacks, 24VDC, Direct mount, cable 1.36m, off-white body, without flashing and buzzer
LA6-5DTNUB-RYGBC | 146100 | 409490 | Signalling device, LED Light tower, programmable colors, 5 stacks, 24VDC, Direct mount, screwless terminal, silver body, with flashing and buzzer
LA6-5DTNUN-RYGBC | 127300 | 409489 | Signalling device, LED Light tower, programmable colors, 5 stacks, 24VDC, Direct mount, screwless terminal, silver body, without flashing and buzzer
LA6-5DTNWB-POE | 533500 | 683493 | Signal Tower, 60 dia., DC 24 V, 5 tiers, with USB, direct mount, with Flashing/Buzzer, White, LAN unit PoE
LA6-5DTNWB-RYGBC | 143800 | 409498 | Signalling device, LED Light tower, programmable colors, 5 stacks, 24 VDC Direct mount, screwless terminal, off-white body, with flashing and buzzer
LA6-5DTNWN-RYGBC | 124400 | 409497 | Signalling device, LED Light tower, programmable colors, 5 stacks, 24VDC, Direct mount, screwless terminal, off-white body, without flash & buzzer
LA6-5DWJUB-RYGBC | 144600 | 409488 | Signalling device, LED Light tower, programmable colors, 5 stacks, 24VDC, Direct mount, cable 1.36m, silver body, with flashing and buzzer
LA6-5DWJUN-RYGBC | 126200 | 409487 | Signalling device, LED Light tower, programmable colors, 5 stacks, 24VDC, Direct mount, cable 1.36m, silver body, without flashing and buzzer
LA6-5DWJWB-RYGBC | 139400 | 409496 | Signalling device, LED Light tower, programmable colors, 5 stacks, 24VDC, Direct mount, cable 1.36m, off-white body, with flashing and buzzer
LA6-5DWJWN-RYGBC | 121700 | 409495 | Signalling device, LED Light tower, programmable colors, 5 stacks, 24VDC, Direct mount, cable 1.36m, off-white body, without flashing and buzzer
LBAR-1500-630-10 | 820800 | 690843 | LED Bar Light, 1500 mm, red, +-10°, 24 VDC
LBAR-250-WHI-17 | 243000 | 695877 | LED bar light, 250 mm x 31.5 mm, 5 x LED white, 24 VDC, M12 4-pole connector, +/- 17°, IP65
LBAR-500-WHI-10 | 350400 | 693940 | LED bar light, 500 x 31.5 mm, 10 x LED white , 24 VDC, M12 4-pole connector, +/- 10°, IP65
LBAR-750-630-10 | 474400 | 690842 | LED Bar Light, 750 mm, red, +-10°, 24 VDC
LC-LFL-100 | 50500 | 371972
LC-LFL-200 | 91850 | 675087 | Light Control Film for LFL-200 Series
LC-LFV3-200 | 72850 | 700898 | Light control film for LFV3-200
LC-LFV3-70 | 28980 | 681980 | Light Control Film for LFV3-70 Series
LC-TH-100X100-HO | 83950 | 366891
LC-TH-100X100-VE | 83950 | 366892
LC-TH-140X105-VE | 94400 | 695382 | Light control film for TH-140X105, vertical
LC-TH-160X120-VE | 103600 | 695381 | Light control film for TH-160X120, vertical
LC-TH-27X27-HO | 23420 | 357695
LC-TH-27X27-VE | 23420 | 357696
LC-TH-43X35-HO | 25890 | 373267 | Light control film for TH-43X35, horizontal direction
LC-TH-43X35-VE | 25890 | 373268 | Light control film for TH-43X35, vertical direction
LC-TH-51X51-VE | 27730 | 679667 | Light control film for TH-51X51, vertical
LC-TH-63X60-HO | 56050 | 356881
LC-TH-63X60-VE | 56050 | 669354 | Light control film for TH-63x60, vertical direction
LC-TH-83X75-HO | 74600 | 371971
LC-TH-83X75-VE | 74600 | 355800
LDL-130X15IR2-850 | 305600 | 679095 | LED Bar Light, active area 130 mm x 15 mm, IR 850 nm , 24 V
LDL-130X15IR2-940 | 305600 | 681580 | LED Bar Light, active area 130 mm x 15 mm, IR 940 nm , 24 V
LDL-130X15UV365 | 687600 | 708171 | LED Bar light, active area 130 mm x 15 mm, UV 365 nm , 24 V
LDL-138X12UV2-365 | 921800 | 668489 | UV bar light, width x depth x height(158 x 45.6 x 28 mm), light-emitting section 138 x 12 mm
LDL-180X15IR2-850 | 447700 | 668822 | IR bar light, width x depth x height(17.2 x 191 x (21.7) mm, light-emitting section 15.2 x 179.6 mm
LDL-180X16UV365 | 889700 | 707427 | LED Bar Light, active area 181.4 mm x 16 mm, UV 365 nm, 24 VDC
LDL-180X16UV365-M12 | 915600 | 678341 | IR bar light, 17.2 x 191 x 21.7 mm, active area 15.2 x 179.6 mm width x depth x height, M12 connector
LDL-205X12UV2-365 | 1042400 | 670337 | UV bar light, width x depth x height(225 x 45.6 x 28mm), light-emitting section 205 x 12 mm
LDL2-119X16RD2 | 324800 | 689444 | Bar LED Light, 131 x 20 x 20 mm (width x depth x height), active area 119 x 19 mm, Red
LDL2-119X16RD2-M12 | 320200 | 678342 | Bar LED Light, 131 x 20 x 20 mm (width x depth x height), active area 119 x 19 mm, red , M12 Connector
LDL2-146X30RD2 | 492400 | 679292 | LED Bar light, 158 x 34 x 20 mm, active area 146 x 30 mm, red
LDL2-146X30SW2 | 609300 | 679291 | LED Bar light, white , 158 x 34 x 20 mm, active area 146 x 30 mm
LDL2-146X30SW-WD-M12 | 689100 | 673412 | Bar light, white , 158 x 34 x 20 mm, emitting section measures 146 x 30 mm, wide, M12 connector
LDL2-158X16BL2-WD | 508500 | 707687 | Bar light, active size 158 x 16 mm, blue, wide angle, 24 VDC
LDL2-158X16SW2 | 530300 | 689878 | LED Bar light, active area 158x16 mm, white, 24 VDC
LDL2-170X30SW2-WD-M12 | 707800 | 678317 | Bar LED light, white , 182 x 34 x 20 mm, active area 170 x 30 mm, M12 connector
LDL2-194X30RD2-WD-M12 | 634200 | 681001 | LED Bar light, active area 194 x 30 mm, red, wide angle, 24 VDC, M12 connector
LDL2-194X30SW2-WD | 794100 | 678203 | LED Bar light, active area 194 x 30 mm, white, wide angle, 24 VDC
LDL2-197X16SW2 | 687600 | 708462 | LED Bar light, active area 197x16 mm, white, 24 VDC
LDL2-236X16RD2 | 560500 | 675395 | Bar light, active size 236x16 mm, red, 24 VDC, SMR-03V-B connector
LDL2-266X30SW2-WD-M12 | 972200 | 679904 | LED Bar light, active area 266 x 30 mm, white, 24 VDC, wide angle, M12 connector
LDL2-275X16SW2 | 744900 | 681581 | LED bar light, active area 275 mm x 16 mm, 24 V, white
LDL2-314X30RD2 | 861600 | 682443 | LED Bar light, active area 314 x 30 mm, 24 VDC, SMR-03V-B connector
LDL2-33X8BL2 | 160500 | 683200 | LED Barlight, active area 33 x 8 mm, 24 V, blue
LDL2-33X8IR850 | 162900 | 387385 | Bar light, active size 33x8mm, IR 850nm, 24VDC
LDL2-33X8IR850-FL | 162900 | 677942 | LED Bar light, active area 33x8 mm, IR 850 nm, 24 VDC, flying leads
LDL2-33X8RD2 | 93600 | 695296 | LED Barlight, active area 33 x 8 mm, 24 V, red
LDL2-33X8SW2 | 160500 | 682477 | LED Bar light, active area 33 x 8 mm, white, 24 VDC
LDL2-362X30RD2 | 995700 | 694124 | LED Bar light, active area 362 x 30 mm, white, 24 VDC
LDL2-386X30SW2-WD | 1345200 | 708170 | LED Bar light, active area 386 mm x 30 mm, white, wide angle, 24 V
LDL2-410X30SW2-WD | 1316500 | 678202 | LED Bar light, active area 410 x 30 mm, white, wide angle, 24 VDC
LDL2-41X16RD2 | 129500 | 678401 | Bar LED Light, 53 x 20 x 20 mm (width x depth x height), active area 41 x 16 mm, red, 24 V
LDL2-41X16SW2 | 166700 | 684049 | LED Bar light, active area 41x16 mm, white, 24 VDC
LDL2-431X16SW2-WD-FL | 984400 | 680835 | LED bar light, active area 80 x 16 mm, white, wide angle, flying leads, 24 VDC
LDL2-509x16SW2 | 1101400 | 675201 | Bar light, white, 521 x 20 x 20 mm (width x depth x height), emitting section measures 509 x 16 mm
LDL2-50X30BL2 | 264900 | 682476 | LED Bar light, active area 50 x 30 mm, blue, 24VDC
LDL2-50X30SW2 | 264900 | 682587 | LED bar light, 62 x 34 x 20 mm (width x depth x height), active area 50 x 30 mm, wide angle, white, 24VDC
LDL2-50X30SW2-WD | 264900 | 685039 | LED Bar Light, red, 62 x 34 x 20 mm (width x depth x height), active area 50 x 30 mm, white, wide angle
LDL2-50X30SW2-WD-M12 | 264900 | 683436 | LED Bar Light, red, 62 x 34 x 20 mm (width x depth x height), active area 50 x 30 mm, white, wide angle, M12
LDL2-74X30IR165 | 1929500 | 708042 | Bar light, active size 74x30 mm, SWIR 1650 nm, 24 VDC
LDL2-74X30RD2 | 274300 | 695948 | LED Bar light, active area 74 x 30 mm, white, 24 VDC
LDL2-74X30SW2 | 338700 | 684788 | LED Bar light, active area 74 x 30 mm, white, 24 VDC
LDL2-74X30SW2-WD-M12 | 351000 | 708347 | Bar light white, 86 x 34 x 20 mm, active size 74 x 30 mm, wide angle, M12 connector, 24 VDC
LDL2-80X16BL2 | 271200 | 685653 | LED bar light, active area 80 x 16 mm, blue, 24 VDC
LDL2-80X16RD2 | 224700 | 698577 | LED bar light, active area 80 x 16 mm, red, 24 VDC
LDL2-80X16SW2-WD | 274300 | 701077 | Bar light, active size 80x16 mm, white, wide emission, 24 VDC
LDL2-98X30RD2 | 357100 | 684622 | Bar light, active size 98x30 mm, red, narrow angle, 24 VDC
LDL2-98X30SW2 | 438600 | 693877 | Bar light, active size 98x30 mm, white, narrow angle, 24 VDC
LDL-339X12UV2-365-N | 1632200 | 708166 | LED bar light, active area 339 mm x 12 mm, UV 365 nm , narrow angle, 24 V
LDL-42X15IR2-850 | 153000 | 679439 | LED Bar Light, active area 42 mm x 15 mm, IR 850 nm, 24 V
LDL-42X15UV365 | 403300 | 323598
LDL-60x60IR2-850 | 431000 | 680521 | IR lighting, 92 x72 x 38 mm (width x depth x height), light-emitting surface 60 x 60 mm
LDL-60X60IR2-850-FL | 431000 | 671051 | IR lighting, 92 x72 x 38 mm (width x depth x height), light-emitting surface 60 x 60 mm
LDL-60X60IR2-850-M12 | 436300 | 694990 | IR lighting, 92 x72 x 38 mm (width x depth x height), light-emitting surface 60 x 60 mm, 24 VDC, M12
LDL-71X12UV2-365 | 801400 | 681086 | LED Bar Light, active area 71 x 21 mm, UV 365 nm, 24 V
LDL-74X27IR2-850 | 275400 | 670016 | IR bar light, width x depth x height(28.8 x 86 x 18 mm), light-emitting section 27.2 x 74 mm
LDL-74X27IR2-940 | 275400 | 675231 | IR bar light 940 nm , width x depth x height (28.8 x 86 x 18 mm), light-emitting section 27.2 x 74 mm
LDL-74X27IR980 | 592900 | 690884 | LED bar light, active area 74 x 27 mm, IR 980 nm, 24 VDC
LDL-74X27UV365 | 641600 | 355859
LDL-82X15IR2-850 | 256300 | 695527 | LED bar light, active size 82 x 15 mm, IR 850 nm, 24 VDC
LDL-82X15UV365 | 550000 | 680999 | LED bar light, active size 82 x 15 mm, UV 365 nm, 24 VDC
LDLB-IP-300RD-N | 622500 | 702890 | LED Bar light, emitting surface 300 x 24 mm, red, 24 VDC, Waterproof type IP67
LDL-TP-100X100RDTK | 569900 | 398356 | Back light, Active size 100x100mm, red LED, 12VDC, connector SMR-02V-B
LDL-TP-83X75RDTK | 321000 | 374336 | Optional back light similar to TH-83X75RD: Flat light (15mm), active size 83x75mm, red
LDM2-50SW2 | 614000 | 369794
LDM2-90RD2 | 906600 | 409317 | Dome light, OD 94mm, ID 16mm, 24VDC, LED red 630nm, Connector SMR-03V-B
LDM2-90SW2 | 1244300 | 688403 | LED Dome light, outer diameter 94 mm, inner diameter 16 mm, 24 VDC, White, Connector SMR-03V-B
LDOME-WHI | 800000 | 685422 | LED Dome Illuminator, inner diameter 300 mm, white
LDQ-100UV365 | 1190200 | 374779 | Bar light, active size 42x15mm, UV 365nm, 24VDC, 4 elements arranged in a square, total size 108x108mm
LDR-146BL2-LA1-M12 | 718700 | 684294 | LED ring light, outer diameter 146 mm, inner diameter 110 mm, blue, 24 VDC, low angle, M12 connector
LDR-146RD2-LA1 | 586000 | 675392 | LED ring light, OD=146 mm, ID=110 mm, red, low angle, 24 VDC, connector SMR-03V-B
LDR-146SW2-LA1 | 718700 | 395657 | LED ring light, OD=146mm, ID=110mm, white, low angle, 24VDC, connector SMR-03V-B
LDR-146SW2-LA1-M12 | 718700 | 671503 | LED ring light, OD=146mm, ID=110mm, white, low angle, 24VDC, M12
LDR-176RD2-LA1 | 641200 | 382905 | LED ring light, OD=176mm, ID=140mm, red, 24VDC, low angle
LDR-176SW2-LA1 | 796500 | 683690 | LED Ring light, outer Diameter 176 mm, inner Diameter 140 mm, white, 24 VDC, low angle
LDR-206BL2-LA1-M12 | 874900 | 684295 | LED ring light, outer diameter 206 mm, inner diameter 170 mm, blue, 24 VDC, low angle, M12 connector
LDR-206RD2-LA1 | 686800 | 379305 | LED ring light, OD=206mm, ID=170mm, red, 24VDC, low angle
LDR-206SW2-LA1 | 874900 | 675262 | LED ring light, OD=206 mm, ID=170 mm, white, 24 VDC, low angle
LDR2-100RD2-LA | 449000 | 374830 | LED ring light, OD=100mm, ID=70mm, red, low angle, 24VDC
LDR2-100RD2-LA-M12 | 449000 | 687331 | LED ring light, OD=100 mm, ID=70 mm, red, low angle, 24 VDC, M12 Connector
LDR2-100SW2-LA | 682800 | 241322 | LED ring light, OD = 100 mm, ID = 70 mm, white, low angle, 24 VDC
LDR2-100UV2-365-N | 1753300 | 679290 | LED ring light, high power, OD=100 mm, ID=30 mm, UV 365 nm, narrow type, 24 VDC
LDR2-100UV2-365-W | 1603700 | 379360 | LED ring light, high power, OD=100mm, ID=30mm, UV 365 nm, 24VDC
LDR2-120RD2-WD | 686800 | 379027 | LED ring light, OD=120mm, ID=60mm, red, wide angle +- 40°, 24VDC
LDR2-120SW2 | 1190200 | 241319
LDR2-132BL2-LA | 1057700 | 670519 | LED Low-angle Ring Light, OD: 132 mm, ID: 96 mm, H: 22 mm, blue, 24VDC
LDR2-132IR2-850-LA | 868900 | 671269 | CCS IR LED vision ring light, outer diameter 132 mm. wavelength 850 nm.
LDR2-132RD2-LA | 694200 | 408459 | LED ring light, OD=132mm, ID=96mm, red, low angle, 24VDC, Connector SMR-03V-B
LDR2-132SW2-LA | 1057700 | 241323
LDR2-132UV-365-LA | 1464900 | 676782 | LED ring light, OD= 132 mm, ID= 96 mm, UV 365 nm , low angle, 24 VDC
LDR2-170RD2-LA | 893000 | 684502 | LED Low-angle Ring Light, OD: 170 mm, ID: 136 mm, H: 22 mm, red, 24 VDC
LDR2-170SW2-LA | 1272300 | 241324 | LED ring light, OD = 170 mm, ID = 134 mm, white, low angle, 24 VDC
LDR2-208RD2-LA | 1099100 | 392866 | Accessory vision, LED ring light, OD=208mm, ID=174mm, red, low angle, 24VDC
LDR2-208SW2-LA | 1574200 | 241325
LDR2-208SW2-LA-M12 | 1574200 | 407930 | LED ring light, OD=208mm, ID=174mm, white, low angle, 24VDC, M12 Connector
LDR2-32SW2 | 330300 | 241313
LDR2-42RD2 | 257100 | 659525 | LED ring light, OD: 42 mm, ID: 18 mm, H: 18 mm, red, 24VDC
LDR2-42SW2 | 339200 | 241314
LDR2-42UV365 | 550000 | 323175
LDR2-48RD2-LA | 343700 | 377867 | LED ring light, OD=48mm, ID=22mm, red, low angle, 24VDC
LDR2-48SW2-LA | 457900 | 241320
LDR2-50IR2-850 | 272700 | 707605 | LED ring light, OD = 50 mm, ID = 28 mm, IR, 24 VDC
LDR2-50RD2 | 265700 | 369413 | LED ring light, OD = 50 mm, ID = 28 mm, red, 24 VDC
LDR2-50SW2 | 348600 | 241315 | LED ring light, high power, OD=50mm, ID=28mm, white, 24VDC
LDR2-50UV365 | 641600 | 323176
LDR2-60UV2-365-N | 1252100 | 679184 | LED ring light, high power, OD=60 mm, ID=30 mm, UV 365, narrow type nm, 24 VDC
LDR2-60UV2-365-W | 1153100 | 668086 | LED ring light, high power, OD=60mm, ID=30mm, UV 365 nm, 24VDC
LDR2-70BL2 | 408100 | 690552 | LED ring light, outer diameter 70 mm, inner diameter 35 mm, blue, 24 VDC
LDR2-70IR2-940 | 252600 | 659271 | CCS IR LED vision ring light, outer diameter 70 mm. wavelength 940 nm.
LDR2-70IR980 | 555400 | 693648 | LED ring light, outer diameter 70 mm, inner diameter 35 mm, IR 980 nm, 24 VDC
LDR2-70RD2 | 220000 | 375807 | LED ring light, OD=70 mm, ID=35 mm, red, 24 VDC
LDR2-70RD2-WD | 220000 | 374651 | LED ring light, OD=70mm, ID=35mm, red, +- 40°, 24VDC
LDR2-70SW2 | 402800 | 241316 | LED ring light, White, OD = 70 mm, ID = 35 mm, 24 VDC
LDR2-70SW2-M12 | 402800 | 675045 | LED ring light, White, OD=70 mm, ID=35 mm, 24 VDC, M12 connector
LDR2-74BL2-LA | 526900 | 656465 | LED ring light, OD=74 mm, ID=48 mm, UV, low angle, 24 VDC
LDR2-74IR2-850-LA | 353200 | 685715 | LED Ring Illuminator, Outer diameter 74 mm, inner diameter 48 mm, IR 850 nm, low angle, 24 VDC
LDR2-74RD2-LA | 353200 | 365041
LDR2-74SW2-LA | 526900 | 241321 | LED ring light, OD = 74 mm, ID = 48 mm, white, low angle, 24 VDC
LDR2-74UV365-LA | 961500 | 374831 | LED ring light, OD=74mm, ID=48mm, UV, low angle, 24VDC
LDR2-90-30RD2 | 617700 | 363810
LDR2-90-30SW2 | 1236400 | 241318
LDR2-90BL2 | 664100 | 679293 | LED ring light, blue, OD=90 mm, ID=50 mm, 24 VDC
LDR2-90BL2-M12 | 664100 | 675056 | LED ring light, blue, OD=90 mm, ID=50 mm, 24 VDC, M12 connector
LDR2-90IR2-850 | 550000 | 396402 | LED ring light, OD=90mm, ID=50mm, IR 850nm, 24VDC, connector SMR-03V-B
LDR2-90RD2 | 550000 | 382904 | LED ring light, OD=90 mm, ID=50 mm, red, 24 VDC
LDR2-90SW2 | 664100 | 241317 | LED ring light, OD = 90 mm, ID = 50 mm, white, 24 VDC
LDR-75BL2-LA1 | 472400 | 675409 | Low-angle Ring light, inner diameter 46 mm, blue, 24 V
LDR-75RD2-LA1 | 402800 | 367560
LDR-75SW2-LA1 | 472400 | 387689 | LED ring light, OD=75mm, ID=46mm, white, 24VDC, low angle
LDR-96BL2-LA1 | 531500 | 393745 | Accessory vision, LED ring light, OD=96mm, ID=60mm, blue, 24VDC, low angle
LDR-96RD2-LA1 | 449000 | 366828
LDR-96SW2-LA1 | 531500 | 382732 | LED ring light, OD=96mm, ID=60mm, white, 24VDC, low angle
LDR-PF-75SW | 998500 | 708169 | LED Ring light, outer diameter 75 mm, inner diameter 35 mm, white, 24 VDC,
LED-BRICK-470 | 25940 | 699195 | LED brick circuit, 4 blue LEDs
LED-BRICK-630 | 34580 | 702877 | LED brick circuit, 4 red LEDs
LED-BRICK-850 | 67950 | 706831 | LED Brick circuit 4 IR LEDs
LFL-100BL2 | 453800 | 658886 | Flat light (8mm), active size 100x110mm, blue, 24VDC
LFL-100IR2-850 | 432200 | 408461 | Flat light (8mm), active size 100x80mm, IR 850nm, 24VDC, Connector SMR-03V-B
LFL-100IR2-940 | 437200 | 699050 | Flat LED light, active size 100x80mm, IR 940 nm, 24 VDC, Connector SMR-03V-B
LFL-100RD2 | 375400 | 393149 | Accessory vision, flat light (8mm), active size 100x80mm, red, 24VDC
LFL-100SW2 | 453800 | 354644 | Flat light, white, 120 x 132 x 8 mm, emitting surface measures 80 x 100 mm, SMR-03V-B connector
LFL-100SW2-FL | 453800 | 670610 | Flat light (6mm), active size 100x100mm, White, 24VDC, flying lead wires
LFL-100SW2-M12 | 453800 | 673407 | Flat light, white, 120 x 132 x 8 mm, emitting surface measures 80 x 100 mm, M12 connector
LFL-1012BL2-P | 183700 | 378367 | Flat light (7mm), active size 41x30mm, blue, 24VDC, attached to mounting plate
LFL-1012RD2 | 124000 | 668186 | Flat light (6mm), active size 41x30mm, red, 24VDC, attached to mounting plate
LFL-1012RD2-P | 137500 | 668963 | Flat light (7 mm), active size 41 x 30 mm, red, 24 VDC, attached to mounting plate
LFL-1012SW2 | 169500 | 673406 | Flat light 42 x 43 x 6 mm, emitting surface measures 41 x 30 mm, white
LFL-1012SW2-P | 183700 | 372169
LFL-180RD2 | 732500 | 412474 | Flat light (8mm), active size 180x135mm, red 630nm, 24VDC, Connector SMR-03V-B
LFL-180SW2 | 915600 | 355858 | White backlight 180 x 135 mm.
LFL-180SW2-M12 | 915600 | 673408 | flat light , white M12, 177 x 214 x 8 mm, emitting surface measures 135 x 180 mm, M12 connector
LFL-200RD2 | 824100 | 656868 | Flat light (8mm), active size 180x200mm, red 630nm, 24VDC, Connector SMR-03V-B
LFL-200SW2 | 1052800 | 247278
LFL-200SW2-M12 | 1052800 | 673409 | flat light, white, 222 x 234 x 8 mm, emitting surface measures 180 x 200 mm, M12 connector
LFL-3212RD2 | 183700 | 670026 | Vision accessory, 66 x 81 x 7 mm, red, 24VDC, Connector SMR-03V-B
LFL-3212RD2-IU | 244000 | 702129 | Flat back light, red LED, 66 x 81 x 7 mm, 24 VDC, intensity control unit, connector SMR-03V-B
LFL-3212SW2 | 311600 | 674210 | Flat back light, White LED, 66 x 81 x 7 mm, 24 VDC, Connector SMR-03V-B
LFL-360RD2 | 1464900 | 367044 | Flat lights CCS, 410 x 310 mm, Red LED, 24 V / 30 W
LFL-360SW2 | 1830600 | 668936 | Vision accessory, Flat light (16mm), Active size 360x250mm, white, 24VDC, Connector SMR-03V-B
LFL-360SW2-M12 | 1830600 | 673410 | flat light, white, 310 x 410 x 16 mm,emitting surface measures 250 x 360 mm, M12 connector
LFL-4012RD2 | 206600 | 377325 | Flat light (7mm), active size 53x70mm, red, 24VDC
LFL-4012RD2-M12 | 206600 | 680941 | Flat light (7 mm), active size 53 x 70 mm, red, 24 VDC, M12
LFL-4012SW2 | 375400 | 687596 | Flat light (7 mm), active size 53 x 70 mm, White, 24 VDC,
LFL-4012SW2-M12 | 375400 | 670934 | Flat light (7 mm), active size 53x70 mm, White, 24 VDC, M12 connector
LFL-50GR2 | 357100 | 668191 | Flat light (6mm), active size 50x50mm, Green, 24VDC, M12 connector
LFL-50GR2-M12 | 357100 | 668402 | Flat light (6mm), active size 50x50mm, Green, 24VDC, M12 connector
LFL-50RD2 | 266400 | 377159 | Flat light (6mm), active size 50x50mm, red, 24VDC
LFL-50SW2 | 357100 | 370080
LFL-612RD2 | 105500 | 375808 | Flat light (6mm), active size 25x25mm, red, 24 VDC
LFL-612RD2-P | 119100 | 393345 | Flat light (6mm), active size 25x25 mm, red, 24 VDC, attached mounting plate
LFL-612RD2-P-M12 | 119100 | 686273 | Flat light, red, 26 x 45 x 7 mm, emitting surface measures 25 x 25 mm, M12 connector
LFL-612SW2 | 133300 | 369793 | Flat light (7 mm), active size 25x25 mm, white, 24 VDC
LFL-612SW2-P | 146700 | 355567 | Flat light (7 mm), active size 25x25 mm, white, 24 VDC, attached mounting plate
LFR-100RD2 | 357100 | 375452 | Flat (12mm) ring light, active outer dia. 80mm, total outer dia. 102mm, inner dia. 33mm, red, 24VDC
LFR-100SW2 | 586000 | 364976 | Flat (12mm) ring light, active outer dia. 80 mm, total outer dia. 102 mm, inner dia. 33 mm, white, 24VDC
LFR-130RD2 | 410200 | 702449 | Flat LED ring light, active outer dia. 103 mm, total outer dia. 130 mm, inner dia. 44 mm, red, 24 VDC
LFR-130SW2 | 686800 | 354830
LFR-200RD2 | 632100 | 374859
LFR-250SW2 | 1382400 | 366267 | LED Flat Ring Light, Outer diameter 272 mm, Inner diameter 120 mm, Height 12 mm, 24V, White
LFV3-100BL(A) | 1400900 | 706977 | Coaxial LED light, active area: 102 x 100 mm, blue, 24 VDC
LFV3-100BL-M12A | 1031700 | 707122 | Coaxial LED light, active area: 102 x 100 mm, blue, 24 VDC, M12
LFV3-100RD(A) | 867900 | 684713 | Coaxial LED light, red, active area: 102 mm x 100 mm, 24 VDC
LFV3-100SW(A) | 996600 | 673232 | Coaxial light, white, active size: 102 x 100 mm, total size: 110 x 148 x 106 mm, 24 VDC, Connector SMR-03V-B
LFV3-130BL(A) | 1353400 | 684420 | Coaxial LED light, active area: 130 x 130 mm, blue, 24 VDC
LFV3-130RD(A) | 1175300 | 680302 | Coaxial LED light, red, active area: 130 mm x 130 mm, 24 VDC
LFV3-130SW(A) | 1353400 | 681942 | Coaxial LED light, active area: 130 x 130 mm, white, 24 VDC
LFV3-200SW(A) | 1913800 | 688721 | Coaxial light, white, active size: 150 x 217 mm, total size: 226 x 272 x 207 mm, 24 VDC
LFV3-34SW(A) | 499000 | 683911 | Coaxial LED light, Active size 34 x 34 mm, white, 24 VDC, connector SMR-03V-B
LFV3-35BL(A) | 499000 | 672739 | Coaxial light, blue, active size: 35x35 mm, 24 VDC
LFV3-35RD(A) | 431000 | 680243 | Coaxial LED light, Active size 35 x 35 mm, red, 24 VDC, connector SMR-03V-B
LFV3-35SW(A) | 505300 | 688945 | Coaxial LED light, Active size 35 x 35 mm, white, 24 VDC
LFV3-40RD(A) | 437100 | 673231 | Coaxial light, red, active size: 40x40 mm, 24 VDC
LFV3-40SW(A) | 511300 | 684824 | Coaxial LED light, active size: 40x40 mm, white, 24 VDC
LFV3-50BL(A) | 572700 | 673234 | Coaxial light, blue, active size: 52x52 mm, 24 VDC
LFV3-50RD(A) | 499000 | 673229 | Coaxial light, red, active size: 52x52 mm, 24 VDC
LFV3-50SW(A) | 572700 | 673233 | Coaxial light, white, active size: 52x52 mm, 24 VDC, Connector SMR-03V-B
LFV3-50SW-M12(A) | 572700 | 673309 | Flat dome light, Active size 50x50 mm, white LED, 24 VDC, M12 connector
LFV3-50X100BL(A) | 765500 | 707736 | Coaxial light, compatible with high resolution camera, blue LED, light-emitting surface 52 x 102 mm, 24 VDC
LFV3-50X100RD(A) | 677000 | 679762 | Coaxial LED light, active size: 52 x 100 mm, red, 24 VDC
LFV3-70RD(A) | 578700 | 673230 | Coaxial light, red, active size: 76 x 73 mm, 24 VDC
LFV3-70SW(A) | 664400 | 672289 | Coaxial light, white, active size: 76 x 73 mm, total size: 84 x 120 x 79 mm, 24 VDC, Connector SMR-03V-B
LFV3-70SW-M12(A) | 664400 | 681579 | Coaxial LED light, active area 76 x 73 mm, total size: 84 x 120 x 79 mm, white, 24 VDC, M12
LFV3-CP-13RD | 338700 | 672015 | Coaxial light, red, active size: 15x15 mm, total size: 20 x 36 x 20mm, 24 VDC, Connector SMR-03V-B
LFV3-CP-13SW | 394200 | 393967 | Coaxial light, white, active size: 20x20 mm, total size: 30x41x24 mm, 24 VDC, Connector SMR-03V-B
LFV3-G-100X200BL | 2953800 | 702879 | Coaxial light for HR camera, blue, active size: 86 x 217 mm, total size: 226 x 138 x 106 mm, 24 VDC
LFV3-G-100X200RD | 2953800 | 702880 | Coaxial light for HR camera, red, active size: 86 x 217 mm, total size: 226 x 138 x 106 mm, 24 VDC
LFV3-G-100X200SW | 2953800 | 702881 | Coaxial light for HR camera, white, active size: 86 x 217 mm, total size: 226 x 138 x 106 mm, 24 VDC
LFV3-G-27RD | 509900 | 706820 | Coaxial light for HR camera, red, active size: 27.4 x 27 mm, total size: 39 x 56 x 31 mm, 24 VDC
LFV3-G-27RD-FL | 526300 | 708041 | Coaxial LED light, active area: 27 x 27 mm, red, 24 VDC, flying leads
LFV3-G-50X100BL | 1381000 | 707719 | High-Resolution camera compatible coaxial light, blue LED, light-emitting surface 52 x 102 mm, 24VDC
LFV-PF-35RD | 1064900 | 699481 | High Power Coaxial LED light, Active size 34 x 38 mm, red, 48 VDC
LFV-PF-70SW | 1750100 | 699939 | High Power Coaxial LED light, active size 76 x 73 mm, white, 48 VDC
LFX3-100SW | 873800 | 674264 | Flat dome light, Active size 100x100 mm, Bright White LED, 24 VDC, connector SMR-03V-B
LFX3-150RD-M12 | 1070500 | 684625 | Flat Dome LED Light, active area 150 x 150 mm, Intense red light, 24 VDC,
LFX3-150SW | 1070500 | 679536 | Flat Dome LED Light, 193 x 193 x 13.1 mm (width x depth x height), active area 150 x 150 mm, Intense white light, 24 VDC, Cable + SMR-03V-B connector
LFX3-200IR860 | 1187800 | 680037 | Flat dome light, Active size 200x200 mm, IR 860nm, 24 VDC, connector SMR-03V-B
LFX3-200RD | 1187800 | 680255 | Flat dome light, Active size 200 x 200 mm, red, 24 VDC, connector SMR-03V-B
LFX3-200RD-M12 | 1187800 | 680718 | Flat dome light, Active size 200 x 200 mm, red, 24 VDC, M12
LFX3-200SW | 1187800 | 680472 | Flat dome light, Active size 200 x 200 mm, red, 24 VDC, connector SMR-03V-B
LFX3-200X100SW-FL | 1133700 | 696194 | Flat dome LED light, Active size 200 x 100 mm, white, 24 VDC, flying leads
LFX3-200X100SW-M12 | 1119600 | 682589 | Flat dome LED light, Active size 200 x 100 mm, white, 24 VDC
LFX3-25SW | 449400 | 680591 | Flat dome LED light, Active size 25 x 25 mm, white, 24 VDC
LFX3-50RD | 634200 | 678377 | Flat dome light, Active size 50x50 mm, Bright White LED, 24 VDC, connector SMR-03V-B
LFX3-50SW | 634200 | 679761 | Flat dome light, Active size 50x50 mm, white, 24 VDC
LFX3-75IR860-M12 | 738200 | 695698 | Flat dome LED light, active area 75x75, IR 860nm, 24 VDC, M12 Connector
LFX3-75RD | 729500 | 683435 | Flat dome LED light, active area 75x75, Red, 24 VDC, connector SMR-03V-B
LFX3-75RD-M12 | 729500 | 683519 | Flat dome LED light, active area 75x75, Red, 24 VDC, M12 Connector
LFX3-75SW | 729500 | 674960 | Flat dome light, Active size 75x75, Bright White LED, 24 VDC, connector SMR-03V-B
LFX3-75SW-M12 | 729500 | 679906 | Flat dome light, Active size 75 x 75 mm, Bright White LED, 24 VDC, M12 connector
LFXV-100BL | 889000 | 702576 | Flat LED dome light, 143 x 143 mm, active size 100 x 100 mm, blue, 24 VDC
LFXV-100SW | 884600 | 696434 | Flat LED dome light, 143 x 143 mm, active size 100 x 100 mm, white, 24 VDC
LFXV-200RD | 1424300 | 707384 | Flat LED dome light, 243 x 243 mm, active size 200 x 200 mm, red, 24 VDC
LFXV-200SW | 1494800 | 695740 | Flat LED dome light, 243 x 243 mm, active size 200 x 200 mm, white, 24 VDC
LFXV-200X100IR860 | 1377100 | 708633 | Flat LED dome light, 243 x 143 mm, active size 200 x 100 mm, IR, 860 nm, 24 VDC
LFXV-200X100RD | 1370300 | 700895 | Flat LED dome light, 243 x 143 mm, active size 200 x 100 mm, red, 24 VDC
LFXV-200X100SW | 1370300 | 698570 | Flat LED dome light, 243 x 243 mm, active size 200 x 100 mm, white, 24 VDC
LFXV-300SW | 2566000 | 695742 | Flat LED dome light, 343 x 343 mm, active size 300 x 300 mm, white, 24 VDC
LFXV-300X100RD | 1793800 | 700861 | Flat LED dome light, 343 x 143 mm, active size 300 x 100 mm, red, 24 VDC
LFXV-300X100SW | 1793800 | 698644 | Flat LED dome light, 343 x 143 mm, active size 300 x 100 mm, white, 24 VDC
LFXV-300X200RD | 2210700 | 700862 | Flat LED dome light, 343 x 243 mm, active size 300 x 200 mm, red, 24 VDC
LFXV-300X200SW | 2211100 | 695741 | Flat LED dome light, 343 x 243 mm, active size 300 x 200 mm, white, 24 VDC
LFXV-50RD | 641500 | 701013 | Flat LED dome light, 93 x 93 mm, Active size 50 x 50 mm, red, 24 VDC
LFXV-50SW | 642600 | 690250 | Flat LED dome light, 93 x 93 mm, Active size 50 x 50 mm, white, 24 VDC
LFXV-75BL | 738700 | 702577 | Flat LED dome light, 118 x 118 mm, active size 75 x 75 mm, blue, 24 VDC
LFXV-75IR860 | 738700 | 701635 | Flat LED dome light, 118 x 118 mm, active size 75 x 75 mm, IR 860nm, 24 VDC
LFXV-75RD | 735200 | 699051 | Flat LED dome light, 118 x 118 mm, active size 75 x 75 mm, red, 24 VDC
LFXV-75SW | 735200 | 701262 | Flat LED dome light, 118 x 118 mm, active size 75 x 75 mm, white, 24 VDC
LIC-0700-003 | 204000 | 683550 | License, Machine Vision, Autovision
LIC-0700-006 | 210000 | 683548 | License, Machine Vision, Visionscape
LIC-0700-009 | 204000 | 683543 | License, Machine Vision, Verification / OCV
LIC-0700-325 | 364900 | 683551 | License, Machine Vision, Machine Vision unlock
LIC-0700-327 | 101700 | 683542 | License, Machine Vision, Dual Boot
LIC-0701-001 | 210000 | 683546 | License, AutoID, High speed, MicroHAWK
LIC-0701-002 | 52650 | 683544 | License, AutoID, Plus Decoder, 1D/2D, MicroHAWK
LIC-0701-003 | 210000 | 683549 | License, AutoID, Decoder, Xmode, MicroHAWK
LIC-0701-004 | 261300 | 683545 | License, AutoID, Hight Speed, Plus Decoder 1D/2D, MicroHAWK
LIC-0701-005 | 417500 | 683547 | License, AutoID, High Speed, X-MODE, MicroHAWK
LKR-125RD2 | 632100 | 680682 | LED Ring light, indirect, outer dia 125 mm , inner dia 25 mm, red, 24 VDC
LKR-70RD2 | 388900 | 377326 | Ring light, indirect, outer dia 74, inner dia 20, red, 24VDC
LKR-70SW2 | 449000 | 355633
LLP-20-100-16-W | 415900 | 355716
LN-128UV2-365 | 1303600 | 671528 | Vision accessory, Line light, Active size 128x16mm, UV 365nm, 24VDC, Connector SMR-03V-B
LN-200RD2 | 641600 | 670019 | Vision accessory, Line light, 210 x 24.5 x 45.5 mm, red, 24VDC, Connector SMR-02V-B
LN-200SW2-HK-STK | 1387200 | 678381 | Vision accessory, Line light, 210 x 24.5 x 97 mm, white, 24 VDC, High power with integrated cooling structure, Connector SMR-03V-B
LN-200UV365 | 1464900 | 668935 | Vision accessory, Line light, Active size 200x16mm, UV 365nm, 24VDC, Connector SMR-03V-B
LN-60RD2 | 366600 | 680843 | LED Line light, 70.0 x 19.5 x 50.0 mm, red, 24 VDC, Connector SMR-02V-B
LND2-100SW-M12 | 379300 | 679905 | LED Line light (indirect), active area 101 x 18.2 mm, white, 24 V, M12 connector
LND2-300RD | 435900 | 378993 | Bar light, active size 300x18mm, red, 24VDC
LND2-300SW | 500900 | 378287 | Bar light, active size 300x18mm, white, 24VDC
LND2-300SW-M12 | 500900 | 392715 | Bar light, active size 300x18mm, white, 24VDC, M12 connector
LND2-400SW | 580500 | 673926 | Line light (indirect), white, 432 x 27.2 x 18 mm, emitting surface measures 401 x 18.2 mm
LND2-800SW | 968800 | 675408 | Line light (indirect), active area 803 x 18.2 mm, white, 24 V
LNSD-100SW-HU | 499000 | 679235 | Line light, white, emitting surface 100 x 15 mm, high uniformity type 24 VDC
LNSD-400SW | 677000 | 675685 | Line light, white , emitting surface 400 x 15 mm, 24 VDC
LNSD-800SW | 1009000 | 675686 | Line light, white , emitting surface 800 x 15 mm, 24 VDC
LNSP2-100RD-BT | 1052700 | 703074 | Line light, active size 100 x 25 mm, red, 24 VDC
LNSP2-100SW | 1071600 | 702935 | Line light, active size 100x25 mm, white, 24 VDC
LNSP2-300SW | 1195800 | 708648 | LED Line light, 326 x 42 x 70 mm, white, 24 VDC
LNSP-300UV365-FNNR | 3626200 | 668564 | ultraviolet bar light, W 336.3 x D 62 x H 74.6 mm, emit area 300 x 30 mm, 365 nm
LP830-M27 | 101300 | 700814 | Long pass filter, 830 nm, M27
LPRA-06B-FRBN170 | 18580 | 138248 | Motor power connector (female) for SGMAH (400 V) and SGMPH (400 V)
LQ-LED875-17-75x50H15FL | 400000 | 374143 | Flat light, active size 75x50mm, IR 875nm, 17°, 24 VDC, 17mm height, M8 connector
LQ-LED875-30-150X100KO | 1407300 | 356435
LQ-LED999-15-75X50H15FL | 421500 | 374142 | Flat light, active size 75x50mm, white, 15°, 24 VDC, 17mm height, M8 connector
LQ-LED999-20-30X25K | 613900 | 355708
LQ-LED999-20-50K | 679000 | 355709
LQ-LED999-20-95RL | 636900 | 350693
LQ-LS8UV-180X50-FLG | 540200 | 374146 | UV light, size 180x50mm, 6W, 24VDC, M8 connector
LR3 40-4/710 | 1257000 | 694894 | AC Input Reactor 4% IP00 for Q2A-A4675-AAA , 675 Amp.
LR4-02LJNU | 38960 | 678292 | DC 24 V, Base Unit, Pole Mount/Cable, No Flashing/Buzzer, Silver
LR4-02LJNW | 34200 | 678297 | DC 24 V, Base Unit, Pole Mount/Cable, No Flashing/Buzzer, Off-white
LR4-02PJNU | 38960 | 678277 | DC 24 V, Base Unit, Pole Mount/Cable, No Flashing/Buzzer, Silver
LR4-02PJNW | 34200 | 678280 | DC 24 V, Base Unit, Pole Mount/Cable, No Flashing/Buzzer, Off-white
LR4-02QJNW | 43910 | 678301 | DC 24 V, Base Unit, Pole Mount/Cable, No Flashing/Buzzer, Off-white
LR4-02WJNU | 29460 | 678279 | DC 24 V, Base Unit, Direct Mount/Cable, No Flashing/Buzzer, Silver
LR4-02WJNW | 24700 | 678275 | DC 24 V, Base Unit, Direct Mount/Cable, No Flashing/Buzzer, Off-white
LR4-102PJNW-C | 51650 | 700461 | Signal tower, complete, 40 mm dia., 24 VDC, 1 tier (white), white body, pole mount w/ Circular bracket/ cable
LR4-102PJNW-R | 51650 | 700462 | Signal tower, complete, 40 mm dia., 24 VDC, 1 tier (red), white body, pole mount w/ Circular bracket/ cable
LR4-202WJNW-RG | 52550 | 692752 | Signal Tower Pre-assembled 2Tiers, DC 24 V, Direct Cable, Body color Off-White, Red, Green colours
LR4-302PJNW-RYG | 71550 | 700460 | Signal tower, complete, 40 mm dia., 24 VDC, 3 tiers (red, amber, green), white body, pole mount w/ Circular bracket/ cable
LR4-302WJBW-RYG | 89400 | 692751 | Signal Tower Pre-assembled 3Tiers, DC 24 V, Direct Cable, Flashing/Buzzer, Body color Off-White, Red, Amber, Green colours
LR4-302WJNW-RYG | 62600 | 692750 | Signal Tower Pre-assembled 3Tiers, DC 24 V, Direct Cable, Body color Off-White, Red, Amber, Green colours
LR4-402LJBW-RYGB | 118800 | 692749 | Signal Tower Pre-assembled 4Tiers, DC 24 V, Pole Mounting/Circular Bracket/Cable, Flashing/Buzzer, Body color Off-White, Red, Amber, Green, Blue colours
LR4502PJBWRYGBC | 137300 | 681960 | Signal Tower Pre-assembled 4 Tiers, DC 24 V, Pole Mounting/Circular Bracket/Cable, Flashing/Buzzer, Body color Off-White, Red, Amber, Green, Blue, White colours
LR4-502PJBW-RYGBCZ | 126000 | 681527 | Signal Tower Pre-assembled 5Tiers, DC 24 V, Pole Mounting/Circular Bracket/Cable, Flashing/Buzzer, Body color Off-White, Red, Amber, Green, Blue, White colours
LR4-BU | 21060 | 678246 | DC 24 V, Buzzer Unit, Silver
LR4-BW | 19240 | 678247 | DC 24 V, Buzzer Unit, Off-white
LR4-E-B | 18030 | 678271 | DC 24 V, LED Unit, Blue
LR4-E-C | 18030 | 678309 | DC 24 V, LED Unit, White
LR4-E-G | 13830 | 678304 | DC 24 V, LED Unit, Green
LR4-E-R | 13830 | 678270 | DC 24 V, LED Unit, Red
LR4-E-Y | 13830 | 678253 | DC 24 V, LED Unit, Amber
LR4-M2WJNW | 61800 | 680309 | 100 - 240 VAC, Base Unit, Direct Mount/Cable, No Flashing/Buzzer, Off-white
LR5-01WJNW | 54500 | 707420 | DC 12 V, base unit, direct mount, cable, no flashing/buzzer, off-white
LR5-02KTNK | 22870 | 679426 | DC 24 V, Base Unit, Mounting Bracket with knock-outs/Terminal, No Flashing Buzzer, Black
LR5-02KTNU | 22870 | 679427 | DC 24 V, Base Unit, Mounting Bracket with knock-outs/Terminal, No Flashing Buzzer, Silver
LR5-02KTNW | 22870 | 679425 | DC 24 V, Base Unit, Mounting Bracket with knock-outs/Terminal, No Flashing Buzzer, Off-white
LR5-02LJNW | 34200 | 678256 | DC 24 V, Base Unit, Pole Mount/Cable, No Flashing/Buzzer, Off-white
LR5-02PJNW | 34200 | 678298 | DC 24 V, Base Unit, Pole Mount/Cable, No Flashing/Buzzer, Off-white
LR5-02WJNW | 26350 | 678273 | DC 24 V, Base Unit, Direct Mount/Cable, No Flashing/Buzzer, Off-white
LR5-02WTNK | 17430 | 678282 | DC 24 V, Base Unit, Direct Mount/Terminal, No Flashing/Buzzer, Black
LR5-02WTNU | 19240 | 678258 | DC 24 V, Base Unit, Direct Mount/Terminal, No Flashing/Buzzer, Silver
LR5-02WTNW | 17430 | 678265 | DC 24 V, Base Unit, Direct Mount/Terminal, No Flashing Buzzer, Off-white
LR5-102PJBW-G | 74250 | 700311 | Signal tower, complete, 50 mm dia., 24 VDC, 1 tier (green), white body, flashing/ buzzer, pole mount w/ Circular bracket/ cable
LR5-102PJNW-C | 51650 | 700457 | Signal tower, complete, 50 mm dia., 24 VDC, 1 tier (white), white body, pole mount w/ Circular bracket/ cable
LR5-102PJNW-R | 51650 | 700459 | Signal tower, complete, 50 mm dia., 24 VDC, 1 tier (red), white body, pole mount w/ Circular bracket/ cable
LR5-102WJBW-G | 65650 | 700312 | Signal tower, complete, 50 mm dia., 24 VDC, 1 tier (green), white body, flashing/ buzzer, direct mount with cable
LR5-302PJBW-RYG | 100100 | 700310 | Signal tower, complete, 50 mm dia., 24 VDC, 3 tiers (red, amber, green), white body, flashing/buzzer, pole mount w/ Circular bracket/ cable
LR5-302PJNW-RYG | 77000 | 700458 | Signal tower, complete, 50 mm dia., 24 VDC, 3 tiers (red, amber, green), white body, pole mount w/ Circular bracket/ cable
LR5-302WJBW-RYG | 91000 | 700313 | Signal tower, complete, 50 mm dia., 24 VDC, 3 tiers (red, amber, green), white body, flashing/ buzzer, direct mount with cable
LR5-BK | 19770 | 678285 | DC 24 V, Buzzer Unit, Black
LR5-BU | 21610 | 678262 | DC 24 V, Buzzer Unit, Silver
LR5-BW | 19770 | 678281 | DC 24 V, Buzzer Unit, Off-white
LR5-E-B | 18030 | 678303 | DC 24 V, LED Unit, Blue
LR5-E-C | 18030 | 678269 | DC 24 V, LED Unit, White
LR5-E-G | 13830 | 678251 | DC 24 V, LED Unit, Green
LR5-E-R | 13830 | 678283 | DC 24 V, LED Unit, Red
LR5-E-Y | 13830 | 678296 | DC 24 V, LED Unit, Amber
LR6-02LJNU | 42040 | 678293 | DC 24 V, Base Unit, Pole Mount/Cable, No Flashing/Buzzer, Silver
LR6-02LJNW | 37140 | 678272 | DC 24 V, Base Unit, Pole Mount/Cable, No Flashing/Buzzer, Off-white
LR6-02PJNU | 42040 | 678302 | DC 24 V, Base Unit, Pole Mount/Cable, No Flashing/Buzzer, Silver
LR6-02PJNW | 37140 | 678263 | DC 24 V, Base Unit, Pole Mount/Cable, No Flashing/Buzzer, Off-white
LR6-02QJNW | 46810 | 678291 | DC 24 V, Base Unit, Pole Mount/Cable, No Flashing/Buzzer, Off-white
LR6-02WCNW | 63450 | 680308 | DC 24 V, Base Unit, Direct Mount/ M12 Connector, No Flashing/Buzzer, Off-white, 60mm dia.
LR6-02WJNU | 29460 | 678307 | DC 24 V, Base Unit, Direct Mount/Cable, No Flashing/Buzzer, Silver
LR6-02WJNW | 24700 | 678255 | DC 24 V, Base Unit, Direct Mount/Cable, No Flashing/Buzzer, Off-white
LR6-102WJBU-R | 75250 | 691148 | Signal tower, 60 mm dia., 24 VDC, 1 tier RED, Silver body, Direct Mount/Cable, With Flashing/Buzzer
LR6-202WJBW-RG | 75100 | 678305 | Signal Tower 60 dia.,DC 24 V, 2 tiers(red, green), white body, flashing/buzzer, direct mount/ cable
LR6-302PJBU-RYG | 114900 | 690275 | 60 dia.,DC 24 V, 3 tiers, silver body, w/ flashing/ buzzer, pole mount w/ Circular bracket/ cable
LR6-302PJNW-RYG | 75100 | 678300 | Signal Tower, 60 dia.,DC 24 V, 3 tiers(red, amber,green), white body, pole mount w/ Circular bracket/ cable
LR6-302-WJBU-RYG | 112000 | 683198 | Signal Tower, 60 dia., DC 24 V, 3 tiers(red, amber,green), silver body, flashing/buzzer, direct mount/ cable
LR6-3ILWMNW-RYG | 139600 | 690784 | Signal Tower, I/O Link Pre-assembled model, 3 Tiers, Direct Mount/M12 Connector, Off-white
LR6-402PJNU-RYBG | 148900 | 675481 | Signal Tower, 60 dia., DC 24 V, 4 tiers(red, amber, blue, green), silver body, pole mount w/ Circular bracket/ cable
LR6-402WJNU-RYBG | 131600 | 675482 | Signal Tower, 60 dia., DC 24 V, 4 tiers(red, amber, blue, green), silver body, Direct mount/ cable
LR6-BU | 22160 | 678294 | DC 24 V, Buzzer Unit, Silver
LR6-BW | 21060 | 678257 | DC 24 V, Buzzer Unit, Off-white
LR6-E-B | 22020 | 679432 | DC 24 V, LED Unit, Blue
LR6-E-C | 19240 | 678288 | DC 24 V, LED Unit, White
LR6-E-G | 18900 | 679431 | DC 24 V, LED Unit, Green
LR6-E-MZ | 62950 | 680310 | Multi Color LED Unit 60 mm, 7 different colors.
LR6-E-R | 18900 | 679434 | Modular signal tower, LED modul, Red, 24 VDC
LR6-E-Y | 18900 | 679433 | DC 24 V, LED Unit, Amber
LR6-USBW | 105100 | 684784 | USB Body Unit, 5V DC USB bus power, Color Off-white
LR7-02KTNK | 25180 | 679430 | Signal Tower Ø 70 mm LR7 24 VDC Base module Black PNP/NPN
LR7-02KTNU | 25180 | 679428 | DC 24 V, Base Unit, Mounting Bracket with knock-outs/Terminal, No Flashing/Buzzer, Silver
LR7-02KTNW | 25180 | 679429 | DC 24 V, Base Unit, Mounting Bracket with knock-outs/Terminal, No Flashing/Buzzer, Off-white
LR7-02WJNW | 28200 | 678259 | DC 24 V, Base Unit, Direct Mount/Cable, No Flashing/Buzzer, Off-white
LR7-02WTNK | 19240 | 678261 | DC 24 V, Base Unit, Direct Mount/Terminal, No Flashing/Buzzer, Black
LR7-02WTNU | 23420 | 678289 | DC 24 V, Base Unit, Direct Mount/Terminal, No Flashing/Buzzer, Silver
LR7-02WTNW | 19240 | 678250 | DC 24 V, Base Unit, Direct Mount/Terminal, No Flashing Buzzer, Off-white
LR7-402WJBW-RYGB | 142900 | 694872 | Signal Tower, complete, 70 dia., DC 24 V, 4 tiers (red, amber, green, blue), white body, flashing/ buzzer, direct mount with cable
LR7-402WJNW-RYGB | 92650 | 700202 | Signal Tower, complete, 70 dia., DC 24 V, 4 tiers (red, amber, green, blue), white body, without buzzer, direct mount with cable
LR7-BK | 21610 | 678264 | DC 24 V, Buzzer Unit, Black
LR7-BU | 22870 | 678274 | DC 24 V, Buzzer Unit, Silver
LR7-BW | 21610 | 678295 | DC 24 V, Buzzer Unit, Off-white
LR7-E-B | 19240 | 678252 | DC 24 V, LED Unit, Blue
LR7-E-C | 19240 | 678306 | DC 24 V, LED Unit, White
LR7-E-G | 14420 | 678284 | DC 24 V, LED Unit, Green
LR7-E-R | 14420 | 678266 | DC 24 V, LED Unit, Red
LR7-E-Y | 14420 | 678260 | DC 24 V, LED Unit, Amber
LRMOUNT-V1 | 34580 | 702316 | Mounting kit for HPRING version 1
LRMOUNT-V2 | 40100 | 708345 | Mounting kit for HPRING version 2
LRRA06AMRPN182 | 27860 | 137792 | Motor Power connector (male), spare part already included in the motor
LS7-502SBWC-RYGBC | 255600 | 685749 | 24 VDC, Base Unit, M12 Connector, No Flashing, Buzzer, Silver
LSP-41RD | 201700 | 378421 | Spot light, high luminiscance, dia. 41mm, red, 12VDC, cable end connector 0.3m
LT2BC048144-R-CO | 507700 | 702468 | High uniformity continuous LED backlight, 48 x 144 mm lighting area, red, with collimation film in both directions
LT2BC240216-B-CO | 1744600 | 707749 | High uniformity continuous LED backlights, 240x216 mm illumination area, blue, 470 nm, with collimation film in both directions
LT2QOG025-00-X-G-24V | 296300 | 700316 | LED coaxial light, 25x25 mm light emitting area, green, 24 VDC
LT2QOG025-00-X-W-24V | 322200 | 693752 | LED coaxial light, 27x27 mm light emitting area, white, 24 VDC
LT2QOG040-00-X-G-24V | 330800 | 702156 | LED coaxial light, 48 x 48 mm light emitting area, green, 24 V
LT2QOG040-00-X-W-24V | 362000 | 690486 | LED coaxial light, 48x48 mm light emitting area, white, 24 V
LT2QOG070-00-X-W-24V | 565400 | 690448 | LED coaxial light, 70x70 mm light emitting area, white, 24 VDC
LT2QOG100-00-X-W-24V | 712100 | 689487 | LED coaxial light, 100x100 mm light emitting area, white, 24 VDC
LT3RZF080-60-1-W-24V | 226200 | 694806 | LED ringlight, 81 mm outer diameter, 1 LED row, 60°, white, 24V
LT3RZF130-60-1-W-24V | 308900 | 696003 | LED ring light, 131.5 mm outer diameter, 1 LED row, 60°, white, 24V
LT3RZF130-60-1-W-24V-M8 | 375700 | 707008 | LED ring light, 1 LED row, 131.5 mm outer diameter, 60°, white, 24V, M8 connector
LT3WRH150-00-1-W-24V | 689800 | 687790 | LED tunnel light, 150x183 mm, white, 24V
LTCLCR048-G | 908600 | 686009 | Compact Telecentric HP illuminator, beam diameter 45 mm, green
LTCLCR080-G | 1441500 | 684917 | Compact Telecentric HP illuminator, beam diameter 100 mm, green
LTCLCR120-G | 2789000 | 702977 | Telecentric CORE illuminator, beam dimensions 0 = 156, x = 130, green, 520 nm
LTCLHP016-G | 414400 | 693941 | Telecentric HP illuminator, beam diameter 20 mm, green
LTCLHP016-R | 424200 | 695927 | Telecentric HP illuminator, beam diameter 20 mm, red
LTCLHP023-G | 375100 | 702217 | Telecentric HP illuminator, beam diameter 16 mm, green, 24 V, FL
LTCLHP024-B | 481700 | 707388 | Telecentric HP illuminator, beam diameter 30 mm, blue
LTCLHP024-G | 460200 | 680693 | Telecentric HP Illuminator, beam diameter 30 mm, green, 24 V, FL
LTCLHP024-W | 460200 | 680032 | Telecentric HP Illuminator, beam diameter 30 mm, white, 24V, FL
LTCLHP048-G | 583900 | 681091 | Telecentric HP illuminator, beam diameter 60 mm, green 520 nm
LTCLHP064-G | 737300 | 699499 | Telecentric HP illuminator, beam diameter 80 mm, green
LTCLHP080-G | 964200 | 684780 | Telecentric HP illuminator, beam diameter 100 mm, green
LTCLHP096-G | 1159100 | 684776 | Telecentric HP illuminator, beam diameter 120 mm, green
LTCLHP120-G | 1521700 | 702980 | Telecentric HP illuminator, beam diameter 150 mm, green
LTCLR120-G | 2789000 | 703007 | Telecentric CORE illuminator, beam dimensions 0 = 156, x = 130, green, 520 nm.
LTDV1CH-17V | 489100 | 680720 | LED Light Strobe controller, 1 channel, variable current 5 mA - 17A, 24 V
LTDVE2CH-20F | 533300 | 702159 | LED Strobe controller 2 channels, 20 A / 40 A pulsed - 2 A / 4 A continuous, fast version
LTDVE8CH-20 | 1257600 | 691181 | LED Light Strobe controller, 8 channel, Ethernet, 24 V
LTIC1CH-A1-4 | 510500 | 695763 | Analogue lighting controller unit, 4A, 24V
LTPRHP3W-B | 301300 | 689439 | LED pattern projector, 3 W, blue, 24 VDC
LTPRHP3W-G | 300500 | 689162 | LED pattern projector, 3 W, green, 24 VDC
LTPRXP-G | 502700 | 687725 | High Power LED pattern projector, green 520 nm, C-Mount, 24 V
LTPVRG070-00-1-R-24V | 120700 | 703156 | Flat side-emitting LED backlight, thin borders, 70 x 70 mm illumination area, red, 24 VDC
LTPVRG070-00-1-W-24V | 120700 | 703155 | Flat side-emitting LED backlight, thin borders, 70X70 mm illumination area, white, 24V
LTPVRG25X36-00-1-B-24V | 80550 | 702579 | Flat side-emitting LED backlight, thin borders, 25X36 mm illumination area, blue, 24V
LTRN024NW | 539500 | 684777 | Ring LED illuminator, inner diameter 56 mm, straight type, white
LTRN048NW | 648700 | 689486 | Ring LED illuminator, inner diameter 75 mm, straight type, white, 24 VDC
LTRN064NW | 866200 | 681983 | LED Ring Light, inner diameter 100 mm, outer diameter 192 mm, white, 24 V
LTRN075W45 | 353800 | 688725 | LED Ring Light, inner diameter 28 mm, outer diameter 75.4 mm, white, 24 V
LTRN080NW | 866200 | 684779 | Ring LED illuminator, inner diameter 116 mm, straight type, white
LTRN096NW | 1054900 | 684774 | Ring LED illuminator, inner diameter 143 mm, straight type, white
LTRN165W45 | 1073900 | 688723 | LED Ring Light, inner diameter 134.5 mm, outer diameter 164.5 mm, white, 24 V
LTRN210W20 | 1041400 | 680721 | LED Ring Light, inner diameter 116 mm outer diameter 195 mm, white, 24 V
LTRN245W25 | 1041400 | 684786 | Ring LED illuminator, inner diameter 158.5 mm, oblique type, white
LTRN245W45 | 1044300 | 708715 | Ring LED illuminator, inner diameter 117.0 mm, oblique type, white,
LTRNHP075G45 | 772900 | 702185 | High power LED ring illuminators, oblique type, inner diam. 28mm, green, 525 nm
LTRNHP075W45 | 772900 | 702157 | High power LED ring illuminators, oblique type, inner dia. 28 mm, white, 6200 K
LTRNHP210W20 | 1550600 | 702158 | High power LED ring illuminators, oblique type, inner dia. 116.5 mm, white, 6200 K
LTZGK050-15-2-W-24V | 158300 | 690484 | LED ring light, 2 LED rows, outer diameter 50 mm, inner diameter 30 mm, 15°, white, 24 V
LTZGK070-15-3-W-24V | 191700 | 703432 | LED ring light, 3 LED rows, outer diameter 70 mm, 15°, white, 24V
LTZPFL080-00-6-W-24V | 253800 | 687334 | LED bar illuminator, active area 80 x 26.3 mm, white, 24V
LTZZO130-75-3-R-24V | 377000 | 690412 | LED low angle ringlight, 3 LED rows, outer diameter 131 mm, inner diameter 111 mm, 75°, red, 24 V
LV-27RD2 | 249100 | 691057 | LED Spot Light, active area 6 mm diameter, red, 24 VDC
LY1 110/120VAC | 3452 | 154978 | Relay, plug-in, SPDT, 15 A, 110/120 VAC
LY1 12VAC | 3165 | 144273 | Relay, plug-in, SPDT, 15 A, 12 VAC
LY1 12VDC | 3452 | 116887 | Relay, plug-in, SPDT, 15 A, 12 VDC
LY1 200/220VAC | 2909 | 116884 | Relay, plug-in, SPDT, 15 A, 200/220 VAC
LY1 220/240VAC | 3709 | 116885 | Relay, plug-in, SPDT, 15 A, 220/240 VAC
LY1 24VAC | 3452 | 116863 | Relay, plug-in, SPDT, 15 A, 24 VAC
LY1 24VAC | 3452 | 116882 | Relay, plug-in, SPDT, 15 A, 24 VAC
LY1 24VDC | 3452 | 116888 | Relay, plug-in, 5-pin, SPDT, 15 A, 24 VDC
LY1-0 110/120VAC | 3452 | 144277
LY1-0 12VDC | 3452 | 157561
LY1-0 220/240VAC | 3709 | 116838
LY1-0 24VAC | 3165 | 116834
LY1-0 24VDC | 2066 | 154168
LY1-D 100/110VDC | 7650 | 148876 | Relay, plug-in, SPDT, 15 A, diode, 100/110 VDC
LY1-D 12VDC | 6525 | 116869 | Relay, plug-in, SPDT, 15 A, diode, 12 VDC
LY1-D 24VDC | 6525 | 116870 | Relay, plug-in, SPDT, 15 A, diode, 24 VDC
LY1-D 48VDC | 7070 | 357868
LY1F 12VDC | 3452 | 116799 | Relay, flange mount, plug-in, SPDT, 15 A, 12 VDC
LY1F 200/220VAC | 3220 | 148598 | Relay, flange mount, plug-in, SPDT, 15 A, 200/220 VAC
LY1F 220/240VAC | 3709 | 116798 | Relay, flange mount, plug-in, SPDT, 15 A, 220/240 VAC
LY1F 220VAC/240 | 4908 | 116871 | Relay, flange mount, plug-in, SPDT, 15 A, 220/240 VAC
LY1F 24VAC | 3452 | 144275 | Relay, flange mount, plug-in, SPDT, 15 A, 24 VAC
LY1F 24VDC | 3452 | 116800 | Relay, flange mount, plug-in, SPDT, 15 A, 24 VDC
LY1I4 24VAC | 3116 | 151957
LY1N 110VAC/120 | 3694 | 149664 | Relay, plug-in, SPDT, 15 A, LED indicator, 110/120 VAC
LY1N 12VDC | 3694 | 105380 | Relay, plug-in, SPDT, 15 A, LED indicator, 12 VDC
LY1N 220VAC/240 | 2748 | 116804 | Relay, plug-in, SPDT, 15 A, LED indicator, 220/240 VAC
LY1N 24VAC | 2556 | 153004 | Relay, plug-in, SPDT, 15 A, LED indicator, 24 VAC
LY1N-D2 24VDC | 9045 | 116875 | Relay, plug-in, 5-pin, SPDT, 15 A, LED indicator, coil suppression, 24 VDC
LY2 100/110VAC | 3945 | 144278 | Relay, plug-in, 8-pin, DPDT, 10 A, 100/110 VAC
LY2 100/110VDC | 4031 | 153006 | Relay, plug-in, 8-pin, DPDT, 10 A, 100/110 VDC
LY2 110/120VAC | 4031 | 116738 | Relay, plug-in, 8-pin, DPDT, 10 A, 110/120 VAC
LY2 120VDC | 4243 | 116745 | Relay, plug-in, DPDT, 10 A, 120 VDC
LY2 125VDC | 6340 | 116793 | Relay, plug-in, DPDT, 10 A, 125 VDC
LY2 12VAC | 4031 | 153005 | Relay, plug-in, 8-pin, DPDT, 10 A, 12 VAC
LY2 12VDC | 4031 | 116741 | Relay, plug-in, 8-pin, DPDT, 10 A, 12 VDC
LY2 200/220VAC | 4243 | 116739 | Relay, plug-in, DPDT, 10 A, 200/220 VAC
LY2 220/240VAC | 4031 | 154980 | Relay, plug-in, 8-pin, DPDT, 10 A, 220/240 VAC
LY2 24VAC | 4031 | 150789 | Relay, plug-in, 8-pin, DPDT, 10 A, 24 VAC
LY2 24VDC | 4031 | 116742 | Relay, plug-in, 8-pin, DPDT, 10 A, 24 VDC
LY2 32VDC | 3415 | 116743 | Relay, plug-in, DPDT, 10 A, 32 VDC
LY2 48VAC | 3945 | 116737 | Relay, plug-in, 8-pin, DPDT, 10 A, 48 VAC
LY2 48VDC | 4031 | 103958 | Relay, plug-in, 8-pin, DPDT, 10A, 48 VDC
LY2 6VAC | 6265 | 116734 | Relay, plug-in, 8-pin, DPDT, 10 A, 6 VAC
LY2 6VDC | 3945 | 116740 | Relay, plug-in, 8-pin, DPDT, 10 A, 6 VDC
LY2-0 100/110VAC | 3415 | 116629
LY2-0 100/110VDC | 4243 | 144279
LY2-0 110/120VAC | 3945 | 116630
LY2-0 220/240VAC | 4031 | 154171 | Relay, PCB pins, 8-pin, DPDT, 10 A, 220/240 VAC
LY2-0 24VAC | 3945 | 103144 | Relay, PCB pins, 8-pin, DPDT, 10 A, 24 VAC
LY2-0 24VDC | 4031 | 116633 | Relay, PCB pins, 8-pin, DPDT, 10 A, 24 VDC
LY2-0 48VDC | 3945 | 116634 | Relay, PCB pins, 8-pin, DPDT, 10 A, 48 VDC
LY2-0 6VDC | 3945 | 116632
LY2-CR 200/220VAC | 12750 | 116704 | Relay, plug-in, DPDT, 10 A, RC circuit, 200/220 VAC
LY2-D 12VDC | 8805 | 104345 | Relay, plug-in, DPDT, 10 A, diode, 12 VDC
LY2-D 24VDC | 5985 | 116787 | Relay, plug-in, 8-pin, DPDT, 10 A, coil suppression, 24 VDC
LY2-D 48VDC | 7940 | 146830 | Relay, plug-in, DPDT, 10 A, diode, 48 VDC
LY2F 100/110VAC | 5975 | 116760 | Relay, flange mount, plug-in, DPDT, 10 A, 100/110 VAC
LY2F 110/120VAC | 4243 | 116654 | Relay, flange mount, plug-in, DPDT, 10 A, 110/120 VAC
LY2F 12VAC | 4243 | 146407 | Relay, flange mount, plug-in, DPDT, 10 A, 12 VAC
LY2F 12VDC | 4243 | 116658 | Relay, Flange mount, plug-in, 8-pin, DPDT, 10 A, 12 VDC
LY2F 200/220VAC | 4243 | 154169 | Relay, flange mount, plug-in, DPDT, 10 A, 200/220 VAC
LY2F 220/240VAC | 4400 | 116656 | Relay, Flange mount, plug-in, 8-pin, DPDT, 10 A, 220/240 VAC
LY2F 24VAC | 4243 | 148600 | Relay, flange mount, plug-in, DPDT, 10 A, 24 VAC
LY2F 24VDC | 4243 | 116659 | Relay, Flange mount, plug-in, 8-pin, DPDT, 10 A, 24 VDC
LY2F 48VDC | 4736 | 116660 | Relay, flange mount, plug-in, DPDT, 10 A, 48 VDC
LY2F-T2 220/240VAC | 7935 | 116730
LY2F-VD 220VAC | 10240 | 116700
LY2I4 110VAC/120 | 3552 | 116684
LY2I4N 100/110VAC | 4930 | 116680
LY2I4N 100/110VDC | 4593 | 154981 | Relay, plug-in, 8-pin, DPDT, 10 A, LED indicator, test button
LY2I4N 110/120VAC | 4930 | 116681 | Relay, plug-in, 8-pin, DPDT, 10 A, LED indicator, test button
LY2I4N 12VDC | 4930 | 147590
LY2I4N 200/220VAC | 4593 | 146409
LY2I4N 220/240VAC | 5295 | 116682 | Relay, plug-in, 8-pin, DPDT, 10 A, LED indicator, test button
LY2I4N 24VAC | 4930 | 103143 | Relay, plug-in, 8-pin, DPDT, 10 A, LED indicator, test button
LY2I4N 24VDC | 3678 | 157562 | Relay, plug-in, 8-pin, DPDT, 10 A, LED indicator, test button
LY2I4N 48VDC | 4930 | 116683
LY2N 100/110VAC | 6565 | 150790 | Relay, plug-in, 8-pin, DPDT, 10 A, LED indicator, 100/110 VAC
LY2N 100/110VDC | 8805 | 116768 | Relay, plug-in, 8-pin, DPDT, 10 A, LED indicator, 100/110 VDC
LY2N 12VAC | 4715 | 116679 | Relay, plug-in, 8-pin, DPDT, 10 A, LED indicator, 12 VAC
LY2N 12VDC | 4715 | 116666 | Relay, plug-in, 8-pin, DPDT, 10 A, LED indicator, 12 VDC
LY2N 200/220VAC | 5165 | 116663 | Relay, plug-in, DPDT, 10 A, LED indicator, 200/220 VAC
LY2N 220/240VAC | 7070 | 116664 | Relay, plug-in, 8-pin, DPDT, 10 A, LED indicator, 220/240 VAC
LY2N 24VAC | 4947 | 151831 | Relay, plug-in, 8-pin, DPDT, 10 A, LED indicator, 24 VAC
LY2N 24VDC | 6565 | 149665 | Relay, plug-in, 8-pin, DPDT, 10 A, LED indicator, 24 VDC
LY2N 48VAC | 4970 | 116692 | Relay, plug-in, DPDT, 10 A, LED indicator, 48 VAC
LY2N 48VDC | 7650 | 103142 | Relay, plug-in, DPDT, 10 A, LED indicator, 48 VDC
LY2N 50VAC | 4715 | 147591 | Relay, plug-in, DPDT, 10 A, LED indicator, 50 VAC
LY2N 6VDC | 4715 | 116665 | Relay, plug-in, DPDT, 10 A, LED indicator, 6 VDC
LY2N-CR 100/110VAC | 14210 | 152340 | Relay, plug-in, DPDT, 10 A, LED indicator, RC circuit, 100/110 VAC
LY2N-CR 110VAC/120 | 12830 | 116716 | Relay, plug-in, DPDT, 10 A, LED indicator, RC circuit, 110/120 VAC
LY2N-CR 220/240VAC | 14570 | 150062 | Relay, plug-in, DPDT, 10 A, LED indicator, RC circuit, 220/240 VAC
LY2N-D2 100/110VDC | 10980 | 142424 | Relay, plug-in, 8-pin, DPDT, 10 A, LED indicator, coil suppressor
LY2N-D2 12VDC | 10610 | 116702 | Relay, plug-in, DPDT, 10 A, LED indicator, diode, 12 VDC
LY2N-D2 24VDC | 9650 | 156651 | Relay, plug-in, 8-pin, DPDT, 10 A, LED indicator, coil suppressor
LY2N-D2 48VDC | 12000 | 116703 | Relay, plug-in, DPDT, 10 A, LED indicator, diode, 48 VDC
LY2S 100/110VAC | 6640 | 116769
LY2S 220/240VAC | 7025 | 116713
LY2-VD 24VDC | 9890 | 116789
LY2Z 100/110VAC | 10610 | 116772 | Relay, plug-in, DPDT (bifurcated), 5 A, 100/110 VAC
LY2Z 110VDC | 10980 | 116775 | Relay, plug-in, DPDT (bifurcated), 5 A, 110 VDC
LY2Z 12VDC | 10610 | 151174 | Relay, plug-in, DPDT (bifurcated), 5 A, 12 VDC
LY2Z 24VDC | 8050 | 116773 | Relay, plug-in, DPDT (bifurcated), 5 A, 24 VDC
LY2Z 48VDC | 9525 | 116774
LY2Z-0 24VDC | 10780 | 148878
LY2Z-0 48VDC | 9725 | 116620
LY2ZD 24VDC | 12750 | 143504 | Relay, plug-in, DPDT (bifurcated), 5 A, diode, 24 VDC
LY2ZF 12VDC | 10610 | 116783
LY2ZF 24VDC | 10610 | 116776
LY2ZN 100/110VAC | 12420 | 116777 | Relay, plug-in, DPDT (bifurcated), 5 A, LED indicator, 100/110 VAC
LY2ZN 12VDC | 11100 | 679634 | Relay, plug-in, DPDT (bifurcated), 5 A, LED indicator
LY2ZN 24VDC | 12420 | 116778 | Relay, plug-in, DPDT (bifurcated), 5 A, LED indicator, 24 VDC
LY2ZN-D2 24VDC | 14570 | 116707 | Relay, plug-in, DPDT (bifurcated), 5 A, LED indicator, diode, 24 VDC
LY3-0 120VAC | 6665 | 153009
LY3-0 12VDC | 7680 | 116459
LY3-0 200/220VAC | 6880 | 156372
LY3-0 240VAC | 6880 | 103146
LY3-0 24VAC | 7680 | 116552
LY3-0 24VDC | 7680 | 116460 | Relay, PCB pin, 11-pin, 3PDT, 10 A, 24 VDC
LY3-0 48VDC | 10160 | 151833
LY3-0 6VDC | 6665 | 116458
LY4 100/110VAC | 7240 | 103960 | Relay, plug-in, 14-pin, 4PDT, 10 A, 100/110 VAC
LY4 100/110VDC | 7240 | 116452 | Relay, plug-in, 14-pin, 4PDT, 10 A, 100/110 VDC
LY4 120VAC | 7650 | 116443 | Relay, plug-in, 4PDT, 10 A, 120 VAC
LY4 125VDC | 8335 | 148236 | Relay, plug-in, 14-pin, 4PDT, 10 A, 125 VDC
LY4 12VAC | 7240 | 116440 | Relay, plug-in, 14-pin, 4PDT, 10 A, 12 VAC
LY4 12VDC | 7240 | 116448 | Relay, plug-in, 14-pin, 4PDT, 10 A, 12 VDC
LY4 200/220VAC | 12840 | 116477 | Relay, plug-in, 12-pin, 4 poles, 200/220 VAC
LY4 230VAC | 7240 | 116367 | Relay, plug-in, 14-pin, 4PDT, 10 A, 230 VAC
LY4 24VAC | 7240 | 116441 | Relay, plug-in, 14-pin, 4PDT, 10 A, 24 VAC
LY4 24VDC | 7240 | 116449 | Relay, plug-in, 14-pin, 4PDT, 10 A, 24 VDC
LY4 32VDC | 7650 | 146414 | Relay, plug-in, 4PDT, 10 A, 32 VDC
LY4 36VDC | 6640 | 116450 | Relay, plug-in, 4PDT, 10 A, 36 VDC
LY4 48VAC | 7240 | 103961 | Relay, plug-in, 14-pin, 4PDT, 10 A, 48 VAC
LY4 48VDC | 7240 | 143117 | Relay, plug-in, 14-pin, 4PDT, 10 A, 48 VDC
LY4 6VAC | 4489 | 146413 | Relay, plug-in, 4PDT, 10 A, 6 VAC
LY4 6VDC | 7240 | 116447 | Relay, plug-in, 4PDT, 10 A, 6 VDC
LY4-0 100/110VDC | 6875 | 116347
LY4-0 120VAC | 6640 | 116341
LY4-0 12VDC | 7650 | 145375 | Relay, PCB terminals, 14-pin, 4PDT, 10 A, 12 VDC
LY4-0 230VAC | 7900 | 116349 | Relay, PCB terminals, 14-pin, 4PDT, 10 A, 230 VAC
LY4-0 240VAC | 6875 | 116342
LY4-0 24VAC | 11650 | 142426
LY4-0 24VDC | 7650 | 116344 | Relay, PCB terminals, 14-pin, 4PDT, 10 A, 24 VDC
LY4-0 48VDC | 7650 | 116346
LY4-D 100/110VDC | 14190 | 116414 | Relay, plug-in, 4PDT, 10 A, diode, 100/110 VDC
LY4-D 12VDC | 13810 | 116411 | Relay, plug-in, 4PDT, 10 A, diode, 12 VDC
LY4-D 24VDC | 13810 | 116412 | Relay, plug-in, 14-pin, 4PDT, 10 A, coil suppression, 24 VDC
LY4-D 48VDC | 12460 | 116413 | Relay, plug-in, 4PDT, 10 A, diode, 48 VDC
LY4F 100/110VDC | 10860 | 144677
LY4F 120VAC | 6640 | 116456 | Relay, flange mount, plug-in, 4PDT, 10 A, 120 VAC
LY4F 12VDC | 7650 | 116364 | Relay, flange mount, plug-in, 4PDT, 10 A, 12 VDC
LY4F 200/220VAC | 12040 | 147895 | Relay, flange mount, plug-in, 4PDT, 10 A, 200/220 VAC
LY4F 240VAC | 6900 | 116362 | Relay, flange mount, plug-in, 4PDT, 10 A, 240 VAC
LY4F 24VAC | 6640 | 142039 | Relay, flange mount, plug-in, 4PDT, 10 A, 24 VAC
LY4F 24VDC | 7650 | 116365 | Relay, flange mount, plug-in, 4PDT, 10 A, 24 VDC
LY4F 48VDC | 6640 | 116366 | Relay, flange mount, plug-in, 4PDT, 10 A, 48 VDC
LY4I4N 100/110VDC | 9245 | 116398 | Relay, plug-in, 14-pin, 4PDT, 10 A, LED indicator, test button
LY4I4N 110/120VAC | 10270 | 116395 | Relay, plug-in, 14-pin, 4PDT, 10 A, LED indicator, test button
LY4I4N 12VDC | 8625 | 154984 | Relay, plug-in, 14-pin, 4PDT, 10 A, LED indicator, test button
LY4I4N 200/220VAC | 8055 | 116396 | Relay, plug-in, 14-pin, 4PDT, 10 A, LED indicator, test button
LY4I4N 230VAC | 9245 | 103147 | Relay, plug-in, 14-pin, 4PDT, 10 A, LED indicator, test button
LY4I4N 240VAC | 8055 | 150794 | Relay, plug-in, 14-pin, 4PDT, 10 A, LED indicator, test button
LY4I4N 24VAC | 8625 | 154983 | Relay, plug-in, 14-pin, 4PDT, 10 A, LED indicator, test button
LY4I4N 24VDC | 11670 | 116399 | Relay, plug-in, 14-pin, 4PDT, 10 A, LED indicator, test button
LY4I4N 48VDC | 8625 | 116400 | Relay, plug-in, 14-pin, 4PDT, 10 A, LED indicator, test button
LY4N 100/110VAC | 7345 | 145374 | Relay, plug-in, 14-pin, 4PDT, 10 A, LED indicator, 100/110 VAC
LY4N 100/110VDC | 9120 | 116380 | Relay, plug-in, 14-pin, 4PDT, 10 A, LED indicator, 100/110 VDC
LY4N 110/120VAC | 7345 | 116373 | Relay, plug-in, 4PDT, 10 A, LED indicator, 110/120 VAC
LY4N 12VAC | 7345 | 116374 | Relay, plug-in, 4PDT, 10 A, LED indicator, 12 VAC
LY4N 12VDC | 8495 | 116381 | Relay, plug-in, 4PDT, 10 A, LED indicator, 12 VDC
LY4N 200/220VAC | 14430 | 116375 | Relay, plug-in, 14-pin, 4PDT, 10 A, LED indicator, 200/220 VAC
LY4N 230VAC | 7940 | 116376 | Relay, plug-in, 4PDT, 10 A, LED indicator, 230 VAC
LY4N 240VAC | 7940 | 116377 | Relay, plug-in, 4PDT, 10 A, LED indicator, 240 VAC
LY4N 24VAC | 8495 | 116378 | Relay, plug-in, 14-pin, 4PDT, 10 A, LED indicator, 24 VAC
LY4N 24VDC | 8305 | 116382 | Relay, plug-in, 14-pin, 4PDT, 10 A, LED indicator, 24 VDC
LY4N 48VDC | 7345 | 142040 | Relay, plug-in, 4PDT, 10 A, LED indicator, 48 VDC
LY4N-D2 100/110VDC | 15880 | 155264 | Relay, plug-in, 4PDT, 10 A, LED indicator, diode, 100/110 VDC
LY4N-D2 12VDC | 15620 | 116425 | Relay, plug-in, 14-pin, 4PDT, 10 A, LED indicator, coil suppressor, 12 VDC
LY4N-D2 24VDC | 13950 | 153315 | Relay, plug-in, 14-pin, 4PDT, 10 A, LED indicator, coil suppressor, 24 VDC
LY4N-D2 48VDC | 15620 | 116427 | Relay, plug-in, 4PDT, 10 A, LED indicator, diode, 48 VDC
LYTEMV2-PWM-660-50-45-24V | 583600 | 708067 | Laser line light, 660 nm, laser class 3R, M18 threaded body, output 40 mW, collimating lens, 45 degree fan angle, IP67, 5-30 VDC
M16-0 | 616.5 | 103150 | Solder terminal socket for use with M16 range of indicators
M16-0P | 2596 | 143883 | PCB terminal socket for use with M16 range of indicators
M165-AA-12D | 10300 | 116077
M165-AA-24D | 10300 | 116078
M165-AA-5D | 10300 | 146418
M165-AG-24D | 6295 | 116212
M165-AR-24D | 5445 | 116122
M165-AW-24D | 6735 | 105395
M165-AW-5D | 6735 | 143124
M165-AY-12D | 6735 | 116126
M165-AY-24D | 6735 | 116128
M165-AY-5D | 6735 | 116130
M165-JA-12D | 10300 | 116079
M165-JA-24D | 10300 | 116080
M165-JA-5D | 10300 | 116081
M165-JG-12D | 6735 | 156382
M165-JG-24D | 6735 | 116134
M165-JG-5D | 6735 | 116136
M165-JR-12D | 6735 | 143126
M165-JR-24D | 6735 | 116139
M165-JR-5D | 6735 | 116140
M165-JW-12D | 6735 | 143127
M165-JW-24D | 6735 | 103151
M165-JW-5D | 6735 | 116142
M165-JY-12D | 6735 | 116144
M165-JY-24D | 6735 | 103152
M165-JY-5D | 6735 | 144285
M165-TA-12D | 10300 | 105398
M165-TA-24D | 10300 | 116082 | Indicator dia. 16 mm, round, blue, LED 24 VAC/VDC, IP65, solder terminal
M165-TA-5D | 10300 | 150673
M165-TG-12D | 6735 | 116148
M165-TG-24D | 6735 | 116149 | Indicator dia. 16 mm, round, green, LED 24 VAC/VDC, IP65, solder terminal
M165-TG-5D | 6735 | 103153
M165-TR-12D | 6735 | 116152
M165-TR-24D | 6735 | 156042 | Indicator dia. 16 mm, round, red, LED 24 VAC/VDC, IP65, solder terminal
M165-TR-5D | 6735 | 116154
M165-TW-12D | 6735 | 145388
M165-TW-24D | 6735 | 116157 | Indicator dia. 16 mm, round, white, LED 24 VAC/VDC, IP65, solder terminal
M165-TW-5D | 6735 | 116158
M165-TY-12D | 6735 | 116160
M165-TY-24D | 6735 | 116162 | Indicator dia. 16 mm, round, yellow, LED 24 VAC/VDC, IP65, solder terminal
M165-TY-5D | 6735 | 116164
M16-AA-12D | 9695 | 116165
M16-AA-24D | 9695 | 116166 | Indicator dia. 16 mm, square, blue, LED 24 VAC/VDC, IP40, solder terminal
M16-AA-5D | 9695 | 116167
M16-AG-24D | 4287 | 116256 | Indicator square, solder terminal, LED without Voltage, Reduction Unit, IP40, 24VDC, Green
M16-AR-12D | 4287 | 116259 | Indicator square, solder terminal, LED without Voltage, Reduction Unit, IP40, 12VDC, Red
M16-AR-24D | 4887 | 150799 | Indicator dia. 16 mm, square, red, LED 24 VAC/VDC, IP40, solder terminal
M16-AY-24D | 4287 | 116172 | Indicator square, solder terminal, LED without Voltage, Reduction Unit, IP40, 24VDC, Yellow
M16-JA-12D | 9695 | 116168
M16-JA-24D | 9695 | 116169 | Indicator rectangular, solder terminal, LED without Voltage, Reduction Unit, IP40, 24VDC, blue
M16-JA-5D | 9695 | 116074
M16-JG-24D | 4287 | 116179 | Indicator rectangular, solder terminal, LED without Voltage, Reduction Unit, IP40, 24VDC, Green
M16-JR-24D | 4287 | 116185 | Indicator rectangular, solder terminal, LED without Voltage, Reduction Unit, IP40, 24VDC, Green
M16-JW-24D | 4220 | 116189 | Indicator dia. 16 mm, rectangular, white, LED 24 VAC/VDC, IP40, solder terminal
M16-JY-24D | 4287 | 116193 | Indicator rectangular, solder terminal, LED without Voltage, Reduction Unit, IP40, 24VDC, Green
M16-S | 11730 | 153683 | Screwless terminal socket for use with M16 range of indicators
M16-T1 | 10910 | 172755 | Lamp socket, solder terminal
M16-T2-S | 16840 | 206667 | Lamp socket, 200V, screw terminal
M16-TA-12D | 8625 | 156043
M16-TA-24D | 8625 | 116075 | Indicator dia. 16 mm, round, blue, LED 24 VAC/VDC, IP40, solder terminal
M16-TA-5D | 8625 | 116076
M16-TG-24D | 4117 | 105392 | Indicator, round, green, 24VDC
M16-TR-24D | 4117 | 149678 | Indicator dia. 16 mm, round, red, LED 24 VAC/VDC, IP40, solder terminal
M16-TY-24D | 4287 | 156041 | Indicator, round, yellow, 24VDC
M22-00 | 1385 | 116083 | Indicator socket unit
M22-00-T1 | 4730 | 116084 | Indicator socket unit 100V
M22-00-T2 | 4222 | 150677 | Indicator socket unit 200V
M22-CA | 6065 | 116088 | Indicator, square, IP65, blue
M22-CG | 6065 | 145389 | Indicator, square, IP65, green
M22-CG-24A | 12660 | 116109
M22-CR | 6065 | 116089 | Indicator, square, IP65, red
M22-CR-24A | 9050 | 116113
M22-CW | 6065 | 116090 | Indicator, square, IP65, white
M22-CY | 6065 | 116091 | Indicator, square, IP65, yellow
M22-FA | 1915 | 116085 | Indicator, round, IP65, blue
M22-FG | 2133 | 116086 | Indicator, round, IP65, green
M22-FR | 1933 | 153020 | Indicator, round, IP65, red
M22-FW | 1933 | 151850 | Indicator, round, IP65, white
M22-FY | 1933 | 116087 | Indicator, round, IP65, yelow
M22N-BC-TAA-AC | 7485 | 660571 | Indicator M22N flat etched, CAP COLOR BLUE, LED BLUE, LED VOLTAGE 24 VDC
M22N-BC-TAA-AC-P | 7950 | 672595 | M22N Indicator, Plastic flat etched, Blue, Blue, 24 V, push-in terminal
M22N-BC-TAA-AD | 8645 | 666263 | Indicator M22N flat etched, CAP COLOR BLUE, LED BLUE, LED VOLTAGE 100-120 VAC
M22N-BC-TAA-AE | 8645 | 663471 | Indicator M22N flat etched, cap color blue, LED blue, LED voltage 200-240 VAC
M22N-BC-TAA-AE-P | 9055 | 672606 | M22N Indicator, Plastic flat etched, Blue, Blue, 220/230/240 VAC, push-in terminal
M22N-BC-TGA-GC | 7485 | 660568 | Indicator M22N flat etched, cap color green, LED green, LED voltage 24 VDC
M22N-BC-TGA-GC-P | 7950 | 672578 | M22N Indicator, Plastic flat etched, Green, Green, 24 V, push-in terminal
M22N-BC-TGA-GD | 8645 | 663470 | Indicator M22N flat etched, CAP COLOR GREEN, LED GREEN, LED VOLTAGE 100-120 VAC
M22N-BC-TGA-GE | 8645 | 662879 | Indicator M22N flat etched, cap color green, LED green, LED voltage 200-240 VAC
M22N-BC-TGA-GE-P | 9055 | 672607 | M22N Indicator, Plastic flat etched, Green, Green, 220/230/240 V AC, push-in terminal
M22N-BC-TOA-OC-P | 7950 | 680451 | M22N Indicator, Plastic flat etched, Orange, Orange, 24 V, push-in terminal
M22N-BC-TRA-RC | 7485 | 662885 | Indicator M22N flat etched, cap color red, LED red, LED voltage 24 VDC
M22N-BC-TRA-RC-P | 7950 | 672579 | M22N Indicator, Plastic flat etched, Red, Red, 24 V, push-in terminal
M22N-BC-TRA-RD | 8645 | 662490 | Indicator M22N flat etched, CAP COLOR RED, LED RED, LED VOLTAGE 100-120 VAC
M22N-BC-TRA-RE | 8645 | 664398 | Indicator M22N flat etched, cap color red, LED red, LED voltage 200-240 VAC
M22N-BC-TRA-RE-P | 9055 | 672592 | M22N Indicator, Plastic flat etched, Red, Red, 220/230/240 V AC, push-in terminal
M22N-BC-TWA-WC | 7485 | 660932 | Indicator M22N flat etched, cap color white, LED white, LED voltage 24 VDC
M22N-BC-TWA-WC-P | 7950 | 672612 | M22N Indicator, Plastic flat etched, White, White, 24 V, push-in terminal
M22N-BC-TWA-WD | 8645 | 663814 | Indicator M22N flat etched, CAP COLOR WHITE, LED WHITE, LED VOLTAGE 100-120 VAC
M22N-BC-TWA-WE | 8645 | 661482 | Indicator M22N flat etched, cap color white, LED white, LED voltage 200-240 VAC
M22N-BC-TWA-WE-P | 9055 | 672576 | M22N Indicator, Plastic flat etched, White, White, 220/230/240 V AC, push-in terminal
M22N-BC-TWA-YC-P | 7950 | 680450 | M22N Indicator, Plastic flat etched, White, White, 24 V, push-in terminal
M22N-BC-TYA-YC | 7485 | 660935 | Indicator M22N flat etched, cap color yellow, LED yellow, LED voltage 24 VDC
M22N-BC-TYA-YC-P | 7950 | 672582 | M22N Indicator, Plastic flat etched, Yellow, Yellow, 24 V, push-in terminal
M22N-BC-TYA-YD | 8645 | 660559 | Indicator M22N flat etched, CAP COLOR YELLOW, LED YELLOW, LED VOLTAGE 100-120 VAC
M22N-BC-TYA-YE | 8645 | 662878 | Indicator M22N flat etched, cap color yellow, LED yellow, LED voltage 200-240 VAC
M22N-BC-TYA-YE-P | 9055 | 672598 | M22N Indicator, Plastic flat etched, Yellow, Yellow, 220/230/240 V AC, push-in terminal
M22N-BG-TAA-AC | 7485 | 666625 | Indicator M22N semi-spherical, CAP COLOR BLUE, LED BLUE, LED VOLTAGE 24 VDC
M22N-BG-TAA-AC-P | 7950 | 672583 | M22N Indicator, Plastic semi-spherical, Blue, Blue, 24 V, push-in terminal
M22N-BG-TAA-AD | 8645 | 664361 | Indicator M22N semi-spherical, CAP COLOR BLUE, LED BLUE, LED VOLTAGE 100-120 VAC
M22N-BG-TAA-AE | 8645 | 661490 | Indicator M22N semi-spherical, CAP COLOR BLUE, LED BLUE, LED VOLTAGE 200-240 VAC
M22N-BG-TAA-AE-P | 9055 | 672608 | M22N Indicator, Plastic semi-spherical, Blue, Blue, 220/230/240 VAC, push-in terminal
M22N-BG-TGA-GC | 7485 | 660558 | Indicator M22N semi-spherical, cap color green, LED green, LED voltage 24 VDC
M22N-BG-TGA-GC-P | 7950 | 672589 | M22N Indicator, Plastic semi-spherical, Green, Green, 24 V, push-in terminal
M22N-BG-TGA-GD | 8645 | 665312 | Indicator M22N semi-spherical, CAP COLOR GREEN, LED GREEN, LED VOLTAGE 100-120 VAC
M22N-BG-TGA-GE | 8645 | 660569 | Indicator M22N semi-spherical, CAP COLOR GREEN, LED GREEN, LED VOLTAGE 200-240 VAC
M22N-BG-TGA-GE-P | 9055 | 672586 | M22N Indicator, Plastic semi-spherical, Green, Green, 220/230/240 V AC, push-in terminal
M22N-BG-TRA-RC | 7485 | 664712 | Indicator M22N semi-spherical, cap color red, LED red, LED voltage 24 VDC
M22N-BG-TRA-RC-P | 7950 | 672584 | M22N Indicator, Plastic semi-spherical, Red, Red, 24 V, push-in terminal
M22N-BG-TRA-RD | 8645 | 663818 | Indicator M22N semi-spherical, CAP COLOR RED, LED RED, LED VOLTAGE 100-120 VAC
M22N-BG-TRA-RE | 8645 | 662542 | Indicator M22N semi-spherical, CAP COLOR RED, LED RED, LED VOLTAGE 200-240 VAC
M22N-BG-TRA-RE-P | 9055 | 672602 | M22N Indicator, Plastic semi-spherical, Red, Red, 220/230/240 V AC, push-in terminal
M22N-BG-TWA-WC | 7485 | 660015 | Indicator M22N semi-spherical, CAP COLOR WHITE, LED WHITE, LED VOLTAGE 24 VDC
M22N-BG-TWA-WC-P | 7950 | 672580 | M22N Indicator, Plastic semi-spherical, White, White, 24 V, push-in terminal
M22N-BG-TWA-WD | 8645 | 661889 | Indicator M22N semi-spherical, CAP COLOR WHITE, LED WHITE, LED VOLTAGE 100-120 VAC
M22N-BG-TWA-WE | 8645 | 664709 | Indicator M22N semi-spherical, CAP COLOR WHITE, LED WHITE, LED VOLTAGE 200-240 VAC
M22N-BG-TWA-WE-P | 9055 | 672615 | M22N Indicator, Plastic semi-spherical, White, White, 220/230/240 V AC, push-in terminal
M22N-BG-TYA-YC | 7485 | 666275 | Indicator M22N semi-spherical, CAP COLOR YELLOW, LED YELLOW, LED VOLTAGE 24 VDC
M22N-BG-TYA-YC-P | 7950 | 672621 | M22N Indicator, Plastic semi-spherical, Yellow, Yellow, 24 V, push-in terminal
M22N-BG-TYA-YD | 8645 | 666264 | Indicator M22N semi-spherical, CAP COLOR YELLOW, LED YELLOW, LED VOLTAGE 100-120 VAC
M22N-BG-TYA-YE | 8645 | 666626 | Indicator M22N semi-spherical, CAP COLOR YELLOW, LED YELLOW, LED VOLTAGE 200-240 VAC
M22N-BG-TYA-YE-P | 9055 | 672601 | M22N Indicator, Plastic semi-spherical, Yellow, Yellow, 220/230/240 V AC, push-in terminal
M22N-BN-TAA-AC | 7485 | 660611 | Indicator M22N flat, cap color blue, LED blue, LED voltage 24 VDC
M22N-BN-TAA-AC-P | 7950 | 672588 | M22N Indicator, Plastic flat, Blue, Blue, 24 V, push-in terminal
M22N-BN-TAA-AD | 8645 | 660557 | Indicator M22N flat, CAP COLOR BLUE, LED BLUE, LED VOLTAGE 100-120 VAC
M22N-BN-TAA-AE | 8645 | 660570 | Indicator M22N flat, CAP COLOR BLUE, LED BLUE, LED VOLTAGE 200-240 VAC
M22N-BN-TAA-AE-P | 9055 | 672614 | M22N Indicator, Plastic flat, Blue, Blue, 220/230/240 V AC, push-in terminal
M22N-BN-TGA-GA | 6980 | 676298 | Indicator M22N flat, CAP COLOR GREEN, LED GREEN, LED VOLTAGE 6 VDC
M22N-BN-TGA-GA-P | 7945 | 676300 | M22N Indicator, Plastic flat, Green, Green, 6 VDC, push-in terminal
M22N-BN-TGA-GB | 6980 | 676299 | Indicator M22N flat, CAP COLOR GREEN, LED GREEN, LED VOLTAGE 12 VDC
M22N-BN-TGA-GB-P | 7945 | 676301 | M22N Indicator, Plastic flat, Green, Green, 12 V, push-in terminal
M22N-BN-TGA-GC | 7485 | 662881 | Indicator M22N flat, cap color green, LED green, LED voltage 24 VDC
M22N-BN-TGA-GC-P | 7950 | 672611 | M22N Indicator, Plastic flat, Green, Green, 24 V, push-in terminal
M22N-BN-TGA-GD | 8645 | 660931 | Indicator M22N flat, CAP COLOR GREEN, LED GREEN, LED VOLTAGE 100-120 VAC
M22N-BN-TGA-GD-P | 7945 | 676302 | M22N Indicator, Plastic flat, Green, Green, 110 V, push-in terminal
M22N-BN-TGA-GE | 8645 | 662880 | Indicator M22N flat, CAP COLOR GREEN, LED GREEN, LED VOLTAGE 200-240 VAC
M22N-BN-TGA-GE-P | 9055 | 672605 | M22N Indicator, Plastic flat, Green, Green, 220/230/240 V AC, push-in terminal
M22N-BN-TRA-RC | 7485 | 661890 | Indicator M22N flat, cap color red, LED red, LED voltage 24 VDC
M22N-BN-TRA-RC-P | 7950 | 672594 | M22N Indicator, Plastic flat, Red, Red, 24 V, push-in terminal
M22N-BN-TRA-RD | 8645 | 665689 | Indicator M22N flat, CAP COLOR RED, LED RED, LED VOLTAGE 100-120 VAC
M22N-BN-TRA-RE | 8645 | 664399 | Indicator M22N flat, CAP COLOR RED, LED RED, LED VOLTAGE 200-240 VAC
M22N-BN-TRA-RE-P | 9055 | 672596 | M22N Indicator, Plastic flat, Red, Red, 220/230/240 V AC, push-in terminal
M22N-BN-TWA-WC | 7485 | 662492 | Indicator M22N flat, cap color white, LED white, LED voltage 24 VDC
M22N-BN-TWA-WC-P | 7950 | 672622 | M22N Indicator, Plastic flat, White, White, 24 V, push-in terminal
M22N-BN-TWA-WD | 8645 | 662482 | Indicator M22N flat, CAP COLOR WHITE, LED WHITE, LED VOLTAGE 100-120 VAC
M22N-BN-TWA-WE | 8645 | 663462 | Indicator M22N flat, CAP COLOR WHITE, LED WHITE, LED VOLTAGE 200-240 VAC
M22N-BN-TWA-WE-P | 9055 | 672603 | M22N Indicator, Plastic flat, White, White, 220/230/240 V AC, push-in terminal
M22N-BN-TYA-YC | 7485 | 662491 | Indicator M22N flat, cap color yellow, LED yellow, LED voltage 24 VDC
M22N-BN-TYA-YC-P | 7950 | 672581 | M22N Indicator, Plastic flat, Yellow, Yellow, 24 V, push-in terminal
M22N-BN-TYA-YD | 8645 | 667241 | Indicator M22N flat, CAP COLOR YELLOW, LED YELLOW, LED VOLTAGE 100-120 VAC
M22N-BN-TYA-YE | 8645 | 666629 | Indicator M22N flat, CAP COLOR YELLOW, LED YELLOW, LED VOLTAGE 200-240 VAC
M22N-BN-TYA-YE-P | 9055 | 672609 | M22N Indicator, Plastic flat, Yellow, Yellow, 220/230/240 V AC, push-in terminal
M22N-BP-TAA-AC | 7485 | 661525 | Indicator M22N projected, CAP COLOR BLUE, LED BLUE, LED VOLTAGE 24 VDC
M22N-BP-TAA-AC-P | 7950 | 672617 | M22N Indicator, Plastic projected, Blue, Blue, 24 V, push-in terminal
M22N-BP-TAA-AD | 8645 | 666274 | Indicator M22N projected, CAP COLOR BLUE, LED BLUE, LED VOLTAGE 100-120 VAC
M22N-BP-TAA-AE | 8645 | 665324 | Indicator M22N projected, CAP COLOR BLUE, LED BLUE, LED VOLTAGE 200-240 VAC
M22N-BP-TAA-AE-P | 9055 | 672610 | M22N Indicator, Plastic projected, Blue, Blue, 220/230/240 VAC, push-in terminal
M22N-BP-TGA-GC | 7485 | 664708 | Indicator M22N projected, CAP COLOR GREEN, LED GREEN, LED VOLTAGE 24 VDC
M22N-BP-TGA-GC-P | 7950 | 672604 | M22N Indicator, Plastic projected, Green, Green, 24 V, push-in terminal
M22N-BP-TGA-GD | 8645 | 661884 | Indicator M22N projected, CAP COLOR GREEN, LED GREEN, LED VOLTAGE 100-120 VAC
M22N-BP-TGA-GE | 8645 | 665688 | Indicator M22N projected, CAP COLOR GREEN, LED GREEN, LED VOLTAGE 200-240 VAC
M22N-BP-TGA-GE-P | 9055 | 672597 | M22N Indicator, Plastic projected, Green, Green, 220/230/240 V AC, push-in terminal
M22N-BP-TRA-RC | 7485 | 664713 | Indicator M22N projected, CAP COLOR RED, LED RED, LED VOLTAGE 24 VDC
M22N-BP-TRA-RC-P | 7950 | 672577 | M22N Indicator, Plastic projected, Red, Red, 24 V, push-in terminal
M22N-BP-TRA-RD | 8645 | 663472 | Indicator M22N projected, CAP COLOR RED, LED RED, LED VOLTAGE 100-120 VAC
M22N-BP-TRA-RE | 8645 | 664368 | Indicator M22N projected, CAP COLOR RED, LED RED, LED VOLTAGE 200-240 VAC
M22N-BP-TRA-RE-P | 9055 | 672618 | M22N Indicator, Plastic projected, Red, Red, 220/230/240 V AC, push-in terminal
M22N-BP-TWA-WC | 7485 | 666276 | Indicator M22N projected, CAP COLOR WHITE, LED WHITE, LED VOLTAGE 24 VDC
M22N-BP-TWA-WC-P | 7950 | 672623 | M22N Indicator, Plastic projected, White, White, 24 V, push-in terminal
M22N-BP-TWA-WD | 8645 | 663817 | Indicator M22N projected, CAP COLOR WHITE, LED WHITE, LED VOLTAGE 100-120 VAC
M22N-BP-TWA-WE | 8645 | 663815 | Indicator M22N projected, CAP COLOR WHITE, LED WHITE, LED VOLTAGE 200-240 VAC
M22N-BP-TWA-WE-P | 9055 | 672616 | M22N Indicator, Plastic projected, White, White, 220/230/240 V AC, push-in terminal
M22N-BP-TYA-YC | 7485 | 666630 | Indicator M22N projected, CAP COLOR YELLOW, LED YELLOW, LED VOLTAGE 24 VDC
M22N-BP-TYA-YC-P | 7950 | 672585 | M22N Indicator, Plastic projected, Yellow, Yellow, 24 V, push-in terminal
M22N-BP-TYA-YD | 8645 | 666305 | Indicator M22N projected, CAP COLOR YELLOW, LED YELLOW, LED VOLTAGE 100-120 VAC
M22N-BP-TYA-YE | 8645 | 663461 | Indicator M22N projected, CAP COLOR YELLOW, LED YELLOW, LED VOLTAGE 200-240 VAC
M22N-BP-TYA-YE-P | 9055 | 672591 | M22N Indicator, Plastic projected, Yellow, Yellow, 220/230/240 V AC, push-in terminal
M2BJ-B06 | 11850 | 116057 | Panel mount buzzer, intermittent/continuous sound, 6 VAC/DC supply
M2BJ-B06A | 15750 | 116059 | Panel mount buzzer, intermittent (short/long) sound, 6 VAC/DC supply
M2BJ-B06B | 15240 | 116060 | Panel mount buzzer, intermittent/continuous (high-pitched) sound, 6 VAC/DC supply
M2BJ-B06C | 15420 | 116061 | Panel mount buzzer, intermittent (short/long high-pitched) sound, 6 VAC/DC supply
M2BJ-B24 | 14900 | 116058 | Panel mount buzzer, intermittent/continuous sound, 12-24 VAC/DC supply
M2BJ-B24A | 15730 | 116062 | Panel mount buzzer, intermittent (short/long) sound, 12-24 VAC/DC supply
M2BJ-B24B | 13880 | 116063 | Panel mount buzzer, intermittent/continuous (high-pitched) sound, 12-24 VAC/DC supply
M2BJ-B24C | 16440 | 116064 | Panel mount buzzer, intermittent (short/long high-pitched) sound, 12-24 VAC/DC supply
M2BJ-B24-D | 14780 | 181314 | Panel mount buzzer, intermittent/continuous sound, 12-24 VDC supply
M2BJ-BH06D | 22530 | 150674 | Panel mount buzzer, intermittent/ continuous (high pitched) high sound, 6 VAC/DC supply
M2BJ-BH24D | 20790 | 153015 | Panel mount buzzer, intermittent/ continuous (high pitched) high sound, 12-24 VAC/DC supply
M2BJ-BH24E | 20790 | 116065 | Panel mount buzzer, intermittent (short/long) high sound, 12-24 VAC/DC supply
M2C-A7001 | 3419 | 116067 | Square socket unit for indicator only, solder terminal, IP40
M2CJ-7001 | 3348 | 116068 | Rectangular socket unit for indicator only, solder terminal, IP40
M2CT-7001 | 3348 | 116070 | Round socket unit for indicator only, solder terminal, IP40
M2DA-500GY | 1711 | 115978 | Indicator display, square, green, built-in LED
M2DA-500R | 1711 | 116072 | Indicator display, square, red, built-in LED
M2DA-500Y | 1711 | 116073 | Indicator display, square, yellow, built-in LED
M2DA-7001 | 2344 | 115979 | Square socket unit, IP40, solder terminals
M2DA-90A1-00ER | 4345 | 143130
M2DJ-500GY | 1711 | 115982 | Indicator display, rectangular, green, built-in LED
M2DJ-500R | 1711 | 115981 | Indicator display, rectangular, red, built-in LED
M2DJ-500Y | 1931 | 146419 | Indicator display, rectangular, yellow, built-in LED
M2DJ-7001 | 2344 | 115983 | Rectangular socket unit, IP40, solder terminals
M2DT-500GY | 1711 | 148612 | Indicator display, round, green, built-in LED
M2DT-500R | 1711 | 105056 | Indicator display, round, red, built-in LED
M2DT-500W | 1966 | 115984
M2DT-500Y | 1711 | 105399 | Indicator display, round, yellow, built-in LED
M2DT-7001 | 2344 | 153016 | Round socket unit, IP40, solder terminals
M2DT-7002 | 2413 | 115985
M2DT-90A1-00ER | 3962 | 115986 | Indicator, 8mm diameter, red
M2PA-5701-24E | 10230 | 116006
M2PA-5702-24E | 10230 | 116007
M2PA-5703-24E | 10230 | 153019
M2PA-5706-05E | 11220 | 116004
M2PA-5706-24E | 10230 | 116008
M2PA-5800-24E | 21030 | 149679
M2PA-7010-1 | 3151 | 116010
M2PA-90AG1-24EK | 26950 | 116011
M2PJ-5021 | 2465 | 116014
M2PJ-5022 | 2889 | 116015
M2PJ-5701-24E | 12160 | 151848
M2PJ-5702-24E | 12160 | 116016
M2PJ-5703-24E | 12160 | 116017
M2PJ-5706-24E | 12160 | 116018
M2PJ-7010-1 | 3488 | 116022 | Indicator display socket, square, for M2PA units
M2PJ-90A11-24CR | 21980 | 116024
M2PJ-90A11-24CW | 21980 | 151849
M2PJ-90A11-24EW | 17660 | 105058
M2SA-5801 | 1805 | 105059
M2SA-5802 | 1775 | 143131
M2SA-5803 | 1775 | 115947
M2SA-5805 | 1805 | 150676
M2SA-7010 | 2931 | 115948
M2SJ-5801 | 1440 | 148614
M2SJ-5802 | 1440 | 115952
M2SJ-5805 | 1440 | 144287
M2SJ-5905 | 1851 | 115953
M2SJ-5907 | 1834 | 115954
M2SJ-8010 | 4385 | 115956
M42-F-R | 44840 | 681315 | F Mount Adapter to use M42 Mount Camera with F Mount Optics
M505-11 | 8460 | 668657 | Reflector, Microcube, 51 x 61 mm, for M4, PMMA/ABS, Crystal/White
M7E-012M | 1421 | 154616 | Digital display end plate, light grey
MBACK-11080-850-M1A2 | 5246300 | 695305 | LED back Illuminator, active area 100 x 400 mm, 850 nm, 24 VDC, M12 connector at position 2.
MBACK-2020-630-M1 | 364500 | 698964 | LED backlight, 200 x 200 mm, Red, 24 VDC, M12 connector
MBACK-4020-850-M1 | 741300 | 690844 | Medium LED Backlight, 400 x 200 mm, IR 850 nm, M12 male 4 pins connector, T coding, in position n°1, 24 VDC
MBACK-4040-850-M1 | 1259700 | 692770 | LED backlight, 400 x 400 mm, IR 850 nm, 24 VDC, M12 connector
MBACK-5020-630-M1 | 834900 | 702186 | LED backlight, 500 x 200 mm, red, 24 VDC, M12 connector
MBACK-5050-630-M1 | 1378900 | 699186 | LED backlight, 500 x 500 mm, red, 24 VDC, M12 connector, position 1
MBACK-6060-WHI-M1 | 1751600 | 690473 | LED backlight, 600 mm x 600 mm, White, 24 VDC, M12
MBACK-8040-630-M1 | 1561000 | 694036 | LED backlight, 800 x 400 mm, Red, 24 VDC, M12 connector
MBACK-9040-850-M1 | 2550100 | 695564 | LED backlight, 900 x 400 mm, IR 850nm, 24 VDC, M12 connector position 1, 1 cable 4 x 1.5 mm², length: 2.5 m - in position n°1
MBACK-9040-WHI-M1 | 1751600 | 690451 | LED backlight, 900 x 400 mm, white, 24 VDC, M12 connector position 1, 1 cable 4 x 1.5 mm², length: 2.5m - in position n°1
MBACK-O-2020-630-M1 | 430000 | 695241 | LED backlight, overdrive, 200 x 200 mm, red, 24 VDC, M12 Connector, positions 1.
MBACK-O-2020-630-M2 | 429700 | 695301 | LED backlight, overdrive, 200 x 200 mm, red, 24 VDC, M12 connector, positions 2
MBACK-O-3020-WHI-M1 | 539700 | 703652 | LED backlight, 300 x 200 mm, White, 24 VDC, Connection through M12 male 4 pins connector - T coding - in position 1°n
MBACK-O-3030-WHI-M1 | 844300 | 702893 | LED backlight, 300 x 300 mm, White, 24 VDC, Connection through M12 male 4 pins connector - T coding - in position 1°n
MBACK-O-3030-WHI-M2 | 811200 | 689468 | LED backlight, overdrive, 300 x 300 mm, white, 24 VDC, M12 Connector, positions 2.
MBACK-O-4020-630-M2 | 685500 | 695300 | LED backlight, overdrive, 400 x 200 mm, red, 24 VDC, M12 connector, positions 2
MBACK-O-4030-WHI-M1 | 928000 | 700207 | LED backlight, overdrive, 400 x 300 mm, white, 24 VDC, M12 connector, positions 1
MC033X | 186900 | 703539 | Macro lens for 2/3″ detectors, magnification 0.33 x, C-mount
MC050X | 184500 | 688635 | Macro lens for 2/3" detectors, magnification 0.50x, C-mount
MC075X | 184500 | 688482 | Macro lens for 2/3" detectors, magnification 0.75 x, C-mount
MC200X | 214900 | 684251 | Macro lens for 2/3" detectors, magnification 2.0 x, C-mount
MC3 | 192300 | 354880 | Safety mat controller
MDB 400/700 | 1967300 | 694901 | AC Output reactor 700 A, 400 V, up to 120 Hz output frequency
M-EBAR-125-850-UN | 185900 | 708963 | Modular LED bar light, 125 mm, 850 nm, ultra narrow lens, 24 VDC
M-EBAR-125-WHI-UN | 185300 | 701031 | Modular LED bar light, active area 125 mm, white, ultra narrow lens, 24 VDC
M-EBAR-125-WHI-UN-CO | 237500 | 703537 | Modular LED bar light, 125mm white, ultra narrow lens - COMBO including : - 1 x M-EBAR-125-WHI-UN - 1 x AC-EBAR-N - 1 x AC-EBAR-M - 1 x AC-EBAR-W - 1 x AC-EBAR-L
M-EBAR-250-850-UN | 249600 | 702899 | Modular LED bar light, 250mm, IR LED 850 nm, ultra narrow lens, 24VDC
M-EBAR-375-850-UN | 314800 | 708962 | Modular LED bar light, 375 mm, 850 nm, ultra narrow lens, 24 VDC
M-EBAR-375-WHI-UN | 313100 | 701174 | Modular LED bar light, 375 mm, white, ultra narrow lens, 24 VDC
M-EBAR-375-WHI-UN-CO | 495400 | 702178 | Modular LED bar light, 375 mm, white, ultra narrow lens, COMBO including: 1 x M-EBAR-500-WHI-UN, 4 x AC-EBAR-N, 4 x AC-EBAR-M, 4 x AC-EBAR-W, 4 x AC-EBAR-L, 24 VDC
M-EBAR-500-850-UN | 379400 | 708964 | Modular LED bar light, 500 mm, 850 nm, ultra narrow lens, 24 VDC
M-EBAR-500-WHI-UN | 377800 | 701075 | Modular LED bar light, 500 mm, white, ultra narrow lens, 24 VDC
M-EBAR-500-WHI-UN-CO | 619600 | 702179 | Modular LED bar light, 500 mm, white, ultra narrow lens, COMBO including: 1 x M-EBAR-500-WHI-UN, 4 x AC-EBAR-N, 4 x AC-EBAR-M, 4 x AC-EBAR-W, 4 x AC-EBAR-L, 24 VDC
MFDOME-11080-WHI-M1A2 | 3802100 | 690585 | Flat dome LED Illuminator, active area 1100 x 800 mm, white, 24 VDC, Connection through 1 cable 4 x 1.5 mm² - length: 2.5 m - in position n°2
MFDOME-2020-630-M1 | 611300 | 698826 | Medium LED Dome, active area 200 x 200 mm, red, M12 Position 1
MFDOME-3020-WHI-M1 | 761400 | 688522 | Flat LED Dome Illuminator, active area 300 x 200 mm, White, M12 Connector Position 1, 24 VDC
MFDOME-4020-WHI-M1 | 785000 | 695971 | Medium FLATDOME MFDOME, 400 x 200, white, M12 Position 1
MFDOME-5050-630-M1 | 1577300 | 693114 | Flat LED Dome Illuminator, active area 500 x 500 mm, Red, M12 Connector Position 1, 24 VDC
MFDOME-8060-WHI-M1 | 2466300 | 694988 | Medium flat LED Dome Illuminator, 800 x 600 mm, white, M12 connector, Position 1, 24 VDC
MFDOME-8080-WHI-M1 | 2946300 | 692902 | Medium flat LED Dome Illuminator, 800 x 800 mm, red, M12 connector, Position 1, 24 VDC
MFDOME-9080-WHI-M1A2 | 3182500 | 690815 | Medium flat dome MFDome PLUS 900 x 800, white, Connector output, M12 male 4 pins, T coding - in position n°1
MFDOME-O-2020-WHI-M1 | 634100 | 708738 | Medium flat dome MFDome plus overdrive, 200x200, white , connection through 1 M12 male 4 pins connector, T coding, in position n°1
MFDOME-O-3030-630-M1 | 1046700 | 699578 | Medium LED Flatdome, active Area 300 x 300 mm, red, overdrive, M12 connector, Position 1, 24 VDC
MFDOME-O-3030-WHI-M1 | 1033700 | 672555 | MEDIUM FLATDOME MFDOME PLUS OVERDRIVE 300x300 WHITE M12 Position 1
MFDOME-O-4040-WHI-M1 | 1359900 | 685419 | Medium LED Flatdome, active Area 400 x 400 mm, white, overdrive, M12 connector, Position 1, 24 VDC
MFDOME-O-5040-850-M1 | 2246200 | 686226 | Medium LED Flatdome, Active Area 500 x 400 mm, IR 850 nm, overdrive, M12 connector, Position 1, 24 VDC
MFDOME-O-6040-WHI-M1 | 2091400 | 702891 | Medium LED Flatdome, active Area 600 x 400 mm, white, overdrive, M12 connector, Position 1, 24 VDC
MG-CPM-04 41390N | 77600 | 685974 | White modular sheet with 48 marker of size mm: 5x10, Polycarbonate, Halogen Free, Silicon Free, UL94 V0, -40° to 130°C, Minimum Order Quantity is 1 box (In one box: 35 sheets, total markers 1680)
MG-CPM-04 41391 | 67050 | 685975 | White modular sheet with 48 marker of size mm: 6x10, Polycabornate, Halogen Free, Silicon Free, UL94 V0, -40° to 130°C, Minimum Order Quantity is 1 box (In one box: 28 sheets, total markers 1344)
MG-CPM-04 41392 | 85650 | 685976 | White modular sheet with 80 marker of size mm: 3x10, Polycabornate, Halogen Free, Silicon Free, UL94 V0, -40° to 130°C, Minimum Order Quantity is 1 box (In one box: 25 sheets, total markers 2000)
MG-CPM-05 41490 | 90550 | 685977 | White modular sheet with 56 marker of size mm: 5x10, Polycabornate, Halogen Free, Silicon Free, UL94 V0, -40° to 130°C, Minimum Order Quantity is 1 box (In one box: 35 sheets, total markers 1960)
MG-CPM-07 41691 | 77600 | 685978 | White modular sheet with 48 marker of size mm: 5x10, Polycabornate, Halogen Free, Silicon Free, UL94 V0, -40° to 130°C, Minimum Order Quantity is 1 box (In one box: 35 sheets, total labels 1680)
MG-CPM-07 41692 | 85650 | 685979 | White modular sheets with 48 marker of size mm: 3x10, Polycarbonate, Halogen Free, Silicon Free, UL94 V0, -40° to 130°C, Minimum Order Quantity is 1 box (In one box: 35 sheets, total markers 1680)
MGT4024LB-R10-YS00 | 35690 | 393991 | Spare part fan for Inverters.
MH162 | 171.1 | 382999 | Hold down clip for relay securing, PEC sockets mounting, relay height 16 mm
MH252MOLLA 3 | 171.1 | 383000 | Hold down clip for relay securing, PEC sockets mounting, relay height 25 mm
MKS1XTIN-10 24VDC | 10240 | 367822 | Relay for DC load, 5-pin plug-in, 10 A, 220 VDC, SPST-NO, LED indicator, lockable test button
MKS2P 100VAC | 5335 | 376280 | Relay, plug-in, 8-pin, DPDT, 10 A, mech indicator
MKS2P 100VDC | 3878 | 376291 | Relay, plug-in, 8-pin, DPDT, 10 A, mech indicator
MKS2P 110VAC | 5345 | 376281 | Relay, plug-in, 8-pin, DPDT, 10 A, mech indicator
MKS2P 110VDC | 4472 | 376292 | Relay, plug-in, 8-pin, DPDT, 10 A, mech indicator
MKS2P 120VAC | 3828 | 376282 | Relay, plug-in, 8-pin, DPDT, 10 A, mech indicator
MKS2P 125VDC | 5800 | 377083 | Relay, plug-in, 8-pin, DPDT, 10 A, mech indicator
MKS2P 12VAC | 5335 | 376277 | Relay, plug-in, 8-pin, DPDT, 10 A, mech indicator
MKS2P 12VDC | 5335 | 376288 | Relay, plug-in, 8-pin, DPDT, 10 A, mech indicator
MKS2P 200VAC | 3878 | 376283 | Relay, plug-in, 8-pin, DPDT, 10 A, mech indicator
MKS2P 220VAC | 4040 | 376284 | Relay, plug-in, 8-pin, DPDT, 10 A, mech indicator
MKS2P 230VAC | 5335 | 376285 | Relay, plug-in, 8-pin, DPDT, 10 A, mech indicator
MKS2P 240VAC | 4472 | 376286 | Relay, plug-in, 8-pin, DPDT, 10 A, mech indicator
MKS2P 24VAC | 5335 | 376278 | Relay, plug-in, 8-pin, DPDT, 10 A, mech indicator
MKS2P 24VDC | 5335 | 376289 | Relay, plug-in, 8-pin, DPDT, 10 A, mech indicator
MKS2P 32VDC | 5800 | 377082 | Industrial Relay, MK-I/-S
MKS2P 48VAC | 5415 | 377081 | Relay, plug-in, 8-pin, DPDT, 10 A, mech indicator
MKS2P 48VDC | 5335 | 376290 | Relay, plug-in, 8-pin, DPDT, 10 A, mech indicator
MKS2P 50VAC | 3871 | 376279 | Relay, plug-in, 8-pin, DPDT, 10 A, mech indicator
MKS2P 6VAC | 4237 | 376276 | Relay, plug-in, 8-pin, DPDT, 10 A, mech indicator
MKS2P 6VDC | 5335 | 376287 | Relay, plug-in, 8-pin, DPDT, 10 A, mech indicator
MKS2P1-D 100VDC | 4309 | 376510 | Relay, plug-in, 8-pin, DPDT, 10 A, mech indicator, coil suppresion, reverse coil polarity
MKS2P1-D 110VDC | 4309 | 376511 | Relay, plug-in, 8-pin, DPDT, 10 A, mech indicator, coil suppresion, reverse coil polarity
MKS2P1-D 12VDC | 4309 | 376507 | Relay, plug-in, 8-pin, DPDT, 10 A, mech indicator, coil suppresion, reverse coil polarity
MKS2P1-D 48VDC | 4309 | 376509 | Relay, plug-in, 8-pin, DPDT, 10 A, mech indicator, coil suppresion, reverse coil polarity
MKS2P1-D 6VDC | 4309 | 376506 | Relay, plug-in, 8-pin, DPDT, 10 A, mech indicator, coil suppresion, reverse coil polarity
MKS2P1-D DC24 | 4309 | 376508 | Relay, plug-in, 8-pin, DPDT, 10 A, mech indicator, coil suppresion, reverse coil polarity
MKS2P1-D-2 100VDC | 4309 | 376516
MKS2P1-D-2 110VDC | 4309 | 376517
MKS2P1-D-2 12VDC | 4309 | 376513
MKS2P1-D-2 48VDC | 4309 | 376515
MKS2P1-D-2 6VDC | 4309 | 376512
MKS2P1-D-2 DC24 | 4309 | 376514
MKS2P-2 100VAC | 4085 | 376297
MKS2P-2 100VDC | 4085 | 376308
MKS2P-2 110VAC | 4276 | 376298
MKS2P-2 110VDC | 4085 | 376309
MKS2P-2 120VAC | 4085 | 376299
MKS2P-2 12VAC | 4085 | 376294
MKS2P-2 12VDC | 4085 | 376305
MKS2P-2 200VAC | 4085 | 376300
MKS2P-2 220VAC | 4135 | 376301 | Relay, plug-in, 8-pin, DPDT, 10 A, mech indicator
MKS2P-2 230VAC | 4085 | 376302
MKS2P-2 240VAC | 4085 | 376303
MKS2P-2 24VAC | 4085 | 376295
MKS2P-2 48VDC | 4085 | 376307
MKS2P-2 50VAC | 4085 | 376296
MKS2P-2 6VAC | 4085 | 376293
MKS2P-2 6VDC | 4085 | 376304
MKS2P-2 DC24 | 4128 | 376306
MKS2P-D 100VDC | 4309 | 376480 | Relay, plug-in, 8-pin, DPDT, 10 A, mech indicator, coil suppresion
MKS2P-D 110VDC | 4957 | 376481 | Relay, plug-in, 8-pin, DPDT, 10 A, mech indicator, coil suppresion
MKS2P-D 12VDC | 4058 | 376477 | Relay, plug-in, 8-pin, DPDT, 10 A, mech indicator, coil suppresion
MKS2P-D 48VDC | 4757 | 376479 | Relay, plug-in, 8-pin, DPDT, 10 A, mech indicator, coil suppresion
MKS2P-D 6VDC | 4309 | 376476 | Relay, plug-in, 8-pin, DPDT, 10 A, mech indicator, coil suppresion
MKS2P-D DC24 | 4486 | 376478 | Relay, plug-in, 8-pin, DPDT, 10 A, mech indicator, coil suppresion
MKS2P-D-2 100VDC | 4309 | 376486
MKS2P-D-2 110VDC | 4309 | 376487
MKS2P-D-2 12VDC | 4309 | 376483
MKS2P-D-2 48VDC | 4309 | 376485
MKS2P-D-2 6VDC | 4309 | 376482
MKS2P-D-2 DC24 | 4309 | 376484
MKS2PI 100VAC | 3877 | 376680 | Relay, plug-in, 8-pin, DPDT, 10 A, mech indicator, test button
MKS2PI 100VDC | 3877 | 376691 | Relay, plug-in, 8-pin, DPDT, 10 A, mech indicator, test button
MKS2PI 110VAC | 5335 | 376681 | Relay, plug-in, 8-pin, DPDT, 10 A, mech indicator, test button
MKS2PI 110VDC | 3214 | 376692 | Relay, plug-in, 8-pin, DPDT, 10 A, mech indicator, test button
MKS2PI 120VAC | 3769 | 376682 | Relay, plug-in, 8-pin, DPDT, 10 A, mech indicator, test button
MKS2PI 125VDC | 5665 | 377086 | Industrial Relay, MK-I/-S
MKS2PI 12VAC | 5335 | 376677 | Relay, plug-in, 8-pin, DPDT, 10 A, mech indicator, test button
MKS2PI 12VDC | 5335 | 376688 | Relay, plug-in, 8-pin, DPDT, 10 A, mech indicator, test button
MKS2PI 200VAC | 3877 | 376683 | Relay, plug-in, 8-pin, DPDT, 10 A, mech indicator, test button
MKS2PI 220VAC | 3877 | 376684 | Relay, plug-in, 8-pin, DPDT, 10 A, mech indicator, test button
MKS2PI 230VAC | 5335 | 376685 | Relay, plug-in, 8-pin, DPDT, 10 A, mech indicator, test button
MKS2PI 240VAC | 3877 | 376686 | Relay, plug-in, 8-pin, DPDT, 10 A, mech indicator, test button
MKS2PI 24VAC | 5335 | 376678 | Relay, plug-in, 8-pin, DPDT, 10 A, mech indicator, test button
MKS2PI 24VDC | 5335 | 376689 | Relay, plug-in, 8-pin, DPDT, 10 A, mech indicator, test button
MKS2PI 48VAC | 5335 | 377084 | Relay, plug-in, 8-pin, DPDT, 10 A, mech indicator, test button
MKS2PI 48VDC | 5335 | 376690 | Relay, plug-in, 8-pin, DPDT, 10 A, mech indicator, test button
MKS2PI 50VAC | 3328 | 376679 | Relay, plug-in, 8-pin, DPDT, 10 A, mech indicator, test button
MKS2PI 60VDC | 4553 | 377085 | Relay, plug-in, 8-pin, DPDT, 10 A, mech indicator, test button
MKS2PI 6VAC | 3737 | 376676 | Relay, plug-in, 8-pin, DPDT, 10 A, mech indicator, test button
MKS2PI 6VDC | 3737 | 376687 | Relay, plug-in, 8-pin, DPDT, 10 A, mech indicator, test button
MKS2PI1-D 100VDC | 4309 | 376910 | Relay, plug-in, 8-pin, DPDT, 10 A, mech indicator, test button, coil suppresion, reverse coil polarity
MKS2PI1-D 110VDC | 4309 | 376911 | Relay, plug-in, 8-pin, DPDT, 10 A, mech indicator, test button, coil suppresion, reverse coil polarity
MKS2PI1-D 12VDC | 4309 | 376907 | Relay, plug-in, 8-pin, DPDT, 10 A, mech indicator, test button, coil suppresion, reverse coil polarity
MKS2PI1-D 48VDC | 4309 | 376909 | Relay, plug-in, 8-pin, DPDT, 10 A, mech indicator, test button, coil suppresion, reverse coil polarity
MKS2PI1-D 6VDC | 4309 | 376906 | Relay, plug-in, 8-pin, DPDT, 10 A, mech indicator, test button, coil suppresion, reverse coil polarity
MKS2PI1-D DC24 | 4309 | 376908 | Relay, plug-in, 8-pin, DPDT, 10 A, mech indicator, test button, coil suppresion, reverse coil polarity
MKS2PI1-D-2 100VDC | 4309 | 376916 | Industrial Relay, MK-I/-S
MKS2PI1-D-2 110VDC | 4309 | 376917 | Industrial Relay, MK-I/-S
MKS2PI1-D-2 12VDC | 4309 | 376913 | Industrial Relay, MK-I/-S
MKS2PI1-D-2 48VDC | 4309 | 376915 | Industrial Relay, MK-I/-S
MKS2PI1-D-2 6VDC | 4309 | 376912 | Industrial Relay, MK-I/-S
MKS2PI1-D-2 DC24 | 4309 | 376914 | Industrial Relay, MK-I/-S
MKS2PI-2 100VAC | 4085 | 376697
MKS2PI-2 100VDC | 4085 | 376708 | Industrial Relay, MK-I/-S
MKS2PI-2 110VAC | 4085 | 376698
MKS2PI-2 110VDC | 4085 | 376709 | Industrial Relay, MK-I/-S
MKS2PI-2 120VAC | 4085 | 376699 | Industrial Relay, MK-I/-S
MKS2PI-2 12VAC | 3328 | 376694
MKS2PI-2 12VDC | 4085 | 376705 | Industrial Relay, MK-I/-S
MKS2PI-2 200VAC | 4085 | 376700 | Industrial Relay, MK-I/-S
MKS2PI-2 220VAC | 3649 | 376701 | Industrial Relay, MK-I/-S
MKS2PI-2 230VAC | 4085 | 376702 | Industrial Relay, MK-I/-S
MKS2PI-2 240VAC | 4085 | 376703 | Industrial Relay, MK-I/-S
MKS2PI-2 24VAC | 4085 | 376695
MKS2PI-2 48VDC | 4085 | 376707 | Industrial Relay, MK-I/-S
MKS2PI-2 50VAC | 4085 | 376696
MKS2PI-2 6VAC | 4085 | 376693
MKS2PI-2 6VDC | 4085 | 376704 | Industrial Relay, MK-I/-S
MKS2PI-2 DC24 | 3328 | 376706 | Relay, plug-in, 8-pin, DPDT, 10 A, mech indicator, test button
MKS2PI-D 100VDC | 4309 | 376880 | Relay, plug-in, 8-pin, DPDT, 10 A, mech indicator, test button, coil suppresion
MKS2PI-D 110VDC | 4309 | 376881 | Relay, plug-in, 8-pin, DPDT, 10 A, mech indicator, test button, coil suppresion
MKS2PI-D 12VDC | 4303 | 376877 | Relay, plug-in, 8-pin, DPDT, 10 A, mech indicator, test button, coil suppresion
MKS2PI-D 48VDC | 4308 | 376879 | Relay, plug-in, 8-pin, DPDT, 10 A, mech indicator, test button, coil suppresion
MKS2PI-D 6VDC | 4309 | 376876 | Relay, plug-in, 8-pin, DPDT, 10 A, mech indicator, test button, coil suppresion
MKS2PI-D DC24 | 3957 | 376878 | Relay, plug-in, 8-pin, DPDT, 10 A, mech indicator, test button, coil suppresion
MKS2PI-D-2 100VDC | 4309 | 376886 | Industrial Relay, MK-I/-S
MKS2PI-D-2 110VDC | 4309 | 376887 | Industrial Relay, MK-I/-S
MKS2PI-D-2 12VDC | 4309 | 376883 | Industrial Relay, MK-I/-S
MKS2PI-D-2 48VDC | 4309 | 376885 | Industrial Relay, MK-I/-S
MKS2PI-D-2 6VDC | 4309 | 376882 | Industrial Relay, MK-I/-S
MKS2PI-D-2 DC24 | 4309 | 376884 | Industrial Relay, MK-I/-S
MKS2PIN 100VAC | 4612 | 376765 | Relay, plug-in, 8-pin, DPDT, 10 A, mech & LED indicator, test button
MKS2PIN 100VDC | 4612 | 376776 | Relay, plug-in, 8-pin, DPDT, 10 A, mech & LED indicator, test button
MKS2PIN 110VAC | 4234 | 376766 | Relay, plug-in, 8-pin, DPDT, 10 A, mech & LED indicator, test button
MKS2PIN 110VDC | 5050 | 376777 | Relay, plug-in, 8-pin, DPDT, 10 A, mech & LED indicator, test button
MKS2PIN 120VAC | 4252 | 376767 | Relay, plug-in, 8-pin, DPDT, 10 A, mech & LED indicator, test button
MKS2PIN 125VDC | 6585 | 377088 | Relay, plug-in, 8-pin, DPDT, 10 A, mech & LED indicator, test button
MKS2PIN 12VAC | 3828 | 376762 | Relay, plug-in, 8-pin, DPDT, 10 A, mech & LED indicator, test button
MKS2PIN 12VDC | 4202 | 376773 | Relay, plug-in, 8-pin, DPDT, 10 A, mech & LED indicator, test button
MKS2PIN 200VAC | 4612 | 376768 | Relay, plug-in, 8-pin, DPDT, 10 A, mech & LED indicator, test button
MKS2PIN 220VAC | 3989 | 376769 | Relay, plug-in, 8-pin, DPDT, 10 A, mech & LED indicator, test button
MKS2PIN 230VAC | 5050 | 376770 | Relay, plug-in, 8-pin, DPDT, 10 A, mech & LED indicator, test button
MKS2PIN 240VAC | 3989 | 376771 | Relay, plug-in, 8-pin, DPDT, 10 A, mech & LED indicator, test button
MKS2PIN 24VAC | 5050 | 376763 | Relay, plug-in, 8-pin, DPDT, 10 A, mech & LED indicator, test button
MKS2PIN 24VDC | 5050 | 376774 | Relay, plug-in, 8-pin, DPDT, 10 A, mech & LED indicators,latchable test button, 24 VDC
MKS2PIN 48VDC | 5050 | 376775 | Relay, plug-in, 8-pin, DPDT, 10 A, mech & LED indicator, test button
MKS2PIN 50VAC | 4202 | 376764 | Relay, plug-in, 8-pin, DPDT, 10 A, mech & LED indicator, test button
MKS2PIN 6VAC | 4612 | 376761 | Relay, plug-in, 8-pin, DPDT, 10 A, mech & LED indicator, test button
MKS2PIN 6VDC | 3761 | 376772 | Relay, plug-in, 8-pin, DPDT, 10 A, mech & LED indicator, test button
MKS2PIN1 100VDC | 4612 | 376850 | Relay, plug-in, 8-pin, DPDT, 10 A, mech & LED indicator, test button, reverse coil polarity
MKS2PIN1 110VDC | 4612 | 376851 | Relay, plug-in, 8-pin, DPDT, 10 A, mech & LED indicator, test button, reverse coil polarity
MKS2PIN1 12VDC | 4612 | 376847 | Relay, plug-in, 8-pin, DPDT, 10 A, mech & LED indicator, test button, reverse coil polarity
MKS2PIN1 48VDC | 4612 | 376849 | Relay, plug-in, 8-pin, DPDT, 10 A, mech & LED indicator, test button, reverse coil polarity
MKS2PIN1 6VDC | 4612 | 376846 | Relay, plug-in, 8-pin, DPDT, 10 A, mech & LED indicator, test button, reverse coil polarity
MKS2PIN1 DC24 | 4612 | 376848 | Relay, plug-in, 8-pin, DPDT, 10 A, mech & LED indicator, test button, reverse coil polarity
MKS2PIN1-2 100VDC | 4612 | 376856 | Industrial Relay, MK-I/-S
MKS2PIN1-2 110VDC | 4612 | 376857 | Industrial Relay, MK-I/-S
MKS2PIN1-2 12VDC | 4612 | 376853 | Industrial Relay, MK-I/-S
MKS2PIN1-2 48VDC | 4612 | 376855 | Industrial Relay, MK-I/-S
MKS2PIN1-2 6VDC | 4612 | 376852 | Industrial Relay, MK-I/-S
MKS2PIN1-2 DC24 | 4612 | 376854 | Industrial Relay, MK-I/-S
MKS2PIN-2 100VAC | 4612 | 376782 | Industrial Relay, MK-I/-S
MKS2PIN-2 100VDC | 4612 | 376793 | Industrial Relay, MK-I/-S
MKS2PIN-2 110VAC | 4612 | 376783 | Industrial Relay, MK-I/-S
MKS2PIN-2 110VDC | 4612 | 376794 | Industrial Relay, MK-I/-S
MKS2PIN-2 120VAC | 4612 | 376784 | Industrial Relay, MK-I/-S
MKS2PIN-2 12VAC | 4612 | 376779 | Industrial Relay, MK-I/-S
MKS2PIN-2 12VDC | 4612 | 376790 | Industrial Relay, MK-I/-S
MKS2PIN-2 200VAC | 4612 | 376785 | Industrial Relay, MK-I/-S
MKS2PIN-2 220VAC | 4602 | 376786 | Industrial Relay, MK-I/-S
MKS2PIN-2 230VAC | 4612 | 376787 | Industrial Relay, MK-I/-S
MKS2PIN-2 240VAC | 4612 | 376788 | Industrial Relay, MK-I/-S
MKS2PIN-2 24VAC | 4612 | 376780 | Industrial Relay, MK-I/-S
MKS2PIN-2 48VDC | 4612 | 376792 | Industrial Relay, MK-I/-S
MKS2PIN-2 50VAC | 4612 | 376781 | Industrial Relay, MK-I/-S
MKS2PIN-2 6VAC | 4612 | 376778 | Industrial Relay, MK-I/-S
MKS2PIN-2 6VDC | 4612 | 376789 | Industrial Relay, MK-I/-S
MKS2PIN-2 DC24 | 4612 | 376791 | Industrial Relay, MK-I/-S
MKS2PIN-D 100VDC | 4774 | 376995 | Relay, plug-in, 8-pin, DPDT, 10 A, mech & LED indicator, test button, coil suppresion
MKS2PIN-D 110VDC | 4774 | 376996 | Relay, plug-in, 8-pin, DPDT, 10 A, mech & LED indicator, test button, coil suppresion
MKS2PIN-D 12VDC | 3942 | 376992 | Relay, plug-in, 8-pin, DPDT, 10 A, mech & LED indicator, test button, coil suppression
MKS2PIN-D 48VDC | 4774 | 376994 | Relay, plug-in, 8-pin, DPDT, 10 A, mech & LED indicator, test button, coil suppresion
MKS2PIN-D 6VDC | 4774 | 376991 | Relay, plug-in, 8-pin, DPDT, 10 A, mech & LED indicator, test button, coil suppression
MKS2PIN-D DC24 | 4377 | 376993 | Relay, plug-in, 8-pin, DPDT, 10 A, mech & LED indicator, test button, coil suppresion
MKS2PIN-D-2 100VDC | 4774 | 377001 | Industrial Relay, MK-I/-S
MKS2PIN-D-2 110VDC | 4774 | 377002 | Industrial Relay, MK-I/-S
MKS2PIN-D-2 12VDC | 4774 | 376998 | Industrial Relay, MK-I/-S
MKS2PIN-D-2 48VDC | 4774 | 377000 | Industrial Relay, MK-I/-S
MKS2PIN-D-2 6VDC | 4774 | 376997 | Industrial Relay, MK-I/-S
MKS2PIN-D-2 DC24 | 4774 | 376999 | Industrial Relay, MK-I/-S
MKS2PIN-V 100VAC | 4771 | 377025 | Relay, plug-in, 8-pin, DPDT, 10 A, mech & LED indicator, test button, coil suppression
MKS2PIN-V 110VAC | 4771 | 377026 | Relay, plug-in, 8-pin, DPDT, 10 A, mech & LED indicator, test button, coil suppression
MKS2PIN-V 120VAC | 3989 | 377027 | Relay, plug-in, 8-pin, DPDT, 10 A, mech & LED indicator, test button, coil suppression
MKS2PIN-V 12VAC | 4771 | 377022 | Relay, plug-in, 8-pin, DPDT, 10 A, mech & LED indicator, test button, coil suppresion
MKS2PIN-V 200VAC | 4771 | 377028 | Relay, plug-in, 8-pin, DPDT, 10 A, mech & LED indicator, test button, coil suppression
MKS2PIN-V 220VAC | 4771 | 377029 | Relay, plug-in, 8-pin, DPDT, 10 A, mech & LED indicator, test button, coil suppression
MKS2PIN-V 230VAC | 4771 | 377030 | Relay, plug-in, 8-pin, DPDT, 10 A, mech & LED indicator, test button, coil suppression
MKS2PIN-V 240VAC | 4771 | 377031 | Relay, plug-in, 8-pin, DPDT, 10 A, mech & LED indicator, test button, coil suppression
MKS2PIN-V 24VAC | 4771 | 377023 | Relay, plug-in, 8-pin, DPDT, 10 A, mech & LED indicator, test button, coil suppresion
MKS2PIN-V 50VAC | 4771 | 377024 | Relay, plug-in, 8-pin, DPDT, 10 A, mech & LED indicator, test button, coil suppression
MKS2PIN-V 6VAC | 4771 | 377021 | Relay, plug-in, 8-pin, DPDT, 10 A, mech & LED indicator, test button, coil suppression
MKS2PIN-V-2 100VAC | 4771 | 377036 | Industrial Relay, MK-I/-S
MKS2PIN-V-2 110VAC | 4771 | 377037 | Industrial Relay, MK-I/-S
MKS2PIN-V-2 120VAC | 4771 | 377038 | Industrial Relay, MK-I/-S
MKS2PIN-V-2 12VAC | 4771 | 377033 | Industrial Relay, MK-I/-S
MKS2PIN-V-2 200VAC | 4771 | 377039 | Industrial Relay, MK-I/-S
MKS2PIN-V-2 220VAC | 4771 | 377040 | Industrial Relay, MK-I/-S
MKS2PIN-V-2 230VAC | 4771 | 377041 | Industrial Relay, MK-I/-S
MKS2PIN-V-2 240VAC | 4771 | 377042 | Industrial Relay, MK-I/-S
MKS2PIN-V-2 24VAC | 4771 | 377034 | Industrial Relay, MK-I/-S
MKS2PIN-V-2 50VAC | 4771 | 377035 | Industrial Relay, MK-I/-S
MKS2PIN-V-2 6VAC | 4771 | 377032 | Industrial Relay, MK-I/-S
MKS2PI-V 100VAC | 4309 | 376940 | Relay, plug-in, 8-pin, DPDT, 10 A, mech & LED indicator, coil suppresion
MKS2PI-V 110VAC | 4309 | 376941 | Relay, plug-in, 8-pin, DPDT, 10 A, mech indicator, test button, coil suppresion
MKS2PI-V 120VAC | 4309 | 376942 | Relay, plug-in, 8-pin, DPDT, 10 A, mech indicator, test button, coil suppresion
MKS2PI-V 12VAC | 4309 | 376937 | Relay, plug-in, 8-pin, DPDT, 10 A, mech indicator, test button, coil suppresion
MKS2PI-V 200VAC | 4309 | 376943 | Relay, plug-in, 8-pin, DPDT, 10 A, mech & LED indicator, coil suppresion
MKS2PI-V 220VAC | 4309 | 376944 | Relay, plug-in, 8-pin, DPDT, 10 A, mech & LED indicator, coil suppresion
MKS2PI-V 230VAC | 4309 | 376945 | Relay, plug-in, 8-pin, DPDT, 10 A, mech indicator, test button, coil suppresion
MKS2PI-V 240VAC | 4309 | 376946 | Relay, plug-in, 8-pin, DPDT, 10 A, mech indicator, test button, coil suppresion
MKS2PI-V 24VAC | 4309 | 376938 | Relay, plug-in, 8-pin, DPDT, 10 A, mech indicator, test button, coil suppresion
MKS2PI-V 50VAC | 4309 | 376939 | Relay, plug-in, 8-pin, DPDT, 10 A, mech indicator, test button, coil suppresion
MKS2PI-V 6VAC | 4309 | 376936 | Relay, plug-in, 8-pin, DPDT, 10 A, mech & LED indicator, coil suppresion
MKS2PI-V-2 100VAC | 4309 | 376951 | Industrial Relay, MK-I/-S
MKS2PI-V-2 110VAC | 4309 | 376952 | Industrial Relay, MK-I/-S
MKS2PI-V-2 120VAC | 4309 | 376953 | Industrial Relay, MK-I/-S
MKS2PI-V-2 12VAC | 4309 | 376948 | Industrial Relay, MK-I/-S
MKS2PI-V-2 200VAC | 4309 | 376954 | Industrial Relay, MK-I/-S
MKS2PI-V-2 220VAC | 4309 | 376955 | Industrial Relay, MK-I/-S
MKS2PI-V-2 230VAC | 4309 | 376956 | Industrial Relay, MK-I/-S
MKS2PI-V-2 240VAC | 4309 | 376957 | Industrial Relay, MK-I/-S
MKS2PI-V-2 24VAC | 4309 | 376949 | Industrial Relay, MK-I/-S
MKS2PI-V-2 50VAC | 4309 | 376950 | Industrial Relay, MK-I/-S
MKS2PI-V-2 6VAC | 4309 | 376947 | Industrial Relay, MK-I/-S
MKS2PN 100VAC | 4612 | 376365 | Relay, plug-in, 8-pin, DPDT, 10 A, mech & LED indicator
MKS2PN 100VDC | 4612 | 376376 | Relay, plug-in, 8-pin, DPDT, 10 A, mech & LED indicator
MKS2PN 110VAC | 4309 | 376366 | Relay, plug-in, 8-pin, DPDT, 10 A, mech & LED indicator
MKS2PN 110VDC | 4612 | 376377 | Relay, plug-in, 8-pin, DPDT, 10 A, mech & LED indicator
MKS2PN 120VAC | 4309 | 376367 | Relay, plug-in, 8-pin, DPDT, 10 A, mech & LED indicator
MKS2PN 125VDC | 6440 | 377087 | Industrial Relay, MK-I/-S
MKS2PN 12VAC | 4263 | 376362 | Relay, plug-in, 8-pin, DPDT, 10 A, mech & LED indicator
MKS2PN 12VDC | 4263 | 376373 | Relay, plug-in, 8-pin, DPDT, 10 A, mech & LED indicator
MKS2PN 200VAC | 4612 | 376368 | Relay, plug-in, 8-pin, DPDT, 10 A, mech & LED indicator
MKS2PN 220VAC | 4519 | 376369 | Relay, plug-in, 8-pin, DPDT, 10 A, mech & LED indicator
MKS2PN 230VAC | 4612 | 376370 | Relay, plug-in, 8-pin, DPDT, 10 A, mech & LED indicator
MKS2PN 240VAC | 4519 | 376371 | Relay, plug-in, 8-pin, DPDT, 10 A, mech & LED indicator
MKS2PN 24VAC | 4263 | 376363 | Relay, plug-in, 8-pin, DPDT, 10 A, mech & LED indicator
MKS2PN 24VDC | 4263 | 376374 | Relay, plug-in, 8-pin, DPDT, 10 A, mech & LED indicator
MKS2PN 48VDC | 4309 | 376375 | Relay, plug-in, 8-pin, DPDT, 10 A, mech & LED indicator
MKS2PN 50VAC | 4602 | 376364 | Relay, plug-in, 8-pin, DPDT, 10 A, mech & LED indicator
MKS2PN 6VAC | 4612 | 376361 | Relay, plug-in, 8-pin, DPDT, 10 A, mech & LED indicator
MKS2PN 6VDC | 4602 | 376372 | Relay, plug-in, 8-pin, DPDT, 10 A, mech & LED indicator
MKS2PN1 100VDC | 4612 | 376450 | Relay, plug-in, 8-pin, DPDT, 10 A, mech & LED indicator, reverse coil polarity
MKS2PN1 110VDC | 4612 | 376451 | Relay, plug-in, 8-pin, DPDT, 10 A, mech & LED indicator, coil suppresion, reverse coil polarity
MKS2PN1 12VDC | 4612 | 376447 | Relay, plug-in, 8-pin, DPDT, 10 A, mech & LED indicator, reverse coil polarity
MKS2PN1 48VDC | 4612 | 376449 | Relay, plug-in, 8-pin, DPDT, 10 A, mech & LED indicator, reverse coil polarity
MKS2PN1 6VDC | 4612 | 376446 | Relay, plug-in, 8-pin, DPDT, 10 A, mech & LED indicator, coil suppresion, reverse coil polarity
MKS2PN1 DC24 | 4612 | 376448 | Relay, plug-in, 8-pin, DPDT, 10 A, mech & LED indicator, coil suppresion, reverse coil polarity
MKS2PN1-2 100VDC | 4612 | 376456
MKS2PN1-2 110VDC | 4612 | 376457
MKS2PN1-2 12VDC | 4612 | 376453
MKS2PN1-2 48VDC | 4612 | 376455
MKS2PN1-2 6VDC | 4612 | 376452
MKS2PN1-2 DC24 | 4612 | 376454
MKS2PN-2 100VAC | 4612 | 376382
MKS2PN-2 100VDC | 4612 | 376393
MKS2PN-2 110VAC | 4612 | 376383
MKS2PN-2 110VDC | 4612 | 376394
MKS2PN-2 120VAC | 4612 | 376384
MKS2PN-2 12VAC | 4612 | 376379
MKS2PN-2 12VDC | 4612 | 376390
MKS2PN-2 200VAC | 4612 | 376385
MKS2PN-2 220VAC | 4602 | 376386
MKS2PN-2 230VAC | 4612 | 376387
MKS2PN-2 240VAC | 4612 | 376388
MKS2PN-2 24VAC | 4612 | 376380
MKS2PN-2 48VDC | 4612 | 376392
MKS2PN-2 50VAC | 4612 | 376381
MKS2PN-2 6VAC | 4612 | 376378
MKS2PN-2 6VDC | 4612 | 376389
MKS2PN-2 DC24 | 4612 | 376391
MKS2PN-D 100VDC | 4774 | 376595 | Relay, plug-in, 8-pin, DPDT, 10 A, mech & LED indicator, coil suppression
MKS2PN-D 110VDC | 4774 | 376596 | Relay, plug-in, 8-pin, DPDT, 10 A, mech & LED indicator, coil suppression
MKS2PN-D 12VDC | 4762 | 376592 | Relay, plug-in, 8-pin, DPDT, 10 A, mech & LED indicator, coil suppression
MKS2PN-D 48VDC | 4774 | 376594 | Relay, plug-in, 8-pin, DPDT, 10 A, mech & LED indicator, coil suppression
MKS2PN-D 6VDC | 4774 | 376591 | Relay, plug-in, 8-pin, DPDT, 10 A, mech & LED indicator, coil suppression
MKS2PN-D DC24 | 4468 | 376593 | Relay, plug-in, 8-pin, DPDT, 10 A, mech & LED indicator, coil suppression
MKS2PN-D-2 100VDC | 4774 | 376601
MKS2PN-D-2 110VDC | 4774 | 376602 | Relay, plug-in, 8-pin, DPDT, 10 A, mech and LED indicator, coil suppressor
MKS2PN-D-2 12VDC | 4774 | 376598
MKS2PN-D-2 48VDC | 4774 | 376600
MKS2PN-D-2 6VDC | 4774 | 376597
MKS2PN-D-2 DC24 | 4774 | 376599
MKS2PN-V 100VAC | 4771 | 376625 | Relay, plug-in, 8-pin, DPDT, 10 A, mech & LED indicator
MKS2PN-V 110VAC | 4771 | 376626 | Relay, plug-in, 8-pin, DPDT, 10 A, mech & LED indicator
MKS2PN-V 120VAC | 4771 | 376627 | Relay, plug-in, 8-pin, DPDT, 10 A, mech & LED indicator, coil suppresion
MKS2PN-V 12VAC | 4771 | 376622 | Relay, plug-in, 8-pin, DPDT, 10 A, mech & LED indicator
MKS2PN-V 200VAC | 4771 | 376628 | Relay, plug-in, 8-pin, DPDT, 10 A, mech & LED indicator
MKS2PN-V 220VAC | 4771 | 376629 | Relay, plug-in, 8-pin, DPDT, 10 A, mech & LED indicator
MKS2PN-V 230VAC | 4771 | 376630 | Relay, plug-in, 8-pin, DPDT, 10 A, mech & LED indicator
MKS2PN-V 240VAC | 4771 | 376631 | Relay, plug-in, 8-pin, DPDT, 10 A, mech & LED indicator
MKS2PN-V 24VAC | 4771 | 376623 | Relay, plug-in, 8-pin, DPDT, 10 A, mech & LED indicator
MKS2PN-V 50VAC | 4771 | 376624 | Relay, plug-in, 8-pin, DPDT, 10 A, mech & LED indicator, coil suppresion
MKS2PN-V 6VAC | 4771 | 376621 | Relay, plug-in, 8-pin, DPDT, 10 A, mech & LED indicator
MKS2PN-V-2 100VAC | 4771 | 376636 | Relay, plug-in, 8-pin, DPDT, 10 A, mech & LED indicator
MKS2PN-V-2 110VAC | 4771 | 376637
MKS2PN-V-2 120VAC | 4771 | 376638 | Relay, plug-in, 8-pin, DPDT, 10 A, mech & LED indicator
MKS2PN-V-2 12VAC | 4771 | 376633
MKS2PN-V-2 200VAC | 4771 | 376639 | Relay, plug-in, 8-pin, DPDT, 10 A, mech & LED indicator
MKS2PN-V-2 220VAC | 4771 | 376640
MKS2PN-V-2 230VAC | 4771 | 376641
MKS2PN-V-2 240VAC | 4771 | 376642 | Relay, plug-in, 8-pin, DPDT, 10 A, mech & LED indicator
MKS2PN-V-2 24VAC | 4771 | 376634 | Relay, plug-in, 8-pin, DPDT, 10 A, mech & LED indicator
MKS2PN-V-2 50VAC | 4771 | 376635
MKS2PN-V-2 6VAC | 4771 | 376632 | Relay, plug-in, 8-pin, DPDT, 10 A, mech & LED indicator
MKS2P-V 100VAC | 4309 | 376540 | Relay, plug-in, 8-pin, DPDT, 10 A, mech indicator, coil suppression
MKS2P-V 110VAC | 4309 | 376541 | Relay, plug-in, 8-pin, DPDT, 10 A, mech indicator, coil suppression
MKS2P-V 120VAC | 4309 | 376542 | Relay, plug-in, 8-pin, DPDT, 10 A, mech indicator, coil suppression
MKS2P-V 12VAC | 4309 | 376537 | Relay, plug-in, 8-pin, DPDT, 10 A, mech indicator, coil suppression
MKS2P-V 200VAC | 4309 | 376543 | Relay, plug-in, 8-pin, DPDT, 10 A, mech indicator, coil suppression
MKS2P-V 220VAC | 4309 | 376544 | Relay, plug-in, 8-pin, DPDT, 10 A, mech indicator, coil suppression
MKS2P-V 230VAC | 4309 | 376545 | Relay, plug-in, 8-pin, DPDT, 10 A, mech indicator, coil suppression
MKS2P-V 240VAC | 4309 | 376546 | Relay, plug-in, 8-pin, DPDT, 10 A, mech indicator, coil suppression
MKS2P-V 24VAC | 4309 | 376538 | Relay, plug-in, 8-pin, DPDT, 10 A, mech indicator, coil suppression
MKS2P-V 50VAC | 4309 | 376539 | Relay, plug-in, 8-pin, DPDT, 10 A, mech indicator, coil suppression
MKS2P-V 6VAC | 4309 | 376536 | Relay, plug-in, 8-pin, DPDT, 10 A, mech indicator, coil suppression
MKS2P-V-2 100VAC | 4309 | 376551
MKS2P-V-2 110VAC | 4309 | 376552
MKS2P-V-2 120VAC | 4309 | 376553
MKS2P-V-2 12VAC | 4309 | 376548
MKS2P-V-2 200VAC | 4309 | 376554
MKS2P-V-2 220VAC | 4309 | 376555
MKS2P-V-2 230VAC | 4309 | 376556
MKS2P-V-2 240VAC | 4309 | 376557
MKS2P-V-2 24VAC | 4309 | 376549
MKS2P-V-2 50VAC | 4309 | 376550
MKS2P-V-2 6VAC | 4309 | 376547
MKS2XTIN-11 24VDC | 12680 | 367874 | Relay for DC load, 6-pin plug-in, 5 A NO/ 2 A NC, 24 VDC, SPST-NO/SPST-NC, LED indicator, lockable test button
MKS3P 100VAC | 4404 | 376314 | Relay, plug-in, 11-pin, 3PDT, 10 A, mech indicator
MKS3P 100VDC | 4404 | 376325 | Relay, plug-in, 11-pin, 3PDT, 10 A, mech indicator
MKS3P 110VAC | 3325 | 376315 | Relay, plug-in, 11-pin, 3PDT, 10 A, mech indicator
MKS3P 110VDC | 5105 | 376326 | Relay, plug-in, 11-pin, 3PDT, 10 A, mech indicator
MKS3P 120VAC | 4399 | 376316 | Relay, plug-in, 11-pin, 3PDT, 10 A, mech indicator
MKS3P 125VDC | 6715 | 377091 | Industrial Relay, MK-I/-S
MKS3P 12VAC | 4398 | 376311 | Relay, plug-in, 11-pin, 3PDT, 10 A, mech indicator
MKS3P 12VDC | 4398 | 376322 | Relay, plug-in, 11-pin, 3PDT, 10 A, mech indicator
MKS3P 200VAC | 4404 | 376317 | Relay, plug-in, 11-pin, 3PDT, 10 A, mech indicator
MKS3P 220VAC | 4404 | 376318 | Relay, plug-in, 11-pin, 3PDT, 10 A, mech indicator
MKS3P 220VDC | 6715 | 377080 | Industrial Relay, MK-I/-S
MKS3P 230VAC | 5105 | 376319 | Relay, plug-in, 11-pin, 3PDT, 10 A, mech indicator
MKS3P 240VAC | 4398 | 376320 | Relay, plug-in, 11-pin, 3PDT, 10 A, mech indicator
MKS3P 24VAC | 5250 | 376312 | Relay, plug-in, 11-pin, 3PDT, 10 A, mech indicator
MKS3P 24VDC | 4800 | 376323 | Relay, plug-in, 11-pin, 3PDT, 10 A, mech indicator
MKS3P 32VDC | 6565 | 377090 | Industrial Relay, MK-I/-S
MKS3P 48VAC | 6160 | 377089 | Industrial Relay, MK-I/-S
MKS3P 48VDC | 4399 | 376324 | Relay, plug-in, 11-pin, 3PDT, 10 A, mech indicator
MKS3P 50VAC | 4397 | 376313 | Relay, plug-in, 11-pin, 3PDT, 10 A, mech indicator
MKS3P 6VAC | 4398 | 376310 | Relay, plug-in, 11-pin, 3PDT, 10 A, mech indicator
MKS3P 6VDC | 4398 | 376321 | Relay, plug-in, 11-pin, 3PDT, 10 A, mech indicator
MKS3P1-D 100VDC | 5425 | 376522 | Relay, plug-in, 11-pin, 3PDT, 10 A, mech indicator, coil suppression, reverse coil polarity
MKS3P1-D 110VDC | 5425 | 376523 | Relay, plug-in, 11-pin, 3PDT, 10 A, mech indicator, coil suppression, reverse coil polarity
MKS3P1-D 12VDC | 5425 | 376519 | Relay, plug-in, 11-pin, 3PDT, 10 A, mech indicator, coil suppression, reverse coil polarity
MKS3P1-D 48VDC | 5450 | 376521 | Relay, plug-in, 11-pin, 3PDT, 10 A, mech indicator, coil suppression, reverse coil polarity
MKS3P1-D 6VDC | 5425 | 376518 | Relay, plug-in, 11-pin, 3PDT, 10 A, mech indicator, coil suppression, reverse coil polarity
MKS3P1-D DC24 | 5445 | 376520 | Relay, plug-in, 11-pin, 3PDT, 10 A, mech indicator, coil suppression, reverse coil polarity
MKS3P1-D-2 100VDC | 5425 | 376528
MKS3P1-D-2 110VDC | 5425 | 376529
MKS3P1-D-2 12VDC | 5425 | 376525
MKS3P1-D-2 48VDC | 5425 | 376527
MKS3P1-D-2 6VDC | 5425 | 376524
MKS3P1-D-2 DC24 | 5425 | 376526
MKS3P1-D-5 100VDC | 5425 | 376534 | Relay, plug-in, 11-pin, 3PDT, 10 A, mech indicator, coil suppression, reverse coil polarity
MKS3P1-D-5 110VDC | 5425 | 376535 | Relay, plug-in, 11-pin, 3PDT, 10 A, mech indicator, coil suppression, reverse coil polarity
MKS3P1-D-5 12VDC | 5425 | 376531 | Relay, plug-in, 11-pin, 3PDT, 10 A, mech indicator, coil suppression, reverse coil polarity
MKS3P1-D-5 48VDC | 5425 | 376533 | Relay, plug-in, 11-pin, 3PDT, 10 A, mech indicator, coil suppression, reverse coil polarity
MKS3P1-D-5 6VDC | 5425 | 376530 | Relay, plug-in, 11-pin, 3PDT, 10 A, mech indicator, coil suppression, reverse coil polarity
MKS3P1-D-5 DC24 | 5425 | 376532 | Relay, plug-in, 11-pin, 3PDT, 10 A, mech indicator, coil suppression, reverse coil polarity
MKS3P-2 100VAC | 4397 | 376331
MKS3P-2 100VDC | 4404 | 376342
MKS3P-2 110VAC | 4399 | 376332
MKS3P-2 110VDC | 4400 | 376343
MKS3P-2 120VAC | 4397 | 376333
MKS3P-2 12VAC | 4397 | 376328
MKS3P-2 12VDC | 4397 | 376339
MKS3P-2 200VAC | 4404 | 376334
MKS3P-2 220VAC | 5105 | 376335
MKS3P-2 230VAC | 4404 | 376336
MKS3P-2 240VAC | 4398 | 376337
MKS3P-2 24VAC | 4397 | 376329
MKS3P-2 48VDC | 4399 | 376341
MKS3P-2 50VAC | 4397 | 376330
MKS3P-2 6VAC | 4397 | 376327
MKS3P-2 6VDC | 4397 | 376338
MKS3P-2 DC24 | 4800 | 376340 | Relay, plug-in, 11-pin, 3PDT, 10 A, mech indicator
MKS3P-5 100VAC | 4334 | 376348 | Relay, plug-in, 11-pin, 3PDT, 10 A, mech indicator
MKS3P-5 100VDC | 4347 | 376359 | Relay, plug-in, 11-pin, 3PDT, 10 A, mech indicator
MKS3P-5 110VAC | 3939 | 376349 | Relay, plug-in, 11-pin, 3PDT, 10 A, mech indicator
MKS3P-5 110VDC | 3505 | 376360 | Relay, plug-in, 11-pin, 3PDT, 10 A, mech indicator
MKS3P-5 120VAC | 4338 | 376350 | Relay, plug-in, 11-pin, 3PDT, 10 A, mech indicator
MKS3P-5 125VDC | 6565 | 377094 | Industrial Relay, MK-I/-S
MKS3P-5 12VAC | 4800 | 376345 | Relay, plug-in, 11-pin, 3PDT, 10 A, mech indicator
MKS3P-5 12VDC | 3291 | 376356 | Relay, plug-in, 11-pin, 3PDT, 10 A, mech indicator
MKS3P-5 200VAC | 4347 | 376351 | Relay, plug-in, 11-pin, 3PDT, 10 A, mech indicator
MKS3P-5 220VAC | 4344 | 376352 | Relay, plug-in, 11-pin, 3PDT, 10 A, mech indicator
MKS3P-5 230VAC | 3577 | 376353 | Relay, plug-in, 11-pin, 3PDT, 10 A, mech indicator
MKS3P-5 240VAC | 4344 | 376354 | Relay, plug-in, 11-pin, 3PDT, 10 A, mech indicator
MKS3P-5 24VAC | 3706 | 376346 | Relay, plug-in, 11-pin, 3PDT, 10 A, mech indicator
MKS3P-5 24VDC | 3143 | 376357 | Relay, plug-in, 11-pin, 3PDT, 10 A, mech indicator
MKS3P-5 48VAC | 8030 | 377092 | Industrial Relay, MK-I/-S
MKS3P-5 48VDC | 3325 | 376358 | Relay, plug-in, 11-pin, 3PDT, 10 A, mech indicator
MKS3P-5 50VAC | 3979 | 376347 | Relay, plug-in, 11-pin, 3PDT, 10 A, mech indicator
MKS3P-5 60VDC | 6430 | 377093 | Industrial Relay, MK-I/-S
MKS3P-5 6VAC | 4800 | 376344 | Relay, plug-in, 11-pin, 3PDT, 10 A, mech indicator
MKS3P-5 6VDC | 4331 | 376355 | Relay, plug-in, 11-pin, 3PDT, 10 A, mech indicator
MKS3P-D 100VDC | 5005 | 376492 | Relay, plug-in, 11-pin, 3PDT, 10 A, mech indicator, coil suppression
MKS3P-D 110VDC | 5005 | 376493 | Relay, plug-in, 11-pin, 3PDT, 10 A, mech indicator, coil suppression
MKS3P-D 12VDC | 5005 | 376489 | Relay, plug-in, 11-pin, 3PDT, 10 A, mech indicator, coil suppression
MKS3P-D 48VDC | 5005 | 376491 | Relay, plug-in, 11-pin, 3PDT, 10 A, mech indicator, coil suppression
MKS3P-D 6VDC | 5005 | 376488 | Relay, plug-in, 11-pin, 3PDT, 10 A, mech indicator, coil suppression
MKS3P-D DC24 | 5005 | 376490 | Relay, plug-in, 11-pin, 3PDT, 10 A, mech indicator, coil suppression
MKS3P-D-2 100VDC | 5005 | 376498
MKS3P-D-2 110VDC | 5005 | 376499
MKS3P-D-2 12VDC | 5005 | 376495
MKS3P-D-2 48VDC | 5005 | 376497
MKS3P-D-2 6VDC | 5005 | 376494
MKS3P-D-2 DC24 | 5005 | 376496
MKS3P-D-5 100VDC | 5005 | 376504 | Relay, plug-in, 11-pin, 3PDT, 10 A, mech indicator, coil suppression
MKS3P-D-5 110VDC | 5005 | 376505 | Relay, plug-in, 11-pin, 3PDT, 10 A, mech indicator, coil suppression
MKS3P-D-5 12VDC | 4998 | 376501 | Relay, plug-in, 11-pin, 3PDT, 10 A, mech indicator, coil suppression
MKS3P-D-5 48VDC | 5005 | 376503 | Relay, plug-in, 11-pin, 3PDT, 10 A, mech indicator, coil suppression
MKS3P-D-5 6VDC | 4998 | 376500 | Relay, plug-in, 11-pin, 3PDT, 10 A, mech indicator, coil suppression
MKS3P-D-5 DC24 | 5005 | 376502 | Relay, plug-in, 11-pin, 3PDT, 10 A, mech indicator, coil suppression
MKS3PI 100VAC | 4399 | 376714 | Relay, plug-in, 11-pin, 3PDT, 10 A, mech indicator, test button
MKS3PI 100VDC | 4400 | 376725 | Relay, plug-in, 11-pin, 3PDT, 10 A, mech indicator, test button
MKS3PI 110VAC | 4269 | 376715 | Relay, plug-in, 11-pin, 3PDT, 10 A, mech indicator, test button
MKS3PI 110VDC | 4398 | 376726 | Relay, plug-in, 11-pin, 3PDT, 10 A, mech indicator, test button
MKS3PI 120VAC | 4399 | 376716 | Relay, plug-in, 11-pin, 3PDT, 10 A, mech indicator, test button
MKS3PI 12VAC | 4397 | 376711 | Relay, plug-in, 11-pin, 3PDT, 10 A, mech indicator, test button
MKS3PI 12VDC | 4398 | 376722 | Relay, plug-in, 11-pin, 3PDT, 10 A, mech indicator, test button
MKS3PI 200VAC | 4400 | 376717 | Relay, plug-in, 11-pin, 3PDT, 10 A, mech indicator, test button
MKS3PI 220VAC | 4398 | 376718 | Relay, plug-in, 11-pin, 3PDT, 10 A, mech indicator, test button
MKS3PI 230VAC | 4398 | 376719 | Relay, plug-in, 11-pin, 3PDT, 10 A, mech indicator, test button
MKS3PI 240VAC | 4049 | 376720 | Relay, plug-in, 11-pin, 3PDT, 10 A, mech indicator, test button
MKS3PI 24VAC | 4234 | 376712 | Relay, plug-in, 11-pin, 3PDT, 10 A, mech indicator, test button
MKS3PI 24VDC | 4234 | 376723 | Relay, plug-in, 11-pin, 3PDT, 10 A, mech indicator, test button
MKS3PI 48VDC | 4397 | 376724 | Relay, plug-in, 11-pin, 3PDT, 10 A, mech indicator, test button
MKS3PI 50VAC | 4397 | 376713 | Relay, plug-in, 11-pin, 3PDT, 10 A, mech indicator, test button
MKS3PI 6VAC | 4397 | 376710 | Relay, plug-in, 11-pin, 3PDT, 10 A, mech indicator, test button
MKS3PI 6VDC | 4397 | 376721 | Relay, plug-in, 11-pin, 3PDT, 10 A, mech indicator, test button
MKS3PI1-D 100VDC | 5425 | 376922 | Relay, plug-in, 11-pin, 3PDT, 10 A, mech indicator, test button, revers coil polarity
MKS3PI1-D 110VDC | 5425 | 376923 | Relay, plug-in, 11-pin, 3PDT, 10 A, mech indicator, test button, reverse coil polarity, coil suppression
MKS3PI1-D 12VDC | 5425 | 376919 | Relay, plug-in, 11-pin, 3PDT, 10 A, mech indicator, test button, revers coil polarity
MKS3PI1-D 48VDC | 5425 | 376921 | Relay, plug-in, 11-pin, 3PDT, 10 A, mech indicator, test button, revers coil polarity
MKS3PI1-D 6VDC | 5425 | 376918 | Relay, plug-in, 11-pin, 3PDT, 10 A, mech indicator, test button, revers coil polarity
MKS3PI1-D DC24 | 5425 | 376920 | Relay, plug-in, 11-pin, 3PDT, 10 A, mech indicator, test button, revers coil polarity
MKS3PI1-D-2 100VDC | 5425 | 376928 | Industrial Relay, MK-I/-S
MKS3PI1-D-2 110VDC | 5425 | 376929 | Industrial Relay, MK-I/-S
MKS3PI1-D-2 12VDC | 5425 | 376925 | Industrial Relay, MK-I/-S
MKS3PI1-D-2 48VDC | 5425 | 376927 | Industrial Relay, MK-I/-S
MKS3PI1-D-2 6VDC | 5425 | 376924 | Industrial Relay, MK-I/-S
MKS3PI1-D-2 DC24 | 5425 | 376926 | Industrial Relay, MK-I/-S
MKS3PI1-D-5 100VDC | 5425 | 376934 | Relay, plug-in, 11-pin, 3PDT, 10 A, mech indicator, test button, reverse coil polarity, coil suppression
MKS3PI1-D-5 110VDC | 5425 | 376935 | Relay, plug-in, 11-pin, 3PDT, 10 A, mech indicator, test button, reverse coil polarity, coil suppression
MKS3PI1-D-5 12VDC | 5425 | 376931 | Relay, plug-in, 11-pin, 3PDT, 10 A, mech indicator, test button, reverse coil polarity
MKS3PI1-D-5 48VDC | 5425 | 376933 | Relay, plug-in, 11-pin, 3PDT, 10 A, mech indicator, test button, reverse coil polarity
MKS3PI1-D-5 6VDC | 5425 | 376930 | Relay, plug-in, 11-pin, 3PDT, 10 A, mech indicator, test button, reverse coil polarity
MKS3PI1-D-5 DC24 | 5425 | 376932 | Relay, plug-in, 11-pin, 3PDT, 10 A, mech indicator, test button, reverse coil polarity, coil suppression
MKS3PI-2 100VAC | 4397 | 376731 | Relay, plug-in, 11-pin, 3PDT, 10 A, mech indicator, test button, pin number coil 1 - 11, 24 VDC
MKS3PI-2 100VDC | 4404 | 376742 | Relay, plug-in, 11-pin, 3PDT, 10 A, mech indicator, test button, pin number coil 1 - 11, 100 VDC
MKS3PI-2 110VAC | 4397 | 376732 | Relay, plug-in, 11-pin, 3PDT, 10 A, mech indicator, test button, pin number coil 1 - 11, 24 VDC
MKS3PI-2 110VDC | 4398 | 376743 | Relay, plug-in, 11-pin, 3PDT, 10 A, mech indicator, test button, pin number coil 1 - 11, 110 VDC
MKS3PI-2 120VAC | 4397 | 376733 | Relay, plug-in, 11-pin, 3PDT, 10 A, mech indicator, test button, pin number coil 1 - 11, 24 VDC
MKS3PI-2 12VAC | 4397 | 376728 | Relay, plug-in, 11-pin, 3PDT, 10 A, mech indicator, test button, pin number coil 1 - 11, 24 VDC
MKS3PI-2 12VDC | 4398 | 376739 | Relay, plug-in, 11-pin, 3PDT, 10 A, mech indicator, test button, pin number coil 1 - 11, 12 VDC
MKS3PI-2 200VAC | 4404 | 376734 | Relay, plug-in, 11-pin, 3PDT, 10 A, mech indicator, test button, pin number coil 1 - 11, 200 VAC
MKS3PI-2 220VAC | 4404 | 376735 | Relay, plug-in, 11-pin, 3PDT, 10 A, mech indicator, test button, pin number coil 1 - 11, 220 VAC
MKS3PI-2 230VAC | 4404 | 376736 | Relay, plug-in, 11-pin, 3PDT, 10 A, mech indicator, test button, pin number coil 1 - 11, 230 VAC
MKS3PI-2 240VAC | 4398 | 376737 | Relay, plug-in, 11-pin, 3PDT, 10 A, mech indicator, test button, pin number coil 1 - 11, 240 VAC
MKS3PI-2 24VAC | 4397 | 376729 | Relay, plug-in, 11-pin, 3PDT, 10 A, mech indicator, test button, pin number coil 1 - 11, 24 VAC
MKS3PI-2 48VDC | 4397 | 376741 | Relay, plug-in, 11-pin, 3PDT, 10 A, mech indicator, test button, pin number coil 1 - 11, 48 VDC
MKS3PI-2 50VAC | 4397 | 376730 | Relay, plug-in, 11-pin, 3PDT, 10 A, mech indicator, test button, pin number coil 1 - 11, 50 VAC
MKS3PI-2 6VAC | 4404 | 376727 | Relay, plug-in, 11-pin, 3PDT, 10 A, mech indicator, test button, pin number coil 1 - 11, 6 VAC
MKS3PI-2 6VDC | 4397 | 376738 | Relay, plug-in, 11-pin, 3PDT, 10 A, mech indicator, test button, pin number coil 1 - 11, 6 VDC
MKS3PI-2 DC24 | 4398 | 376740 | Relay, plug-in, 11-pin, 3PDT, 10 A, mech indicator, test button, pin number coil 1 - 11, 24 VDC
MKS3PI-5 100VAC | 4338 | 376748 | Relay, plug-in, 11-pin, 3PDT, 10 A, mech indicator, test button
MKS3PI-5 100VDC | 4344 | 376759 | Relay, plug-in, 11-pin, 3PDT, 10 A, mech indicator, test button
MKS3PI-5 110VAC | 3400 | 376749 | Relay, plug-in, 11-pin, 3PDT, 10 A, mech indicator, test button
MKS3PI-5 110VDC | 3505 | 376760 | Relay, plug-in, 11-pin, 3PDT, 10 A, mech indicator, test button
MKS3PI-5 120VAC | 3400 | 376750 | Relay, plug-in, 11-pin, 3PDT, 10 A, mech indicator, test button
MKS3PI-5 125VDC | 7255 | 377097 | Relay, plug-in, 11-pin, 3PDT, 10 A, mech indicator, test button
MKS3PI-5 12VAC | 3400 | 376745 | Relay, plug-in, 11-pin, 3PDT, 10 A, mech indicator, test button
MKS3PI-5 12VDC | 3234 | 376756 | Relay, plug-in, 11-pin, 3PDT, 10 A, mech indicator, test button
MKS3PI-5 200VAC | 4344 | 376751 | Relay, plug-in, 11-pin, 3PDT, 10 A, mech indicator, test button
MKS3PI-5 220VAC | 4505 | 376752 | Relay, plug-in, 11-pin, 3PDT, 10 A, mech indicator, test button
MKS3PI-5 230VAC | 3343 | 376753 | Relay, plug-in, 11-pin, 3PDT, 10 A, mech indicator, test button
MKS3PI-5 240VAC | 4505 | 376754 | Relay, plug-in, 11-pin, 3PDT, 10 A, mech indicator, test button
MKS3PI-5 24VAC | 3214 | 376746 | Relay, plug-in, 11-pin, 3PDT, 10 A, mech indicator, test button
MKS3PI-5 24VDC | 3206 | 376757 | Relay, plug-in, 11-pin, 3PDT, 10 A, mech indicator, test button
MKS3PI-5 48VAC | 5145 | 377095 | Relay, plug-in, 11-pin, 3PDT, 10 A, mech indicator, test button
MKS3PI-5 48VDC | 3065 | 376758 | Relay, plug-in, 11-pin, 3PDT, 10 A, mech indicator, test button
MKS3PI-5 50VAC | 3291 | 376747 | Relay, plug-in, 11-pin, 3PDT, 10 A, mech indicator, test button
MKS3PI-5 60VDC | 5085 | 377096 | Relay, plug-in, 11-pin, 3PDT, 10 A, mech indicator, test button
MKS3PI-5 6VAC | 3291 | 376744 | Relay, plug-in, 11-pin, 3PDT, 10 A, mech indicator, test button
MKS3PI-5 6VDC | 3291 | 376755 | Relay, plug-in, 11-pin, 3PDT, 10 A, mech indicator, test button
MKS3PI-D 100VDC | 5005 | 376892 | Relay, plug-in, 11-pin, 3PDT, 10 A, mech indicator, test button, coil suppression
MKS3PI-D 110VDC | 5005 | 376893 | Relay, plug-in, 11-pin, 3PDT, 10 A, mech indicator, test button, coil suppression
MKS3PI-D 12VDC | 5005 | 376889 | Relay, plug-in, 11-pin, 3PDT, 10 A, mech indicator, test button, coil suppression
MKS3PI-D 48VDC | 5005 | 376891 | Relay, plug-in, 11-pin, 3PDT, 10 A, mech indicator, test button, coil suppression
MKS3PI-D 6VDC | 5005 | 376888 | Relay, plug-in, 11-pin, 3PDT, 10 A, mech indicator, test button, coil suppression
MKS3PI-D DC24 | 5005 | 376890 | Relay, plug-in, 11-pin, 3PDT, 10 A, mech indicator, test button, coil suppression
MKS3PI-D-2 100VDC | 5005 | 376898 | Industrial Relay, MK-I/-S
MKS3PI-D-2 110VDC | 5005 | 376899 | Industrial Relay, MK-I/-S
MKS3PI-D-2 12VDC | 5005 | 376895 | Industrial Relay, MK-I/-S
MKS3PI-D-2 48VDC | 5005 | 376897 | Industrial Relay, MK-I/-S
MKS3PI-D-2 6VDC | 5005 | 376894 | Industrial Relay, MK-I/-S
MKS3PI-D-2 DC24 | 5005 | 376896 | Industrial Relay, MK-I/-S
MKS3PI-D-5 100VDC | 5005 | 376904 | Relay, plug-in, 11-pin, 3PDT, 10 A, mech indicator, test button, coil suppression
MKS3PI-D-5 110VDC | 5005 | 376905 | Relay, plug-in, 11-pin, 3PDT, 10 A, mech indicator, test button, coil suppression
MKS3PI-D-5 12VDC | 3747 | 376901 | Relay, plug-in, 11-pin, 3PDT, 10 A, mech indicator, test button, coil suppression
MKS3PI-D-5 24VDC | 4537 | 376902 | Relay, plug-in, 11-pin, 3PDT, 10 A, mech indicator, test button, coil suppression
MKS3PI-D-5 48VDC | 5005 | 376903 | Relay, plug-in, 11-pin, 3PDT, 10 A, mech indicator, test button, coil suppression
MKS3PI-D-5 6VDC | 4998 | 376900 | Relay, plug-in, 11-pin, 3PDT, 10 A, mech indicator, test button, coil suppression
MKS3PIN 100VAC | 5200 | 376799 | Relay, plug-in, 11-pin, 3PDT, 10 A, mech & LED indicator, test button
MKS3PIN 100VDC | 5200 | 376810 | Relay, plug-in, 11-pin, 3PDT, 10 A, mech & LED indicator, test button
MKS3PIN 110VAC | 4757 | 376800 | Relay, plug-in, 11-pin, 3PDT, 10 A, mech & LED indicator, test button
MKS3PIN 110VDC | 5200 | 376811 | Relay, plug-in, 11-pin, 3PDT, 10 A, mech & LED indicator, test button
MKS3PIN 120VAC | 5190 | 376801 | Relay, plug-in, 11-pin, 3PDT, 10 A, mech & LED indicator, test button
MKS3PIN 12VAC | 5190 | 376796 | Relay, plug-in, 11-pin, 3PDT, 10 A, mech & LED indicator, test button
MKS3PIN 12VDC | 5195 | 376807 | Relay, plug-in, 11-pin, 3PDT, 10 A, mech & LED indicator, test button
MKS3PIN 200VAC | 5200 | 376802 | Relay, plug-in, 11-pin, 3PDT, 10 A, mech & LED indicator, test button
MKS3PIN 220VAC | 5200 | 376803 | Relay, plug-in, 11-pin, 3PDT, 10 A, mech & LED indicator, test button
MKS3PIN 230VAC | 5200 | 376804 | Relay, plug-in, 11-pin, 3PDT, 10 A, mech & LED indicator, test button
MKS3PIN 240VAC | 4494 | 376805 | Relay, plug-in, 11-pin, 3PDT, 10 A, mech & LED indicator, test button
MKS3PIN 24VAC | 5195 | 376797 | Relay, plug-in, 11-pin, 3PDT, 10 A, mech & LED indicator, test button
MKS3PIN 24VDC | 4712 | 376808 | Relay, plug-in, 11-pin, 3PDT, 10 A, mech & LED indicator, test button
MKS3PIN 48VDC | 5190 | 376809 | Relay, plug-in, 11-pin, 3PDT, 10 A, mech & LED indicator, test button
MKS3PIN 50VAC | 5190 | 376798 | Relay, plug-in, 11-pin, 3PDT, 10 A, mech & LED indicator, test button
MKS3PIN 6VAC | 5200 | 376795 | Relay, plug-in, 11-pin, 3PDT, 10 A, mech & LED indicator, test button
MKS3PIN 6VDC | 5190 | 376806 | Relay, plug-in, 11-pin, 3PDT, 10 A, mech & LED indicator, test button
MKS3PIN1 100VDC | 5200 | 376862 | Relay, plug-in, 11-pin, 3PDT, 10 A, mech & LED indicator, test button, reverse coil polartiy
MKS3PIN1 110VDC | 5200 | 376863 | Relay, plug-in, 11-pin, 3PDT, 10 A, mech & LED indicator, test button, reverse coil polarity
MKS3PIN1 12VDC | 5200 | 376859 | Relay, plug-in, 11-pin, 3PDT, 10 A, mech & LED indicator, test button, reverse coil polarity
MKS3PIN1 48VDC | 5200 | 376861 | Relay, plug-in, 11-pin, 3PDT, 10 A, mech & LED indicator, test button, reverse coil polarity
MKS3PIN1 6VDC | 5200 | 376858 | Relay, plug-in, 11-pin, 3PDT, 10 A, mech & LED indicator, test button, reverse coil polarity
MKS3PIN1 DC24 | 5190 | 376860 | Relay, plug-in, 11-pin, 3PDT, 10 A, mech & LED indicator, test button, reverse coil polarity
MKS3PIN1-2 100VDC | 5200 | 376868 | Industrial Relay, MK-I/-S
MKS3PIN1-2 110VDC | 5200 | 376869 | Industrial Relay, MK-I/-S
MKS3PIN1-2 12VDC | 5200 | 376865 | Industrial Relay, MK-I/-S
MKS3PIN1-2 48VDC | 5200 | 376867 | Industrial Relay, MK-I/-S
MKS3PIN1-2 6VDC | 5200 | 376864 | Industrial Relay, MK-I/-S
MKS3PIN1-2 DC24 | 5200 | 376866 | Industrial Relay, MK-I/-S
MKS3PIN1-5 100VDC | 5200 | 376874 | Relay, plug-in, 11-pin, 3PDT, 10 A, mech & LED indicator, test button, reverse coil polartiy
MKS3PIN1-5 110VDC | 5200 | 376875 | Relay, plug-in, 11-pin, 3PDT, 10 A, mech & LED indicator, test button, reverse coil polartiy
MKS3PIN1-5 12VDC | 5190 | 376871 | Relay, plug-in, 11-pin, 3PDT, 10 A, mech & LED indicator, test button, reverse coil polarity
MKS3PIN1-5 48VDC | 5195 | 376873 | Relay, plug-in, 11-pin, 3PDT, 10 A, mech & LED indicator, test button, reverse coil polartiy
MKS3PIN1-5 6VDC | 5190 | 376870 | Relay, plug-in, 11-pin, 3PDT, 10 A, mech & LED indicator, test button, reverse coil polartiy
MKS3PIN1-5 DC24 | 5190 | 376872 | Relay, plug-in, 11-pin, 3PDT, 10 A, mech & LED indicator, test button, reverse coil polartiy
MKS3PIN-2 100VAC | 5200 | 376816 | Industrial Relay, MK-I/-S
MKS3PIN-2 100VDC | 5200 | 376827 | Industrial Relay, MK-I/-S
MKS3PIN-2 110VAC | 5200 | 376817 | Industrial Relay, MK-I/-S
MKS3PIN-2 110VDC | 5200 | 376828 | Industrial Relay, MK-I/-S
MKS3PIN-2 120VAC | 5200 | 376818 | Industrial Relay, MK-I/-S
MKS3PIN-2 12VAC | 5200 | 376813 | Industrial Relay, MK-I/-S
MKS3PIN-2 12VDC | 5200 | 376824 | Industrial Relay, MK-I/-S
MKS3PIN-2 200VAC | 5200 | 376819 | Industrial Relay, MK-I/-S
MKS3PIN-2 220VAC | 5200 | 376820 | Industrial Relay, MK-I/-S
MKS3PIN-2 230VAC | 5200 | 376821 | Industrial Relay, MK-I/-S
MKS3PIN-2 240VAC | 5200 | 376822 | Industrial Relay, MK-I/-S
MKS3PIN-2 24VAC | 5200 | 376814 | Industrial Relay, MK-I/-S
MKS3PIN-2 48VDC | 5200 | 376826 | Industrial Relay, MK-I/-S
MKS3PIN-2 50VAC | 5200 | 376815 | Industrial Relay, MK-I/-S
MKS3PIN-2 6VAC | 5200 | 376812 | Industrial Relay, MK-I/-S
MKS3PIN-2 6VDC | 5200 | 376823 | Industrial Relay, MK-I/-S
MKS3PIN-2 DC24 | 5200 | 376825 | Industrial Relay, MK-I/-S
MKS3PIN-5 100VAC | 5200 | 376833 | Relay, 11-pin plug-in, 3PDT, mechanical & LED indicator, lockable test button
MKS3PIN-5 100VDC | 5200 | 376844 | Relay, plug-in, 11-pin, 3PDT, 10 A, mech & LED indicator, test button
MKS3PIN-5 110VAC | 3705 | 376834 | Relay, plug-in, 11-pin, 3PDT, 10 A, mech & LED indicator, test button
MKS3PIN-5 110VDC | 4967 | 376845 | Relay, plug-in, 11-pin, 3PDT, 10 A, mech & LED indicator, test button
MKS3PIN-5 120VAC | 4983 | 376835 | Relay, plug-in, 11-pin, 3PDT, 10 A, mech & LED indicator, test button
MKS3PIN-5 12VAC | 3668 | 376830 | Relay, plug-in, 11-pin, 3PDT, 10 A, mech & LED indicator, test button
MKS3PIN-5 12VDC | 4712 | 376841 | Relay, plug-in, 11-pin, 3PDT, 10 A, mech & LED indicator, test button
MKS3PIN-5 200VAC | 5200 | 376836 | Relay, plug-in, 11-pin, 3PDT, 10 A, mech & LED indicator, test button
MKS3PIN-5 220VAC | 5200 | 376837 | Relay, plug-in, 11-pin, 3PDT, 10 A, mech & LED indicator, test button
MKS3PIN-5 230VAC | 3802 | 376838 | Relay, plug-in, 11-pin, 3PDT, 10 A, mech & LED indicator, test button
MKS3PIN-5 240VAC | 5200 | 376839 | Relay, plug-in, 11-pin, 3PDT, 10 A, mech & LED indicator, test button
MKS3PIN-5 24VAC | 3668 | 376831 | Relay, plug-in, 11-pin, 3PDT, 10 A, mech & LED indicator, test button
MKS3PIN-5 24VDC | 3647 | 376842 | Relay, plug-in, 11-pin, 3PDT, 10 A, mech & LED indicator, test button
MKS3PIN-5 48VAC | 6975 | 377099 | Relay, plug-in, 11-pin, 3PDT, 10 A, mech & LED indicator, test button
MKS3PIN-5 48VDC | 4757 | 376843 | Relay, plug-in, 11-pin, 3PDT, 10 A, mech & LED indicator, test button
MKS3PIN-5 50VAC | 5195 | 376832 | Relay, plug-in, 11-pin, 3PDT, 10 A, mech & LED indicator, test button
MKS3PIN-5 6VAC | 4505 | 376829 | Relay, plug-in, 11-pin, 3PDT, 10 A, mech & LED indicator, test button
MKS3PIN-5 6VDC | 5195 | 376840 | Relay, plug-in, 11-pin, 3PDT, 10 A, mech & LED indicator, test button
MKS3PIN-D 100VDC | 5080 | 377007 | Relay, plug-in, 11-pin, 3PDT, 10 A, mech & LED indicator, test button, coil suppression
MKS3PIN-D 110VDC | 5080 | 377008 | Relay, plug-in, 11-pin, 3PDT, 10 A, mech & LED indicator, test button, coil suppression
MKS3PIN-D 12VDC | 5080 | 377004 | Relay, plug-in, 11-pin, 3PDT, 10 A, mech & LED indicator, test button, coil suppression
MKS3PIN-D 48VDC | 5080 | 377006 | Relay, plug-in, 11-pin, 3PDT, 10 A, mech & LED indicator, test button, coil suppression
MKS3PIN-D 6VDC | 5080 | 377003 | Relay, plug-in, 11-pin, 3PDT, 10 A, mech & LED indicator, test button, coil suppression
MKS3PIN-D DC24 | 5080 | 377005 | Relay, plug-in, 11-pin, 3PDT, 10 A, mech & LED indicator, test button, coil suppression
MKS3PIN-D-2 100VDC | 5080 | 377013 | Industrial Relay, MK-I/-S
MKS3PIN-D-2 110VDC | 5080 | 377014 | Industrial Relay, MK-I/-S
MKS3PIN-D-2 12VDC | 5080 | 377010 | Industrial Relay, MK-I/-S
MKS3PIN-D-2 48VDC | 5080 | 377012 | Industrial Relay, MK-I/-S
MKS3PIN-D-2 6VDC | 5080 | 377009 | Industrial Relay, MK-I/-S
MKS3PIN-D-2 DC24 | 5080 | 377011 | Industrial Relay, MK-I/-S
MKS3PIN-D-5 100VDC | 5080 | 377019 | Relay, plug-in, 11-pin, 3PDT, 10 A, mech & LED indicator, test button, coil suppression
MKS3PIN-D-5 110VDC | 5260 | 377020 | Relay, plug-in, 11-pin, 3PDT, 10 A, mech & LED indicator, test button, coil suppression
MKS3PIN-D-5 125VDC | 7450 | 377191 | Relay, plug-in, 11-pin, 3PDT, 10 A, mech & LED indicator, test button, coil suppression
MKS3PIN-D-5 12VDC | 5070 | 377016 | Relay, plug-in, 11-pin, 3PDT, 10 A, mech & LED indicator, test button, coil suppression
MKS3PIN-D-5 24VDC | 3829 | 377017 | Relay, plug-in, 11-pin, 3PDT, 10 A, mech & LED indicator, test button, coil suppression
MKS3PIN-D-5 48VDC | 4967 | 377018 | Relay, plug-in, 11-pin, 3PDT, 10 A, mech & LED indicator, test button, coil suppression
MKS3PIN-D-5 6VDC | 5070 | 377015 | Relay, plug-in, 11-pin, 3PDT, 10 A, mech & LED indicator, test button, coil suppression
MKS3PIN-V 100VAC | 5080 | 377047 | Relay, plug-in, 11-pin, 3PDT, 10 A, mech & LED indicator, test button, coil suppression
MKS3PIN-V 110VAC | 5080 | 377048 | Relay, plug-in, 11-pin, 3PDT, 10 A, mech & LED indicator, test button, coil suppression
MKS3PIN-V 120VAC | 5080 | 377049 | Relay, plug-in, 11-pin, 3PDT, 10 A, mech & LED indicator, test button, coil suppression
MKS3PIN-V 12VAC | 5080 | 377044 | Relay, plug-in, 11-pin, 3PDT, 10 A, mech & LED indicator, test button, coil suppression
MKS3PIN-V 200VAC | 5080 | 377050 | Relay, plug-in, 11-pin, 3PDT, 10 A, mech & LED indicator, test button, coil suppression
MKS3PIN-V 220VAC | 5080 | 377051 | Relay, plug-in, 11-pin, 3PDT, 10 A, mech & LED indicator, test button, coil suppression
MKS3PIN-V 230VAC | 5080 | 377052 | Relay, plug-in, 11-pin, 3PDT, 10 A, mech & LED indicator, test button, coil suppression
MKS3PIN-V 240VAC | 5080 | 377053 | Relay, plug-in, 11-pin, 3PDT, 10 A, mech & LED indicator, test button, coil suppression
MKS3PIN-V 24VAC | 5080 | 377045 | Relay, plug-in, 11-pin, 3PDT, 10 A, mech & LED indicator, test button, coil suppression
MKS3PIN-V 50VAC | 5080 | 377046 | Relay, plug-in, 11-pin, 3PDT, 10 A, mech & LED indicator, test button, coil suppression
MKS3PIN-V 6VAC | 5080 | 377043 | Relay, plug-in, 11-pin, 3PDT, 10 A, mech & LED indicator, test button, coil suppression
MKS3PIN-V-2 100VAC | 5080 | 377058 | Industrial Relay, MK-I/-S
MKS3PIN-V-2 110VAC | 5080 | 377059 | Industrial Relay, MK-I/-S
MKS3PIN-V-2 120VAC | 5080 | 377060 | Industrial Relay, MK-I/-S
MKS3PIN-V-2 12VAC | 5080 | 377055 | Industrial Relay, MK-I/-S
MKS3PIN-V-2 200VAC | 5080 | 377061 | Industrial Relay, MK-I/-S
MKS3PIN-V-2 220VAC | 5080 | 377062 | Industrial Relay, MK-I/-S
MKS3PIN-V-2 230VAC | 5080 | 377063 | Industrial Relay, MK-I/-S
MKS3PIN-V-2 240VAC | 5080 | 377064 | Industrial Relay, MK-I/-S
MKS3PIN-V-2 24VAC | 5080 | 377056 | Industrial Relay, MK-I/-S
MKS3PIN-V-2 50VAC | 5080 | 377057 | Industrial Relay, MK-I/-S
MKS3PIN-V-2 6VAC | 5080 | 377054 | Industrial Relay, MK-I/-S
MKS3PIN-V-5 100VAC | 5080 | 377069 | Relay, plug-in, 11-pin, 3PDT, 10 A, mech & LED indicator, test button, coil suppression
MKS3PIN-V-5 110VAC | 5070 | 377070 | Relay, plug-in, 11-pin, 3PDT, 10 A, mech & LED indicator, test button, coil suppression
MKS3PIN-V-5 120VAC | 5080 | 377071 | Relay, plug-in, 11-pin, 3PDT, 10 A, mech & LED indicator, test button, coil suppression
MKS3PIN-V-5 12VAC | 5070 | 377066 | Relay, plug-in, 11-pin, 3PDT, 10 A, mech & LED indicator, test button, coil suppression
MKS3PIN-V-5 200VAC | 5080 | 377072 | Relay, plug-in, 11-pin, 3PDT, 10 A, mech & LED indicator, test button, coil suppression
MKS3PIN-V-5 220VAC | 5075 | 377073 | Relay, plug-in, 11-pin, 3PDT, 10 A, mech & LED indicator, test button, coil suppression
MKS3PIN-V-5 230VAC | 5075 | 377074 | Relay, plug-in, 11-pin, 3PDT, 10 A, mech & LED indicator, test button, coil suppression
MKS3PIN-V-5 240VAC | 5075 | 377079 | Relay, plug-in, 11-pin, 3PDT, 10 A, mech & LED indicator, test button, coil suppression
MKS3PIN-V-5 24VAC | 5070 | 377067 | Relay, plug-in, 11-pin, 3PDT, 10 A, mech & LED indicator, test button, coil suppression
MKS3PIN-V-5 50VAC | 5070 | 377068 | Relay, plug-in, 11-pin, 3PDT, 10 A, mech & LED indicator, test button, coil suppression
MKS3PIN-V-5 6VAC | 5080 | 377065 | Relay, plug-in, 11-pin, 3PDT, 10 A, mech & LED indicator, test button, coil suppression
MKS3PI-V 100VAC | 5005 | 376962 | Relay, plug-in, 11-pin, 3PDT, 10 A, mech indicator, test button, coil suppression
MKS3PI-V 110VAC | 5005 | 376963 | Relay, plug-in, 11-pin, 3PDT, 10 A, mech indicator, test button, coil suppression
MKS3PI-V 120VAC | 3815 | 376964 | Relay, plug-in, 11-pin, 3PDT, 10 A, mech indicator, test button, coil suppression
MKS3PI-V 12VAC | 4998 | 376959 | Relay, plug-in, 11-pin, 3PDT, 10 A, mech indicator, test button, coil suppression
MKS3PI-V 200VAC | 5005 | 376965 | Relay, plug-in, 11-pin, 3PDT, 10 A, mech indicator, test button, coil suppression
MKS3PI-V 220VAC | 5005 | 376966 | Relay, plug-in, 11-pin, 3PDT, 10 A, mech indicator, test button, coil suppression
MKS3PI-V 230VAC | 5005 | 376967 | Relay, plug-in, 11-pin, 3PDT, 10 A, mech indicator, test button, coil suppression
MKS3PI-V 240VAC | 5005 | 376968 | Relay, plug-in, 11-pin, 3PDT, 10 A, mech indicator, test button, coil suppression
MKS3PI-V 24VAC | 4998 | 376960 | Relay, plug-in, 11-pin, 3PDT, 10 A, mech indicator, test button, coil suppression
MKS3PI-V 50VAC | 4998 | 376961 | Relay, plug-in, 11-pin, 3PDT, 10 A, mech indicator, test button, coil suppression
MKS3PI-V 6VAC | 5005 | 376958 | Relay, plug-in, 11-pin, 3PDT, 10 A, mech indicator, test button, coil suppression
MKS3PI-V-2 100VAC | 5010 | 376973 | Industrial Relay, MK-I/-S
MKS3PI-V-2 110VAC | 5010 | 376974 | Industrial Relay, MK-I/-S
MKS3PI-V-2 120VAC | 5010 | 376975 | Industrial Relay, MK-I/-S
MKS3PI-V-2 12VAC | 5010 | 376970 | Industrial Relay, MK-I/-S
MKS3PI-V-2 200VAC | 5010 | 376976 | Industrial Relay, MK-I/-S
MKS3PI-V-2 220VAC | 5010 | 376977 | Industrial Relay, MK-I/-S
MKS3PI-V-2 230VAC | 5010 | 376978 | Industrial Relay, MK-I/-S
MKS3PI-V-2 240VAC | 5010 | 376979 | Industrial Relay, MK-I/-S
MKS3PI-V-2 24VAC | 5010 | 376971 | Industrial Relay, MK-I/-S
MKS3PI-V-2 50VAC | 5010 | 376972 | Industrial Relay, MK-I/-S
MKS3PI-V-2 6VAC | 5010 | 376969 | Industrial Relay, MK-I/-S
MKS3PI-V-5 100VAC | 5005 | 376984 | Relay, plug-in, 11-pin, 3PDT, 10 A, mech indicator, test button, coil suppression
MKS3PI-V-5 110VAC | 5005 | 376985 | Relay, plug-in, 11-pin, 3PDT, 10 A, mech indicator, test button, coil suppression
MKS3PI-V-5 120VAC | 5005 | 376986 | Relay, plug-in, 11-pin, 3PDT, 10 A, mech indicator, test button, coil suppression
MKS3PI-V-5 12VAC | 4998 | 376981 | Relay, plug-in, 11-pin, 3PDT, 10 A, mech indicator, test button, coil suppression
MKS3PI-V-5 200VAC | 5005 | 376987 | Relay, plug-in, 11-pin, 3PDT, 10 A, mech indicator, test button, coil suppression
MKS3PI-V-5 220VAC | 5010 | 376988 | Relay, plug-in, 11-pin, 3PDT, 10 A, mech indicator, test button, coil suppression
MKS3PI-V-5 230VAC | 5010 | 376989 | Relay, plug-in, 11-pin, 3PDT, 10 A, mech indicator, test button, coil suppression
MKS3PI-V-5 240VAC | 5005 | 376990 | Relay, plug-in, 11-pin, 3PDT, 10 A, mech indicator, test button, coil suppression
MKS3PI-V-5 24VAC | 4998 | 376982 | Relay, plug-in, 11-pin, 3PDT, 10 A, mech indicator, test button, coil suppression
MKS3PI-V-5 50VAC | 4998 | 376983 | Relay, plug-in, 11-pin, 3PDT, 10 A, mech indicator, test button, coil suppression
MKS3PI-V-5 6VAC | 4998 | 376980 | Relay, plug-in, 11-pin, 3PDT, 10 A, mech indicator, test button, coil suppression
MKS3PN 100VAC | 5200 | 376399 | Relay, plug-in, 11-pin, 3PDT, 10 A, mech & LED indicator
MKS3PN 100VDC | 5200 | 376410 | Relay, plug-in, 11-pin, 3PDT, 10 A, mech & LED indicator
MKS3PN 110VAC | 5200 | 376400 | Relay, plug-in, 11-pin, 3PDT, 10 A, mech & LED indicator
MKS3PN 110VDC | 5200 | 376411 | Relay, plug-in, 11-pin, 3PDT, 10 A, mech & LED indicator
MKS3PN 120VAC | 5190 | 376401 | Relay, plug-in, 11-pin, 3PDT, 10 A, mech & LED indicator
MKS3PN 12VAC | 5190 | 376396 | Relay, plug-in, 11-pin, 3PDT, 10 A, mech & LED indicator
MKS3PN 12VDC | 5190 | 376407 | Relay, plug-in, 11-pin, 3PDT, 10 A, mech & LED indicator
MKS3PN 200VAC | 5200 | 376402 | Relay, plug-in, 11-pin, 3PDT, 10 A, mech & LED indicator
MKS3PN 220VAC | 5200 | 376403 | Relay, plug-in, 11-pin, 3PDT, 10 A, mech & LED indicator
MKS3PN 230VAC | 5200 | 376404 | Relay, plug-in, 11-pin, 3PDT, 10 A, mech & LED indicator
MKS3PN 240VAC | 5195 | 376405 | Relay, plug-in, 11-pin, 3PDT, 10 A, mech & LED indicator
MKS3PN 24VAC | 5195 | 376397 | Relay, plug-in, 11-pin, 3PDT, 10 A, mech & LED indicator
MKS3PN 48VDC | 5190 | 376409 | Relay, plug-in, 11-pin, 3PDT, 10 A, mech & LED indicator
MKS3PN 50VAC | 5190 | 376398 | Relay, plug-in, 11-pin, 3PDT, 10 A, mech & LED indicator
MKS3PN 6VAC | 5200 | 376395 | Relay, plug-in, 11-pin, 3PDT, 10 A, mech & LED indicator
MKS3PN 6VDC | 5190 | 376406 | Relay, plug-in, 11-pin, 3PDT, 10 A, mech & LED indicator
MKS3PN DC24 | 5270 | 376408 | Relay, plug-in, 11-pin, 3PDT, 10 A, mech & LED indicator
MKS3PN1 100VDC | 5200 | 376462 | Relay, plug-in, 11-pin, 3PDT, 10 A, mech & LED indicator, reverse coil polarity
MKS3PN1 110VDC | 5200 | 376463 | Relay, plug-in, 11-pin, 3PDT, 10 A, mech & LED indicator, reverse coil polarity
MKS3PN1 12VDC | 5200 | 376459 | Relay, plug-in, 11-pin, 3PDT, 10 A, mech & LED indicator, reverse coil polarity
MKS3PN1 48VDC | 5200 | 376461 | Relay, plug-in, 11-pin, 3PDT, 10 A, mech & LED indicator, reverse coil polarity
MKS3PN1 6VDC | 5200 | 376458 | Relay, plug-in, 11-pin, 3PDT, 10 A, mech & LED indicator, reverse coil polarity
MKS3PN1 DC24 | 5190 | 376460 | Relay, plug-in, 11-pin, 3PDT, 10 A, mech & LED indicator, reverse coil polarity
MKS3PN1-2 100VDC | 5200 | 376468
MKS3PN1-2 110VDC | 5200 | 376469
MKS3PN1-2 12VDC | 5200 | 376465
MKS3PN1-2 48VDC | 5200 | 376467
MKS3PN1-2 6VDC | 5200 | 376464
MKS3PN1-2 DC24 | 5200 | 376466
MKS3PN1-5 100VDC | 5200 | 376474 | Relay, plug-in, 11-pin, 3PDT, 10 A, mech & LED indicator, reverse coil polarity
MKS3PN1-5 110VDC | 5200 | 376475 | Relay, plug-in, 11-pin, 3PDT, 10 A, mech & LED indicator, reverse coil polarity
MKS3PN1-5 12VDC | 5190 | 376471 | Relay, plug-in, 11-pin, 3PDT, 10 A, mech & LED indicator, reverse coil polarity
MKS3PN1-5 48VDC | 5195 | 376473 | Relay, plug-in, 11-pin, 3PDT, 10 A, mech & LED indicator, reverse coil polarity
MKS3PN1-5 6VDC | 5190 | 376470 | Relay, plug-in, 11-pin, 3PDT, 10 A, mech & LED indicator, reverse coil polarity
MKS3PN1-5 DC24 | 5190 | 376472 | Relay, plug-in, 11-pin, 3PDT, 10 A, mech & LED indicator, reverse coil polarity
MKS3PN-2 100VAC | 5200 | 376416
MKS3PN-2 100VDC | 5200 | 376427
MKS3PN-2 110VAC | 5200 | 376417
MKS3PN-2 110VDC | 5195 | 376428
MKS3PN-2 120VAC | 5200 | 376418
MKS3PN-2 12VAC | 5200 | 376413
MKS3PN-2 12VDC | 5200 | 376424
MKS3PN-2 200VAC | 5200 | 376419
MKS3PN-2 220VAC | 5200 | 376420
MKS3PN-2 230VAC | 5200 | 376421
MKS3PN-2 240VAC | 5200 | 376422
MKS3PN-2 24VAC | 5200 | 376414
MKS3PN-2 48VDC | 5200 | 376426
MKS3PN-2 50VAC | 5200 | 376415
MKS3PN-2 6VAC | 5200 | 376412
MKS3PN-2 6VDC | 5200 | 376423
MKS3PN-2 DC24 | 5200 | 376425
MKS3PN-5 100VAC | 5200 | 376433 | Relay, plug-in, 11-pin, 3PDT, 10 A, mech & LED indicator
MKS3PN-5 100VDC | 5200 | 376444 | Relay, plug-in, 11-pin, 3PDT, 10 A, mech & LED indicator
MKS3PN-5 110VAC | 5200 | 376434 | Relay, plug-in, 11-pin, 3PDT, 10 A, mech & LED indicator
MKS3PN-5 110VDC | 5200 | 376445 | Relay, plug-in, 11-pin, 3PDT, 10 A, mech & LED indicator
MKS3PN-5 120VAC | 5200 | 376435 | Relay, plug-in, 11-pin, 3PDT, 10 A, mech & LED indicator
MKS3PN-5 12VAC | 5190 | 376430 | Relay, plug-in, 11-pin, 3PDT, 10 A, mech & LED indicator
MKS3PN-5 12VDC | 5195 | 376441 | Relay, plug-in, 11-pin, 3PDT, 10 A, mech & LED indicator
MKS3PN-5 200VAC | 5200 | 376436 | Relay, plug-in, 11-pin, 3PDT, 10 A, mech & LED indicator
MKS3PN-5 220VAC | 5195 | 376437 | Relay, plug-in, 11-pin, 3PDT, 10 A, mech & LED indicator
MKS3PN-5 230VAC | 5635 | 376438 | Relay, plug-in, 11-pin, 3PDT, 10 A, mech & LED indicator
MKS3PN-5 240VAC | 5090 | 376439 | Relay, plug-in, 11-pin, 3PDT, 10 A, mech & LED indicator
MKS3PN-5 24VAC | 5195 | 376431 | Relay, plug-in, 11-pin, 3PDT, 10 A, mech & LED indicator
MKS3PN-5 32VDC | 7265 | 377098 | Industrial Relay, MK-I/-S
MKS3PN-5 48VDC | 5200 | 376443 | Relay, plug-in, 11-pin, 3PDT, 10 A, mech & LED indicator
MKS3PN-5 50VAC | 5190 | 376432 | Relay, plug-in, 11-pin, 3PDT, 10 A, mech & LED indicator
MKS3PN-5 6VAC | 5200 | 376429 | Relay, plug-in, 11-pin, 3PDT, 10 A, mech & LED indicator
MKS3PN-5 6VDC | 5195 | 376440 | Relay, plug-in, 11-pin, 3PDT, 10 A, mech & LED indicator
MKS3PN-5 DC24 | 4801 | 376442 | Relay, plug-in, 11-pin, 3PDT, 10 A, mech & LED indicator
MKS3PN-D 100VDC | 5080 | 376607 | Relay, plug-in, 11-pin, 3PDT, 10 A, mech & LED indicator, coil suppresion
MKS3PN-D 110VDC | 5080 | 376608 | Relay, plug-in, 11-pin, 3PDT, 10 A, mech & LED indicator, coil suppression
MKS3PN-D 12VDC | 5080 | 376604 | Relay, plug-in, 11-pin, 3PDT, 10 A, mech & LED indicator, coil suppresion
MKS3PN-D 48VDC | 5080 | 376606 | Relay, plug-in, 11-pin, 3PDT, 10 A, mech & LED indicator, coil suppresion
MKS3PN-D 6VDC | 5080 | 376603 | Relay, plug-in, 11-pin, 3PDT, 10 A, mech & LED indicator, coil suppression
MKS3PN-D DC24 | 5080 | 376605 | Relay, plug-in, 11-pin, 3PDT, 10 A, mech & LED indicator, coil suppresion
MKS3PN-D-2 100VDC | 5080 | 376613
MKS3PN-D-2 110VDC | 5080 | 376614
MKS3PN-D-2 12VDC | 5080 | 376610
MKS3PN-D-2 48VDC | 5080 | 376612
MKS3PN-D-2 6VDC | 5080 | 376609
MKS3PN-D-2 DC24 | 5080 | 376611
MKS3PN-D-5 100VDC | 5080 | 376619 | Relay, plug-in, 11-pin, 3PDT, 10 A, mech & LED indicator, coil suppresion
MKS3PN-D-5 110VDC | 5080 | 376620 | Relay, plug-in, 11-pin, 3PDT, 10 A, mech & LED indicator, coil suppresion
MKS3PN-D-5 12VDC | 5075 | 376616 | Relay, plug-in, 11-pin, 3PDT, 10 A, mech & LED indicator, coil suppression
MKS3PN-D-5 48VDC | 5070 | 376618 | Relay, plug-in, 11-pin, 3PDT, 10 A, mech & LED indicator, coil suppresion
MKS3PN-D-5 6VDC | 5070 | 376615 | Relay, plug-in, 11-pin, 3PDT, 10 A, mech & LED indicator, coil suppresion
MKS3PN-D-5 DC24 | 5775 | 376617 | Relay, plug-in, 11-pin, 3PDT, 10 A, mech & LED indicator, coil suppression
MKS3PN-V 100VAC | 5080 | 376647 | Relay, plug-in, 11-pin, 3PDT, 10 A, mech & LED indicator, coil suppresion
MKS3PN-V 110VAC | 5080 | 376648 | Relay, plug-in, 11-pin, 3PDT, 10 A, mech & LED indicator, coil suppression
MKS3PN-V 120VAC | 5080 | 376649 | Relay, plug-in, 11-pin, 3PDT, 10 A, mech & LED indicator, coil suppression
MKS3PN-V 12VAC | 5080 | 376644 | Relay, plug-in, 11-pin, 3PDT, 10 A, mech & LED indicator, coil suppresion
MKS3PN-V 200VAC | 5080 | 376650 | Relay, plug-in, 11-pin, 3PDT, 10 A, mech & LED indicator, coil suppresion
MKS3PN-V 220VAC | 5080 | 376651 | Relay, plug-in, 11-pin, 3PDT, 10 A, mech & LED indicator, coil suppresion
MKS3PN-V 230VAC | 5080 | 376652 | Relay, plug-in, 11-pin, 3PDT, 10 A, mech & LED indicator, coil suppression
MKS3PN-V 240VAC | 5080 | 376653 | Relay, plug-in, 11-pin, 3PDT, 10 A, mech & LED indicator, coil suppression
MKS3PN-V 24VAC | 5080 | 376645 | Relay, plug-in, 11-pin, 3PDT, 10 A, mech & LED indicator, coil suppression
MKS3PN-V 50VAC | 5080 | 376646 | Relay, plug-in, 11-pin, 3PDT, 10 A, mech & LED indicator, coil suppression
MKS3PN-V 6VAC | 5080 | 376643 | Relay, plug-in, 11-pin, 3PDT, 10 A, mech & LED indicator, coil suppression
MKS3PN-V-2 100VAC | 5080 | 376658
MKS3PN-V-2 110VAC | 5080 | 376659
MKS3PN-V-2 120VAC | 5080 | 376660
MKS3PN-V-2 12VAC | 5080 | 376655
MKS3PN-V-2 200VAC | 5080 | 376661
MKS3PN-V-2 220VAC | 5080 | 376662
MKS3PN-V-2 230VAC | 5080 | 376663
MKS3PN-V-2 240VAC | 5080 | 376664
MKS3PN-V-2 24VAC | 5080 | 376656
MKS3PN-V-2 50VAC | 5080 | 376657
MKS3PN-V-2 6VAC | 5080 | 376654
MKS3PN-V-5 100VAC | 5080 | 376669 | Relay, plug-in, 11-pin, 3PDT, 10 A, mech & LED indicator, coil suppression
MKS3PN-V-5 110VAC | 5070 | 376670 | Relay, plug-in, 11-pin, 3PDT, 10 A, mech & LED indicator, coil suppresion
MKS3PN-V-5 120VAC | 5080 | 376671 | Relay, plug-in, 11-pin, 3PDT, 10 A, mech & LED indicator, coil suppresion
MKS3PN-V-5 12VAC | 5070 | 376666 | Relay, plug-in, 11-pin, 3PDT, 10 A, mech & LED indicator, coil suppression
MKS3PN-V-5 200VAC | 5080 | 376672 | Relay, plug-in, 11-pin, 3PDT, 10 A, mech & LED indicator, coil suppresion
MKS3PN-V-5 220VAC | 5075 | 376673 | Relay, plug-in, 11-pin, 3PDT, 10 A, mech & LED indicator, coil suppression
MKS3PN-V-5 230VAC | 5075 | 376674 | Relay, plug-in, 11-pin, 3PDT, 10 A, mech & LED indicator, coil suppresion
MKS3PN-V-5 240VAC | 5075 | 376675 | Relay, plug-in, 11-pin, 3PDT, 10 A, mech & LED indicator, coil suppresion
MKS3PN-V-5 24VAC | 5070 | 376667 | Relay, plug-in, 11-pin, 3PDT, 10 A, mech & LED indicator, coil suppression
MKS3PN-V-5 50VAC | 5070 | 376668 | Relay, plug-in, 11-pin, 3PDT, 10 A, mech & LED indicator, coil suppresion
MKS3PN-V-5 6VAC | 5080 | 376665 | Relay, plug-in, 11-pin, 3PDT, 10 A, mech & LED indicator, coil suppresion
MKS3P-V 100VAC | 5005 | 376562 | Relay, plug-in, 11-pin, 3PDT, 10 A, mech indicator, coil suppression
MKS3P-V 110VAC | 5005 | 376563 | Relay, plug-in, 11-pin, 3PDT, 10 A, mech indicator, coil suppression
MKS3P-V 120VAC | 5005 | 376564 | Relay, plug-in, 11-pin, 3PDT, 10 A, mech indicator, coil suppression
MKS3P-V 12VAC | 4998 | 376559 | Relay, plug-in, 11-pin, 3PDT, 10 A, mech indicator, coil suppression
MKS3P-V 200VAC | 5005 | 376565 | Relay, plug-in, 11-pin, 3PDT, 10 A, mech indicator, coil suppression
MKS3P-V 220VAC | 5005 | 376566 | Relay, plug-in, 11-pin, 3PDT, 10 A, mech indicator, coil suppression
MKS3P-V 230VAC | 5005 | 376567 | Relay, plug-in, 11-pin, 3PDT, 10 A, mech indicator, coil suppression
MKS3P-V 240VAC | 5005 | 376568 | Relay, plug-in, 11-pin, 3PDT, 10 A, mech indicator, coil suppression
MKS3P-V 24VAC | 4998 | 376560 | Relay, plug-in, 11-pin, 3PDT, 10 A, mech indicator, coil suppression
MKS3P-V 50VAC | 4998 | 376561 | Relay, plug-in, 11-pin, 3PDT, 10 A, mech indicator, coil suppression
MKS3P-V 6VAC | 5005 | 376558 | Relay, plug-in, 11-pin, 3PDT, 10 A, mech indicator, coil suppression
MKS3P-V-2 100VAC | 5010 | 376573
MKS3P-V-2 110VAC | 5010 | 376574
MKS3P-V-2 120VAC | 5010 | 376575
MKS3P-V-2 12VAC | 5010 | 376570
MKS3P-V-2 200VAC | 5010 | 376576
MKS3P-V-2 220VAC | 5010 | 376577
MKS3P-V-2 230VAC | 5010 | 376578
MKS3P-V-2 240VAC | 5010 | 376579
MKS3P-V-2 24VAC | 5010 | 376571
MKS3P-V-2 50VAC | 5010 | 376572
MKS3P-V-2 6VAC | 5010 | 376569
MKS3P-V-5 100VAC | 5005 | 376584 | Relay, plug-in, 11-pin, 3PDT, 10 A, mech indicator, coil suppression
MKS3P-V-5 110VAC | 5005 | 376585 | Relay, plug-in, 11-pin, 3PDT, 10 A, mech indicator, coil suppression
MKS3P-V-5 120VAC | 5005 | 376586 | Relay, plug-in, 11-pin, 3PDT, 10 A, mech indicator, coil suppression
MKS3P-V-5 12VAC | 4998 | 376581 | Relay, plug-in, 11-pin, 3PDT, 10 A, mech indicator, coil suppression
MKS3P-V-5 200VAC | 5005 | 376587 | Relay, plug-in, 11-pin, 3PDT, 10 A, mech indicator, coil suppression
MKS3P-V-5 220VAC | 5010 | 376588 | Relay, plug-in, 11-pin, 3PDT, 10 A, mech indicator, coil suppression
MKS3P-V-5 230VAC | 5010 | 376589 | Relay, plug-in, 11-pin, 3PDT, 10 A, mech indicator, coil suppression
MKS3P-V-5 240VAC | 5005 | 376590 | Relay, plug-in, 11-pin, 3PDT, 10 A, mech indicator, coil suppression
MKS3P-V-5 24VAC | 4998 | 376582 | Relay, plug-in, 11-pin, 3PDT, 10 A, mech indicator, coil suppression
MKS3P-V-5 50VAC | 4998 | 376583 | Relay, plug-in, 11-pin, 3PDT, 10 A, mech indicator, coil suppression
MKS3P-V-5 6VAC | 4998 | 376580 | Relay, plug-in, 11-pin, 3PDT, 10 A, mech indicator, coil suppression
MM2KP 110VAC | 37060 | 114672
MM2KP 12VAC | 32550 | 114669
MM2KP 12VDC | 33360 | 145378
MM2KP 220VAC | 37090 | 114673 | Relay, latching, plug-in, DPDT, 5 A 220 VAC / 4 A 24 VDC
MM2KP 24VDC | 37060 | 151838
MM2KP 48VDC | 27330 | 144281
MM2KP24VAC | 37090 | 114670
MM2P 100/110VDC | 15250 | 149673
MM2P 110VAC | 26060 | 114697 | Relay, high stability, plug-in, DPDT, 7.5 A
MM2P 12VAC | 16430 | 114695
MM2P 12VDC | 24160 | 114699
MM2P 200/220DC | 22270 | 114701
MM2P 220VAC | 26060 | 114698
MM2P 230VAC | 16430 | 149674
MM2P 24VAC | 16430 | 114696
MM2P 24VDC | 24160 | 149672
MM2P 48VDC | 23750 | 114700
MM2P-D 200/220VDC | 31780 | 392412 | Relay, plug-in, 8-pin, 2PDT, 7.5A, built-in diode, 200/220 VDC
MM2P-D 24VDC | 17900 | 145380
MM2XKP 100/110VDC | 44530 | 148605
MM2XKP 12VDC | 36930 | 114676
MM2XKP 200/220DC | 45400 | 114678
MM2XKP 24VDC | 44530 | 114677
MM2XKP 48VDC | 44560 | 148604
MM2XP 100/110VDC | 30040 | 144282 | Relay, high stability, plug-in, DC switching, DPDT, 7.5 A
MM2XP 110VAC | 31710 | 154986 | Relay, high stability, plug-in, DC switching, DPDT, 7.5 A
MM2XP 12VDC | 30040 | 114702
MM2XP 200/220DC | 30040 | 114705 | Relay, high stability, plug-in, DC switching, DPDT, 7.5 A
MM2XP 220VAC | 31710 | 105051
MM2XP 24VDC | 30040 | 114703 | Relay, high stability, plug-in, DC switching, DPDT, 7.5 A
MM2XP 48VDC | 30040 | 114704
MM2XP-D 100/110VDC | 34010 | 114708
MM2XP-D 200/220DC | 34830 | 154179 | Relay, high stability, plug-in, DC switching, DPDT, coil suppression, 7.5 A
MM2XP-D 24VDC | 34010 | 114706 | Relay, high stability, plug-in, DC switching, DPDT, coil suppression, 7.5 A
MM2XP-D 48VDC | 34830 | 114707
MM2XPN 100/110VDC | 34410 | 114711 | Relay, high stability, plug-in, operation indicator, DC switching, DPDT, 7.5 A
MM2XPN 125VDC | 21180 | 157871
MM2XPN 12VDC | 34000 | 147599
MM2XPN 200/220VAC | 35490 | 114709 | Relay, high stability, plug-in, operation indicator, DC switching, DPDT, 7.5 A
MM2XPN 200/220VDC | 21170 | 114712
MM2XPN 24VDC | 34000 | 114710 | Relay, high stability, plug-in, operation indicator, DC switching, DPDT, 7.5 A
MM2XPN-D 100/110VDC | 36320 | 146416
MM3KP 100/110VDC | 36410 | 114588
MM3KP 110VAC | 44400 | 114681
MM3KP 12VDC | 36780 | 154176
MM3KP 200/220VDC | 37650 | 354190
MM3KP 220VAC | 43580 | 114586
MM3KP 24VAC | 38790 | 114680
MM3KP 24VDC | 43600 | 154177
MM3KP 48VDC | 36780 | 114587
MM3P 100/110VDC | 33420 | 114727
MM3P 110VAC | 25030 | 114723
MM3P 200/220DC | 32800 | 105052
MM3P 220VAC | 25030 | 114724
MM3P 24VAC | 35870 | 154987
MM3P 24VDC | 35870 | 114725
MM3P 48VDC | 23170 | 114726
MM3XKP 100/110VDC | 51850 | 114591 | Relay, latching, plug-in, DC switching, 3PDT, 5 A 220 VAC / 4 A 24 VDC
MM3XKP 24VDC | 37280 | 114589
MM3XKP 48VDC | 44630 | 114590
MM3XP 100/110VDC | 45130 | 114728 | Relay, high stability, plug-in, DC switching, 3PDT, 7.5 A
MM3XP 110VAC | 48950 | 156376
MM3XP 200/220VDC | 30160 | 114729
MM3XP 240VAC | 33090 | 114639
MM3XP 24VDC | 45130 | 154180 | Relay, high stability, plug-in, DC switching, 3PDT, 7.5 A
MM3XP 48VDC | 45130 | 148609
MM3XPN 100/110VDC | 54550 | 148148
MM3XPN 24VDC | 48490 | 114634
MM3XP-NK08 30VDC | 32000 | 114637
MM4KP 100/110VDC | 49770 | 105050 | Relay, latching, plug-in, 4PDT, 5 A, 220 VAC / 4 A, 24 VDC
MM4KP 110VAC | 49890 | 114592
MM4KP 12VDC | 41850 | 142044
MM4KP 200/220VDC | 49810 | 142753
MM4KP 220VAC | 49910 | 114593
MM4KP 24VAC | 49830 | 143121
MM4KP 48VDC | 40850 | 114594
MM4P 100/110VDC | 37330 | 103148
MM4P 110VAC | 42150 | 156378
MM4P 125VDC | 36710 | 157448
MM4P 12VDC | 22230 | 114650
MM4P 200/220DC | 36710 | 114653
MM4P 220VAC | 42150 | 157447
MM4P 240VAC | 24860 | 114649 | Relay, high stability, plug-in, 4PDT, 7.5 A
MM4P 24VAC | 24860 | 114648
MM4P 24VDC | 37330 | 114651
MM4P 48VDC | 37330 | 114652
MM4PN 110VAC | 48870 | 114667
MM4XKP 100/110VDC | 63200 | 114599 | Relay, latching, plug-in, DC switching, 4PDT, 5 A 220 VAC / 4 A 24 VDC
MM4XKP 110VAC | 50050 | 114595
MM4XKP 125VDC | 63200 | 149187
MM4XKP 12VDC | 64650 | 114596
MM4XKP 200/220DC | 62300 | 114600 | Relay, latching, plug-in, DC switching, 4PDT, 5 A 220 VAC / 4 A 24 VDC
MM4XKP 24VDC | 63250 | 114597 | Relay, latching, plug-in, DC switching, 4PDT, 5 A 220 VAC / 4 A 24 VDC
MM4XKP 48VDC | 62100 | 114598
MM4XKP-JD 100/110VDC | 78500 | 374868 | Relay, latching, plug-in, conforming to auxiliary power relay specifications, DPDT+DPST-NO, 5 A, 110 VDC
MM4XKP-JK 100/110VDC | 62300 | 114602
MM4XP 100/110VDC | 48870 | 103149 | Relay, high stability, plug-in, DC switching, 4PDT, 7.5 A
MM4XP 110VAC | 51200 | 114655 | Relay, high stability, plug-in, DC switching, 4PDT, 7.5 A
MM4XP 125VDC | 47870 | 114658 | Relay, high stability, plug-in, DC switching, 4PDT, 7.5 A
MM4XP 200/220DC | 48870 | 105391 | Relay
MM4XP 220VAC | 51200 | 114656 | Relay, high stability, plug-in, DC switching, 4PDT, 7.5 A
MM4XP 24VAC | 32250 | 114654
MM4XP 24VDC | 48870 | 114657
MM4XP 48VDC | 48870 | 105390
MM4XP-D 100/110VDC | 54400 | 114663 | Relay, high stability, plug-in, DC switching, 4PDT, coil suppression, 7.5 A
MM4XP-D 24VDC | 54400 | 114662
MM4XP-JD 100/110VDC | 46320 | 225277 | Relay
MM4XP-JD 125VDC | 31720 | 114661
MM4XPN 100/110VDC | 53500 | 114665 | Relay, high stability, plug-in, operation indicator, DC switching, 4PDT, 7.5 A
MM4XPN 200/220DC | 53500 | 154183
MM4XPN 24VDC | 52250 | 114664
MMF-04C24DH-CO1 | 33410 | 303129
MMF-06D24DM-AC5 | 23040 | 320907
MMF-06D24DS-A17FAN - FAN001048 | 20220 | 222253
MMF-06D24DS-RC7 | 18050 | 175367
MMF-06D24ES-AOK | 24520 | 231502
MMF-08D24ES-AN7 | 23360 | 250055
MMF-08D24-ESANF | 23340 | 220565
MMF-08G24TS-CN2 | 32780 | 303132
MMF-08J24TS-CN1 | 31180 | 688434 | MMF-08J24TS-CN1 FAN DC24V,0.34A
MMF-09C24TS-YM4 | 44280 | 236862
MMF-09C24TS-YN4 | 35160 | 251978
MMF-12D24DS-CN1 | 49490 | 671736 | Fan
MMF-12D24DS-RN8 | 48810 | 680075 | Fan
MMF-12F24DS-CM1 | 48800 | 679863 | A1000 Fan
MP-302C-RYG | 71100 | 374835 | MP complete signal tower, 24VAC/DC, 3 stack, red/yellow/green, M12 connector
MP-302C-RYG+B0738 | 73450 | 377767 | MP complete signal tower, 24VAC/DC, 3 stack, red/yellow/green, clear cover lens, M12 connector
MP-302-GRY | 81300 | 355670 | Signal tower LED, standard body silver, 3 lights green-red-yellow, dia 30mm, 24 VAC/DC, NPN/PNP, IP65, 1m cable
MP-302-RGY+B0738 | 75100 | 356866
MP-302-RYG | 85750 | 256861 | Signal tower LED, standard body silver, 3 lights red-yellow-green, dia 30mm, 24 VAC/DC, NPN/PNP, IP65, 1m cable
MP-402-RYGB | 101300 | 355442 | Signal tower LED, standard body silver, 4 lights red-yellow-green-blue, dia 30mm, 24 VAC/DC, NPN/PNP, IP65, 1m cable
MPS-102-B | 53000 | 248858 | Signal tower LED, short body silver, 1 light blue, dia 30mm, 24 VAC/DC, NPN/PNP, IP65, 1.2 m cable
MPS-102C-B+FB247 | 56550 | 670249 | Signal tower LED with M12 disconnect, short body silver, blue light , dia 30mm, 24 VAC/DC, NPN/PNP, IP65, 1.2m cable
MPS-102-R+B0738 | 62750 | 355447
MPS-202C-YB+FB247 | 51300 | 668893 | Signal tower LED with M12 disconnect, short body silver, 2 lights yellow-blue, dia 30mm, 24 VAC/DC, NPN/PNP, IP65, 1.2m cable
MPS-202-RG | 63000 | 353799 | Signal tower LED, short body silver, 2 lights red-green, dia 30mm, 24 VAC/DC, NPN/PNP, IP65, 1.2m cable
MPS-202-RG+B0738 | 69600 | 352554
MPS-202-YB | 63000 | 243187 | Signal tower LED, short body silver, 2 lights yellow-blue, dia. 30 mm, 24 VAC/DC, NPN/PNP, IP65, 1.2 m cable
MPS-202-YG | 63050 | 368662
MPS-302C-RYG+FB247 | 59900 | 668895 | Signal tower LED with M12 disconnect, short body silver, 3 lights red-yellow-green, dia 30mm, 24 VAC/DC, NPN/PNP, IP65, 1.2m cable
MPS-302-RGB | 73050 | 358568
MPS-302-RGC | 58900 | 374500 | Light tower MPS-series: dia 30mm, 24VAC/DC, red, green & clear
MPS-302-RYG | 83850 | 243654 | Signal tower LED, short body silver, 3 lights red-yellow-green, dia 30mm, 24 VAC/DC, NPN/PNP, IP65, 1.2m cable
MPS-402-RYGB | 92650 | 701034 | Signal tower LED, short body silver, 4 lights red-yellow-green-blue, dia 30 mm, 24 VAC/DC, NPN/PNP, IP65, 1.2 m cable
MPS-502-RYGBC | 135700 | 355443 | Signal tower LED, short body silver, 5 lights red-yellow-green-blue-clear/white, dia 30 mm, 24 VAC/DC, NPN/PNP, IP65, 1.2 m cable
MR-130-RC-D | 464200 | 706824 | Dome Light 130 mm Red-Cyan Color
MR-130-RC-LA | 548400 | 698573 | LED Ring Illuminator, 130 mm, red / cyan color, 24 VDC
MR-130-RC-WIR-CO-B | 1276900 | 702011 | Modular LED ring illuminator, lab kit. diameter 130 mm, red and cyan, white and infrared, Including a power supply, with 3 cables (European, UK and US),
MR-130-WIR-CO-B | 753800 | 701076 | LED modular ring light, 130 mm, white / infra red color, including power supply, 24 VDC
MR-130-WIR-D | 541700 | 684518 | LED dome Illuminator, 130 mm, white / infra red color, 24 VDC
MR-130-WIR-DF | 548400 | 699296 | LED dark field Illuminator, 130 mm, white / infra red color, 24 VDC
MR-130-WIR-R | 505700 | 688184 | LED Ring Illuminator, 130 mm, white / infra red color, 24 VDC
MR-80-RC-DF | 418500 | 685505 | LED Dark field Illuminator, active area 80 mm, red and cyan color, 24 VDC
MR-80-RC-LA | 418500 | 686188 | LED Low Angle Illuminator, active area 80 mm, red and cyan color, 24 VDC
MR-80-WIR-D | 418500 | 687707 | LED Dome Illuminator, active area 80 mm, white and infrared, 24 VDC
MR-80-WIR-R | 371600 | 691242 | LED Ring Illuminator, active area 80 mm, white and infrared, 24 VDC
MRCF 3000 25R | 96200 | 684629 | Braking resistor, 25 Ohm, 3000 W nominal
MRCF 6000 16R | 185000 | 684630 | Braking resistor, 16 Ohm, 6000 W nominal
MRIG IP23 G30K 20R | 919800 | 688055 | Braking resistor, 20 ohm, 30 kW nominal IP23
MR-LDR-50-M25 | 27730 | 374941 | Lens attachment ring for LDR2-50 lights, lens M25.5 P0.5
MR-LDR-50-M27 | 27730 | 374942 | Lens attachment ring for LDR2-50 lights, lens M27 P0.5
MR-LDR-50-M30 | 27730 | 374943 | Lens attachment ring for LDR2-50 lights, lens M30.5 P0.5
MS16MOLLE | 174.9 | 382980 | Thermoplastic release lever for PES 35-50-50/3 socket, relay height 16 mm
MS25 MOLLE | 218.1 | 382981 | Thermoplastic release lever for relay securing for PES 35-50-50/3 socket, relay height 25 mm
MS3108E10SL-3S | 16050 | 168876 | Military brake connector IP67 for 400 V motors SGMGH, SGMSH, SGMUH
MS3108E14S-2S | 18000 | 355260 | Brake cable connector G5 motor side
MS3108E18-10S | 25120 | 168878 | Military power connector IP67 for 400 V motors SGMGH (05/10/13)D, SGMSH (10/15/20)D, SGMUH (10/15)D, SGMBH fan
MS3108E20-18S | 14550 | 356704 | Motor connector
MS3108E20-29S | 21530 | 168877 | Absolute encoder connector motor side G-Series 900-1500 W
MS3108E20-4S | 25630 | 329420 | Power cable connector G5 motor side
MS3108E22-22S | 32730 | 168879 | Military power connector IP67 for 400 V motors SGMGH (20/30/44)D, SGMSH (30/40/50)D, SGMUH (30/40)D
MS3108E24-11S | 30040 | 331799 | Power cable connector G5 motor side
MS3108E32-17S | 46760 | 168880 | Military power connector IP67 for 400 V motors SGMGH (55/75/1 A/1E)D
MS4800S-EB-030-0720 | 1134800 | 419265 | Safety light curtain, Basic, category 4, hand protection (30mm), 720mm height, DC, 20m scan distance
MS-8STE | 42200 | 681383 | Micro Lens for Remote Head Camera series R640, Fixed f = 8.0 mm
MSC-444STE | 26410 | 681276 | Micro Lens for Remote Head Camera series R640, Fixed f = 4.0 mm
MTKCA-0300-0300 | 82800 | 678347 | Set of molded outside corners and Trims that fit the mat dimensions 300*300
MTKCA-0400-0400 | 118200 | 680390 | Set of molded outside corners and trims that fit the mat dimensions 400 x 400 mm
MTKCA-0500-0250 | 79350 | 679658 | Set of molded outside corners and Trims that fit the mat dimensions 500*250
MTKCA-0500-0400 | 137200 | 680039 | Set of molded outside corners and trims that fit the mat dimensions 500 x 400 mm
MTKCA-0500-0500 | 166800 | 678234 | Set of molded outside corners and Trims that fit the mat dimensions 500*500
MTKCA-0500-1500 | 190100 | 677812 | Set of molded outside corners and Trims that fit the mat dimensions 500*1500
MTKCA-0600-0400 | 158700 | 680043 | Set of molded outside corners and trims that fit the mat dimensions 600 x 400 mm
MTKCA-0750-0250 | 137200 | 679437 | Set of molded outside corners and Trims that fit the mat dimensions 750*250
MTKCA-0750-0500 | 161500 | 679571 | Set of molded outside corners and Trims that fit the mat dimensions 750*500
MTKCA-0750-0750 | 207800 | 680181 | Set of molded outside corners and trims that fit the mat dimensions 750 x 750 mm
MTKCA-0750-1500 | 202600 | 679543 | Set of molded outside corners and Trims that fit the mat dimensions 750*1500 mm
MTKCA-1000-0500 | 186800 | 678235 | Set of molded outside corners and Trims that fit the mat dimensions 1000*500
MTKCA-1000-0750 | 177500 | 679818 | Set of molded outside corners and Trims that fit the mat dimensions 1000 x 750
MTKCA-1000-1000 | 211400 | 678236 | Set of molded outside corners and Trims that fit the mat dimensions 1000*1000
MTKCA-1000-1250 | 205800 | 679540 | Set of molded outside corners and Trims that fit the mat dimensions 1000*1250 mm
MTKCA-1000-1500 | 247700 | 678349 | Set of molded outside corners and Trims that fit the mat dimensions 1000*1500
MX-9011 | 9805 | 695916 | Replacement air filter for MXZ20xx controller
MX-9022 H-HEAD FAN | 98050 | 695918 | Replacement fan for laser head MXZ20xx
MX-9023 H-CONT FAN | 82550 | 695917 | Replacement fan for controller MXZ20xx
MX-9031 | 90750 | 693705 | Cover Glass for MX-Z2xxH Laser Head
MX-9032 | 65450 | 693707 | Cover Glass Bracket Releaser for Laser Head
MX-9034 | 34750 | 693706 | Cover Glass Bracket for MX-Z2xxH Laser Head, black
MX-9150 | 1151300 | 688294 | Camera Attachment for Finder Option for MX-Z2000H-V1
MX-9151 | 1149400 | 694973 | Camera attachment for finder option for MX-Z2050H-V1 and MX-Z2055H-V1
MX-915A-FZ | 104900 | 688293 | Camera Mount for Finder Option
MX-915A-S5M2 | 61850 | 695922 | Camera mount for Laser Marker Vision Finder option
MX-9160-5M | 85650 | 707297 | MX-Z2000H Series, external control cableRS-232C (connected to CJ series)
MX-9161 | 154900 | 707296 | Interlock conversion cable for MX-Z2000H series
MX-9190 | 104900 | 688292 | Laser Marker Masking Set, compatible with machine instructions (2006/42/EC) EN60204-1
MX-9230 | 785300 | 688291 | Laser Marker Energy Enhanced Mode activation key
MX-9302 | 62950 | 688295 | Laser Marker Controller power supply cable (VDE,AS) plug type F, length 2.9 m
MX-Z2000H-V1 | 19856100 | 692759 | Laser Marker, Fiber laser Wavelength 1062 nm, 20 W Fiber laser transmitter output, Marking area 90×90 mm, Marking Resolution 2µm, Working distance 170±10 mm, 200 to 240 VAC, 50/60 Hz
MX-Z2050H-V1 | 19856100 | 692758 | Laser Marker, Fiber laser Wavelength 1062 nm, 20 W Fiber laser transmitter output, Marking area 160×160 mm, Marking Resolution 4µm, Working distance 210±10 mm, 200 to 240 VAC, 50/60 Hz
MX-Z2055H-V1 | 19856100 | 692757 | Laser Marker for Resins and Plastic films, Fiber laser Wavelength 1062 nm, 20 W Fiber laser transmitter output, Marking area 160×160 mm, Marking Resolution 4 µm, Working distance 210±10 mm, 200 to 240 VAC, 50/60 Hz
MY2 100/110VDC (S) | 2429 | 114085 | Relay, plug-in, 8-pin, DPDT, 10 A, mech indicator, label facility, 100/110 VDC
MY2 110/120VAC (S) | 2429 | 151180 | Relay, plug-in, 8-pin, DPDT, 10 A, mech indicator, label facility, 110/120 VAC
MY2 12VAC (S) | 2429 | 114080 | Relay, plug-in, 8-pin, DPDT, 10 A, mech indicator, label facility, 12 VAC
MY2 12VDC (S) | 2429 | 114082 | Relay, plug-in, 8-pin, DPDT, 10 A, mech indicator, label facility, 12 VDC
MY2 220/240VAC (S) | 2429 | 114081 | Relay, plug-in, 8-pin, DPDT, 10 A, mech indicator, label facility
MY2 24VAC (S) | 2429 | 103514 | Relay, plug-in, 8-pin, DPDT, 10 A, mech indicator, label facility
MY2 24VDC (S) | 2429 | 114083 | Relay, plug-in, 8-pin, DPDT, 10 A, mech indicator, label facility
MY2 48/50VAC (S) | 2429 | 153319 | Relay, plug-in, 8-pin, DPDT, 10 A, mech indicator, label facility, 48/50 VAC
MY2 48VDC (S) | 2429 | 114084 | Relay, plug-in, 8-pin, DPDT, 10 A, mech indicator, label facility, 48 VDC
MY2 6VAC (S) | 3197 | 114079 | Relay, plug-in, DPDT, 10 A, mechanical indicator, 6 VAC
MY2 6VDC (S) | 2429 | 144682 | Relay, plug-in, 8-pin, DPDT, 10 A, mech indicator, label facility, 6 VDC
MY2-02 100/110VDC | 2631 | 163152
MY2-02 200/220VAC | 2897 | 158190
MY2-02 220VAC/240 | 2471 | 166591 | Relay, PCB terminals, 8-pin, DPDT, 10 A, label facility, 220/240 VAC
MY2-02-SL 220VAC/240 | 2858 | 177204
MY2-02-US-SV 110/120VAC | 2452 | 114480 | Relay, PCB terminals, 8-pin, DPDT, 10 A, label facility, 110/120 VAC
MY2-02USSV 12VAC | 2598 | 151407
MY2-02-US-SV 12VDC | 2452 | 114478
MY2-02-US-SV 220/240VAC | 2452 | 114481 | Relay, PCB terminals, 8-pin, DPDT, 10 A, label facility, 220/240 VAC
MY2-02USSV 24VAC | 2452 | 114476 | Relay, PCB terminals, 8-pin, DPDT, 10 A, label facility, 24 VAC
MY2-02-US-SV 24VDC | 2452 | 114479 | Relay, PCB terminals, 8-pin, DPDT, 10 A, label facility, 24 VDC
MY2-02-US-SV 48VAC | 2502 | 153660
MY2-02-US-SV 6VDC | 2502 | 114477
MY2-CR 24VAC | 6320 | 114500 | Relay, plug-in, DPDT, 10 A, RC circuit, 24 VAC
MY2F 220/240VAC | 2775 | 114502 | Relay, flange mount, 8-pin, DPDT, 10 A
MY2F 24VAC | 2399 | 114501
MY2F 24VDC | 2382 | 158192 | Relay, flange mount, 8-pin, DPDT, 10 A
MY2F-US-SV 110/120VAC | 2775 | 114503
MY2F-US-SV 220VAC | 4339 | 149942 | Relay, plug-in, 8-pin, DPDT, 10 A, case-surface mounting
MY2F-US-SV 24VDC | 3725 | 114542
MY2-GS 100/110VDC | 2252 | 686136 | Relay, plug-in, 8-pin, DPDT, 7 A, mechanical indicator, 100/110 VDC
MY2-GS 110/120VAC | 2252 | 686134 | Relay, plug-in, 8-pin, DPDT, 7 A, mechanical indicator, 110/120 VAC
MY2-GS 12VAC | 2252 | 686133 | Relay, plug-in, 8-pin, DPDT, 7 A, mechanical indicator, 12 VAC
MY2-GS 12VDC | 2252 | 686135 | Relay, plug-in, 8-pin, DPDT, 7 A, mechanical indicator, 12 VDC
MY2-GS 220/240VAC | 2252 | 686128 | Relay, plug-in, 8-pin, DPDT, 7 A, mechanical indicator, 220/240 VAC
MY2-GS 24VAC | 2252 | 686127 | Relay, plug-in, 8-pin, DPDT, 7 A, mechanical indicator, 24 VAC
MY2-GS 24VDC | 2252 | 686129 | Relay, plug-in, 8-pin, DPDT, 7 A, mechanical indicator, 24 VDC
MY2IN 100/110VDC (S) | 3546 | 155266 | Relay, plug-in, DPDT, 10 A, mech. & LED indicator, test button, 100/110 VDC
MY2IN 110/120VAC (S) | 2793 | 114101 | Relay, plug-in, 8-pin, DPDT, 10 A, mech & LED indicators, test button, label facility
MY2IN 12VDC (S) | 2790 | 114103 | Relay, plug-in, 8-pin, DPDT, 10 A, mech & LED indicators, lockable push to test button, label facility
MY2IN 220/240VAC (S) | 2684 | 156658 | Relay, plug-in, 8-pin, DPDT, 10 A, mech & LED indicators, lockable push to test button, label facility
MY2IN 24VAC (S) | 2790 | 114099 | Relay, plug-in, 8-pin, DPDT, 10 A, mech & LED indicators, test button, label facility
MY2IN 24VDC (S) | 2684 | 153320 | Relay, plug-in, 8-pin, DPDT, 10 A, mech & LED indicators, lockable push to test button, label facility
MY2IN 48VDC (S) | 3135 | 114104 | Relay, plug-in, 8-pin, DPDT, 10 A, mech & LED indicators, lockable push to test button, label facility
MY2IN 6VAC (S) | 2761 | 157841 | Relay, plug-in, DPDT, 10 A, mech. & LED indicator, test button, 6 VAC
MY2IN 6VDC (S) | 3049 | 114102 | Relay, plug-in, DPDT, 10 A, mech. & LED indicator, test button, 6 VDC
MY2IN1 100/110VDC (S) | 3546 | 114022 | Relay, plug-in, DPDT, reverse coil polarity, 10 A, mech. & LED indicator, test button, 100/110 VDC
MY2IN1 12VDC (S) | 2746 | 105791 | Relay, plug-in, 8-pin, DPDT, reverse coil polarity, 10 A, mech & LED indicators, lockable push to test button, label facility
MY2IN1 24VDC (S) | 3054 | 114020 | Relay, plug-in, 8-pin, DPDT, reverse coil polarity, 10 A, mech & LED indicators, lockable push to test button, label facility
MY2IN1 48VDC (S) | 3137 | 114021 | Relay, plug-in, 8-pin, DPDT, reverse coil polarity, 10 A, mech & LED indicators, lockable push to test button, label facility
MY2IN1 6VDC (S) | 3049 | 114019 | Relay, plug-in, DPDT, reverse coil polarity, 10 A, mech. & LED indicator, test button, 6 VDC
MY2IN1-D2 100/110VDC (S) | 4859 | 114027 | Relay, plug-in, DPDT, reverse coil polarity, 10 A, mech. & LED indicator, test button, diode, 100/110 VDC
MY2IN1-D2 12VDC (S) | 4436 | 154579 | Relay, plug-in, DPDT, reverse coil polarity, 10 A, mech. & LED indicator, test button, diode, 12 VDC
MY2IN1-D2 220VDC (S) | 5915 | 364378 | Relay, plug-in, DPDT, reverse coil polarity, 10 A, mech. & LED indicator, test button, diode, 220 VDC
MY2IN1-D2 24VDC (S) | 4436 | 154452 | Relay, plug-in, 8-pin, DPDT, reverse coil polarity, 10 A, mech & LED indicators, coil suppressor, lockable push to test button, label facility, 24 VDC
MY2IN1-D2 48VDC (S) | 4511 | 103516 | Relay, plug-in, DPDT, reverse coil polarity, 10 A, mech. & LED indicator, test button, diode, 48 VDC
MY2IN1-D2 6VDC (S) | 4491 | 114026 | Relay, plug-in, DPDT, reverse coil polarity, 10 A, mech. & LED indicator, test button, diode, 6 VDC
MY2IN-CR 110/120VAC (S) | 5495 | 147899 | Relay, plug-in, DPDT, 10 A, mech. & LED indicator, test button, RC circuit, 110/120 VAC
MY2IN-CR 220/240VAC (S) | 5755 | 114013 | Relay, plug-in, DPDT, 10 A, mech. & LED indicator, test button, RC circuit, 220/240 VAC
MY2IN-D2 12VDC (S) | 4058 | 114010 | Relay, plug-in, DPDT, 10 A, mech. & LED indicator, test button, diode, 12 VDC
MY2IN-D2 24VDC (S) | 3813 | 143510 | Relay, plug-in, 8-pin, DPDT, 10 A, mech & LED indicators, coil suppressor, lockable push to test button, label facility, 24 VDC
MY2IN-D2 48VDC (S) | 4058 | 114011 | Relay, plug-in, DPDT, 10 A, mech. & LED indicator, test button, diode, 48 VDC
MY2IN-D2 6VDC (S) | 4058 | 114105 | Relay, plug-in, DPDT, 10 A, mech. & LED indicator, test button, diode, 6 VDC
MY2IN-D2-GS 220VDC | 3654 | 689129 | Relay, plug-in, 8-pin, DPDT, 5 A, mechanical & LED indicators, coil suppressor, lockable push test button, 220 VDC
MY2IN-D2-GS 24VDC | 3653 | 686150 | Relay, plug-in, 8-pin, DPDT, 7 A, mechanical & LED indicators, coil suppressor, lockable push test button, 24 VDC
MY2IN-GS 100/110VDC | 3284 | 686144 | Relay, plug-in, 8-pin, DPDT, 7 A, mechanical & LED indicators, lockable push test button, 100/110 VDC
MY2IN-GS 110/120VAC | 2648 | 686149 | Relay, plug-in, 8-pin, DPDT, 7 A, mechanical & LED indicators, lockable push test button, 110/120 VAC
MY2IN-GS 12VAC | 2648 | 686147 | Relay, plug-in, 8-pin, DPDT, 7 A, mechanical & LED indicators, lockable push test button, 12 VAC
MY2IN-GS 12VDC | 2586 | 686142 | Relay, plug-in, 8-pin, DPDT, 7 A, mechanical & LED indicators, lockable push test button, 12 VDC
MY2IN-GS 220/240VAC | 2546 | 686139 | Relay, plug-in, 8-pin, DPDT, 7 A, mechanical & LED indicators, lockable push test button, 220/240 VAC
MY2IN-GS 220VDC | 3654 | 689130 | Relay, plug-in, 8-pin, DPDT, 5 A, mechanical & LED indicator, 220 VDC
MY2IN-GS 24VAC | 2644 | 686148 | Relay, plug-in, 8-pin, DPDT, 7 A, mechanical & LED indicators, lockable push test button, 24 VAC
MY2IN-GS 24VDC | 2490 | 686143 | Relay, plug-in, 8-pin, DPDT, 7 A, mechanical & LED indicators, lockable push test button, 24 VDC
MY2K-02 24VDC | 12360 | 114143 | Latching relay, pcb pins, 14-pin, DPDT, 3 A, LED indicator
MY2K-US 12VAC | 25250 | 679884 | Latching relay, plug-in, DPDT, 3 A, mechanical indicator, 12 VAC
MY2K-US 12VDC | 12150 | 679882 | Latching relay, plug-in, 14-pin, DPDT, 3 A, LED indicator
MY2K-US 24VAC | 25650 | 679883 | Latching relay, plug-in, 14-pin, DPDT, 3 A,
MY2K-US 24VDC | 12150 | 679886 | Latching relay, plug-in, 14-pin, DPDT, 3 A,
MY2K-US 48VDC | 12360 | 679885 | Latching relay, plug-in, 14-pin, DPDT, 3 A, LED indicator
MY2N 100/110VDC (S) | 6325 | 114093 | Relay, plug-in, 8-pin, DPDT, 10 A, mech & LED indicators, label facility, 100/110 VDC
MY2N 110/120VAC (S) | 3685 | 114089 | Relay, plug-in, 8-pin, DPDT, 10 A, mech & LED indicators, label facility, 110/120 VAC
MY2N 12VAC (S) | 2881 | 114087 | Relay, plug-in, 8-pin, DPDT, 10 A, mech & LED indicators, label facility, 12 VAC
MY2N 12VDC (S) | 3104 | 156656 | Relay, plug-in, 8-pin, DPDT, 10 A, mech & LED indicators, label facility, 12 VDC
MY2N 220/240VAC (S) | 2790 | 114090 | Relay, plug-in, 8-pin, DPDT, 10 A, mech & LED indicators, label facility, 220/240 VAC
MY2N 24VAC (S) | 3813 | 104348 | Relay, plug-in, 8-pin, DPDT, 10 A, mech & LED indicators, label facility, 24 VAC
MY2N 24VDC (S) | 3813 | 103515 | Relay, plug-in, 8-pin, DPDT, 10 A, mech & LED indicators, label facility, 24 VDC
MY2N 48/50VAC (S) | 2881 | 114088 | Relay, plug-in, DPDT, 10 A, mech. & LED indicator, 48/50 VAC
MY2N 48VDC (S) | 2978 | 114092 | Relay, plug-in, 8-pin, DPDT, 10 A, mech & LED indicators, label facility, 48 VDC
MY2N 6VAC (S) | 3126 | 114086 | Relay, plug-in, DPDT, 10 A, mech. & LED indicator, 6 VAC
MY2N 6VDC (S) | 2918 | 114091 | Relay, plug-in, DPDT, 10 A, mech. & LED indicator, 6 VDC
MY2N1 100/110VDC (S) | 3411 | 114018 | Relay, plug-in, DPDT, reverse coil polarity, 10 A, mech. & LED indicator, 100/110 VDC
MY2N1 12VDC (S) | 2881 | 114015 | Relay, plug-in, DPDT, reverse coil polarity, 10 A, mech. & LED indicator, 12 VDC
MY2N1 24VDC (S) | 2881 | 114016 | Relay, plug-in, DPDT, reverse coil polarity, 10 A, mech. & LED indicator, 24 VDC
MY2N1 48VDC (S) | 2978 | 114017 | Relay, plug-in, DPDT, reverse coil polarity, 10 A, mech. & LED indicator, 48 VDC
MY2N1 6VDC (S) | 2918 | 114014 | Relay, plug-in, DPDT, reverse coil polarity, 10 A, mech. & LED indicator, 6 VDC
MY2N1-D2 100/110VDC (S) | 4416 | 114025 | Relay, plug-in, DPDT, reverse coil polarity, 10 A, mech. & LED indicator, diode, 100/110 VDC
MY2N1-D2 12VDC (S) | 3972 | 114023 | Relay, plug-in, 8-pin, DPDT, reverse coil polarity, 10 A, mech & LED indicators, coil suppressor, label facility, 12 VDC
MY2N1-D2 24VDC (S) | 3967 | 151181 | Relay, plug-in, 8-pin, DPDT, reverse coil polarity, 10 A, mech & LED indicators, coil suppressor, label facility, 24 VDC
MY2N1-D2 48VDC (S) | 4107 | 114024 | Relay, plug-in, DPDT, reverse coil polarity, 10 A, mech. & LED indicator, diode, 48 VDC
MY2N1-D2 6VDC (S) | 4026 | 155267 | Relay, plug-in, DPDT, reverse coil polarity, 10 A, mech. & LED indicator, diode, 6 VDC
MY2N-CR 110/120VAC (S) | 4511 | 142429 | Relay, plug-in, 8-pin, DPDT, 10 A, mech & LED indicators, coil suppressor, label facility, 110/120 VAC
MY2N-CR 200/220VAC | 7880 | 679877 | Relay, plug-in, 8-pin, DPDT, 10 A, LED indicators, built-in CR 200/220 VAC
MY2N-CR 220/240VAC (S) | 5615 | 114098 | Relay, plug-in, 8-pin, DPDT, 10 A, mech & LED indicators, coil suppressor, label facility
MY2N-CR 24VAC | 7445 | 154455
MY2N-CR-GS 110/120VAC | 4182 | 686140 | Relay, plug-in, 8-pin, DPDT, 7 A, mechanical & LED indicators, built-in CR, 100/110 VAC
MY2N-CR-GS 220/240VAC | 5200 | 686141 | Relay, plug-in, 8-pin, DPDT, 7 A, mechanical & LED indicators, built-in CR, 220/240 VAC
MY2N-D2 100/110VDC (S) | 4369 | 114097 | Relay, plug-in, 8-pin, DPDT, 10 A, mech & LED indicators, coil suppressor, label facility, 100/110 VDC
MY2N-D2 12VDC (S) | 3972 | 152215 | Relay, plug-in, 8-pin, DPDT, 10 A, mech & LED indicators, coil suppressor, label facility, 12 VDC
MY2N-D2 24VDC (S) | 6120 | 114095 | Relay, plug-in, 8-pin, DPDT, 10 A, mech & LED indicators, coil suppressor, label facility, 24 VDC
MY2N-D2 48VDC (S) | 4107 | 114096 | Relay, plug-in, 2PDT, 10 A, mech. & LED indicator, diode, 48 VDC
MY2N-D2 6VDC (S) | 3617 | 114094 | Relay, plug-in, DPDT, 10 A, mech. & LED indicator, diode, 6 VDC
MY2N-D2-GS 12VDC | 3683 | 686145 | Relay, plug-in, 8-pin, DPDT, 7 A, mechanical & LED indicators, coil suppressor, 12 VDC
MY2N-D2-GS 220VDC | 3654 | 689131 | Relay, plug-in, 8-pin, DPDT, 5 A, mechanical & LED indicators, coil suppressor, 220 VDC
MY2N-D2-GS 24VDC | 5670 | 686146 | Relay, plug-in, 8-pin, DPDT, 7 A, mechanical & LED indicators, coil suppressor, 24 VDC
MY2N-GS 110/120VAC | 3413 | 686137 | Relay, plug-in, 8-pin, DPDT, 7 A, mechanical & LED indicators, 100/110 VAC
MY2N-GS 12VDC | 2876 | 686138 | Relay, plug-in, 8-pin, DPDT, 7 A, mechanical & LED indicators, 12 VDC
MY2N-GS 220/240VAC | 2586 | 686131 | Relay, plug-in, 8-pin, DPDT, 7 A, mechanical & LED indicators, 220/240 VAC
MY2N-GS 220VDC | 3654 | 689132 | Relay, plug-in, 8-pin, DPDT, 5 A, Mechanical & LED indicators, lockable push test button, 220 VDC
MY2N-GS 24VAC | 3535 | 686130 | Relay, plug-in, 8-pin, DPDT, 7 A, mechanical & LED indicators, 24 VAC
MY2N-GS 24VDC | 3535 | 686132 | Relay, plug-in, 8-pin, DPDT, 7 A, mechanical & LED indicators, 24 VDC
MY2Z 100/110VDC | 5130 | 114557 | Relay, plug-in, DPDT (bifurcated), 3 A, mechanical indicator, 100/110 VDC
MY2Z 110-120VAC | 4919 | 146836 | Relay, plug-in, DPDT (bifurcated), 3 A, mechanical indicator, 110/120 VAC
MY2Z 12VDC | 4919 | 153322 | Relay, plug-in, DPDT (bifurcated), 3 A, mechanical indicator, 12 VDC
MY2Z 220/240VAC | 5130 | 114579 | Relay, plug-in, DPDT (bifurcated), 3 A, mechanical indicator, 220/240 VAC
MY2Z 24VAC | 4919 | 114553 | Relay, plug-in, DPDT (bifurcated), 3 A, mechanical indicator, 24 VAC
MY2Z 24VDC | 4919 | 114555 | Relay, plug-in, DPDT (bifurcated), 3 A, mechanical indicator, 24 VDC
MY2Z 50VAC | 4919 | 157846 | Relay, plug-in, DPDT (bifurcated), 3 A, mechanical indicator, 50 VAC
MY2Z 6VDC | 4919 | 114554 | Relay, plug-in, DPDT (bifurcated), 3 A, mechanical indicator, 6 VDC
MY2Z-02 24VDC | 4919 | 154457
MY2Z-D 24VDC | 6320 | 156662 | Relay, plug-in, DPDT (bifurcated), 3 A, mechanical indicator, diode, 24 VDC
MY2ZN 110/120VAC | 6005 | 114582 | Relay, plug-in, 8-pin, DPDT, bifurcated contacts, 10 A, mech & LED indicators, label facility, 110/120 VAC
MY2ZN 220/240VAC | 6245 | 114583 | Relay, plug-in, DPDT (bifurcated), 3 A, mech. & LED indicator, 220/240 VAC
MY2ZN-D2 24VDC | 7445 | 143513 | Relay, plug-in, 8-pin, DPDT, bifurcated contacts, 10 A, mech & LED indicators, coil suppressor, label facility, 24 VDC
MY3 100/110VAC | 4079 | 114397
MY3 100/110VDC | 4329 | 114403
MY3 110/120VAC | 3402 | 152221 | Relay, plug-in, 11-pin, 3PDT, 5 A, mech indicators, label facility, 110/120 VAC
MY3 12VAC | 3402 | 156663
MY3 12VDC | 3628 | 114400 | Relay, plug-in, 11-pin, 3PDT, 5 A, mech indicators, label facility, 12 VDC
MY3 200/220VAC | 4329 | 114398
MY3 220/240VAC | 3402 | 114418 | Relay, plug-in, 11-pin, 3PDT, 5 A, mech indicators, label facility, 220/240 VAC
MY3 24VAC | 3402 | 114395 | Relay, plug-in, 11-pin, 3PDT, 5 A, mech indicators, label facility, 24 VAC
MY3 24VDC | 3402 | 114401 | Relay, plug-in, 11-pin, 3PDT, 5 A, mech indicators, label facility, 24 VDC
MY3 48VDC | 4063 | 114402
MY3 50VAC | 4063 | 114396
MY3 6VAC | 4063 | 114394
MY3 6VDC | 4063 | 114399
MY3-02 110/120VAC | 4430 | 114434
MY3-02 220/240VAC | 4435 | 156664
MY3-02 24VAC | 4430 | 151063
MY3-02 24VDC | 4422 | 114429 | Relay, PCB terminals, 11-pin, 3PDT, 5 A, mech indicators, label facility, 24 VDC
MY3-02-PC 220/240VAC | 4763 | 177053
MY3-CR 220/240VAC | 7195 | 114422
MY3-D 24VDC | 5525 | 114409
MY3N 100/110VDC | 5385 | 157847
MY3N 110/120VAC | 6060 | 114420 | Relay, plug-in, 11-pin, 3PDT, 5 A, mech & LED indicators, label facility, 110/120 VAC
MY3N 12VDC | 5230 | 114407
MY3N 220/240VAC | 6060 | 114421 | Relay, plug-in, 11-pin, 3PDT, 5 A, mech & LED indicators, label facility, 220/240 VAC
MY3N 24VAC | 5230 | 149943 | Relay, plug-in, 11-pin, 3PDT, 5 A, mech & LED indicators, label facility, 24 VAC
MY3N 24VDC | 6060 | 114408 | Relay, plug-in, 11-pin, 3PDT, 5 A, mech & LED indicators, label facility, 24 VDC
MY3N 6VDC | 5230 | 114406
MY3N-D2 12VDC | 6660 | 114410
MY3N-D2 24VDC | 6660 | 152220 | Relay, plug-in, 11-pin, 3PDT, 5 A, mech & LED indicators, coil suppressor, label facility, 24 VDC
MY3N-D2 48VDC | 6320 | 168122
MY3-US-SV 100/110VDC | 4329 | 145770
MY3-US-SV 12VDC | 3402 | 114417 | Relay, plug-in, 11-pin, 3PDT, 5 A, mech indicators, label facility, 12 VDC
MY4 100/110VDC (S) | 2899 | 114033 | Relay, plug-in, 14-pin, 4PDT, 5 A, mech indicator, label facility, 100/110 VDC
MY4 110/120VAC (S) | 2899 | 145767 | Relay, plug-in, 14-pin, 4PDT, 5 A, mech indicator, label facility, 110/120 VAC
MY4 125VDC (S) | 3184 | 145768 | Relay, plug-in, 4PDT, 5 A, mechanical indicator, 125 VDC
MY4 12VAC (S) | 2899 | 114028 | Relay, plug-in, 14-pin, 4PDT, 5 A, mech indicator, label facility, 12 VAC
MY4 12VDC (S) | 2899 | 114031 | Relay, plug-in, 14-pin, 4PDT, 5 A, mech indicator, label facility, 12 VDC
MY4 220/240VAC (S) | 2553 | 147900 | Relay, plug-in, 14-pin, 4PDT, 5 A, mech indicator, label facility
MY4 24VAC (S) | 2899 | 103517 | Relay, plug-in, 14-pin, 4PDT, 5 A, mech indicator, label facility
MY4 24VDC (S) | 2257 | 157842 | Relay, plug-in, 14-pin, 4PDT, 5 A, mech indicator, label facility
MY4 48/50VAC (S) | 2899 | 114029 | Relay, plug-in, 14-pin, 4PDT, 5 A, mech indicator, label facility, 48/50 VAC
MY4 48VDC (S) | 2899 | 114032 | Relay, plug-in, 14-pin, 4PDT, 5 A, mech indicator, label facility, 48 VDC
MY4 6VAC (S) | 3397 | 142430 | Relay, plug-in, 14-pin, 4PDT, 5 A, mech indicator, label facility, 6 VAC
MY4 6VDC (S) | 2899 | 114030 | Relay, plug-in, 14-pin, 4PDT, 5 A, mech indicator, label facility, 6 VDC
MY4-02 100/110VDC | 3247 | 150309
MY4-02 110/120VAC | 3039 | 114163 | Relay, PCB mount, 14-pin, 4PDT, 5 A, label facility
MY4-02 12VDC | 2871 | 114160 | Relay, PCB mount, 14-pin, 4PDT, 5 A, label facility
MY4-02 200/220VAC | 3247 | 142663
MY4-02 220/240VAC | 2871 | 114164 | Relay, PCB mount, 14-pin, 4PDT, 5 A, label facility
MY4-02 24VAC | 2871 | 114159 | Relay, PCB mount, 14-pin, 4PDT, 5 A, label facility
MY4-02 24VDC | 2871 | 148156 | Relay, PCB mount, 14-pin, 4PDT, 5 A, label facility
MY4-02 48VAC | 2962 | 114162
MY4-02 48VDC | 3039 | 114161
MY4-02 AP10 12VDC | 6100 | 158191
MY4-02-1 24VDC | 3089 | 114165
MY4-02-LS 42VDC | 3164 | 144917
MY4-CR 24VAC | 6200 | 114258
MY4F 110/120VAC | 3945 | 114331
MY4F 12VDC | 2563 | 351987
MY4F 220VAC/240 | 2760 | 163266
MY4-GS 110/120VAC | 2638 | 686159 | Relay, plug-in, 14-pin, 4PDT, 6 A, mechanical indicator, 100/110 VDC
MY4-GS 12VAC | 2638 | 686157 | Relay, plug-in, 14-pin, 4PDT, 6 A, mechanical indicator, 12 VAC
MY4-GS 220/240VAC | 2323 | 686152 | Relay, plug-in, 14-pin, 4PDT, 6 A, mechanical indicator, 220/240 VAC
MY4-GS 24VAC | 2638 | 686151 | Relay, plug-in, 14-pin, 4PDT, 6 A, mechanical indicator, 24 VAC
MY4-GS 24VDC | 2054 | 686153 | Relay, plug-in, 14-pin, 4PDT, 6 A, mechanical indicator, 24 VDC
MY4-GS 48VAC | 2638 | 686158 | Relay, plug-in, 14-pin, 4PDT, 6 A, mechanical indicator, 48 VAC
MY4-GS 48VDC | 2638 | 686161 | Relay, plug-in, 14-pin, 4PDT, 6 A, mechanical indicator, 48 VDC
MY4H 100/110VDC | 23060 | 114121 | Relay, plug-in, 14-pin, 4PDT, 3 A, hermetically-sealed
MY4H 110/120VAC | 22730 | 156655 | Relay, plug-in, 14-pin, 4PDT, 3 A, hermetically-sealed
MY4H 12VDC | 22730 | 114120 | Relay, plug-in, 14-pin, 4PDT, 3 A, hermetically-sealed
MY4H 24VAC | 22730 | 114119 | Relay, plug-in, 14-pin, 4PDT, 3 A, hermetically-sealed
MY4H 24VDC | 22730 | 154575 | Relay, plug-in, 14-pin, 4PDT, 3 A, hermetically-sealed
MY4H-0 24VDC | 22730 | 114123
MY4I 220VDC (S) | 6095 | 183850
MY4IN 100/110VDC (S) | 4354 | 114054 | Relay, plug-in, 14-pin, 4PDT, 5 A, mech & LED indicators, lockable push to test button, label facility, 100/110 VDC
MY4IN 110/120VAC (S) | 3332 | 114050 | Relay, plug-in, 14-pin, 4PDT, 5 A, mech & LED indicators, test button, label facility
MY4IN 125VDC (S) | 3868 | 231415 | Relay, plug-in, 4PDT, 5 A, mech. & LED indicator, test button, 125 VDC
MY4IN 12VAC (S) | 4075 | 114047 | Relay, plug-in, 14-pin, 4PDT, 5 A, mech & LED indicators, lockable push to test button, label facility, 12 VAC
MY4IN 12VDC (S) | 3332 | 114053 | Relay, plug-in, 14-pin, 4PDT, 5 A, mech & LED indicators, lockable push to test button, label facility
MY4IN 200/220VAC (S) | 3878 | 114055 | Relay, plug-in, 4PDT, 5 A, mech. & LED indicator, test button, 200/220 VAC
MY4IN 220/240VAC (S) | 3088 | 114051 | Relay, plug-in, 14-pin, 4PDT, 5 A, mech & LED indicators, lockable push to test button, label facility
MY4IN 24VAC (S) | 3332 | 114048 | Relay, plug-in, 14-pin, 4PDT, 5 A, mech & LED indicators, test button, label facility
MY4IN 24VDC (S) | 2727 | 152216 | Relay, plug-in, 14-pin, 4PDT, 5 A, mech & LED indicators, lockable push to test button, label facility
MY4IN 48/50VAC (S) | 3332 | 114049 | Relay, plug-in, 14-pin, 4PDT, 5 A, mech & LED indicators, lockable push to test button, label facility
MY4IN 48VDC (S) | 3332 | 103518 | Relay, plug-in, 14-pin, 4PDT, 5 A, mech & LED indicators, lockable push to test button, label facility
MY4IN 60VDC (S) | 4860 | 338379 | Relay, plug-in,10 pin, 4PDT, 5A, LED indicators and lockable test button, 60 VDC
MY4IN 6VAC (S) | 3376 | 114046 | Relay, plug-in, 4PDT, 5 A, mech. & LED indicator, test button, 6 VAC
MY4IN 6VDC (S) | 3654 | 114052 | Relay, plug-in, 4PDT, 5 A, mech. & LED indicator, test button, 6 VDC
MY4IN1 100/110VDC (S) | 4135 | 113970 | Relay, plug-in, 14-pin, 4PDT, reverse coil polarity, 5 A, mech & LED indicators, lockable push to test button, label facility, 100/110 VDC
MY4IN1 12VDC (S) | 3648 | 113969 | Relay, plug-in, 14-pin, 4PDT, reverse coil polarity, 5 A, mech & LED indicators, lockable push to test button, label facility,
MY4IN1 24VDC (S) | 2685 | 143511 | Relay, plug-in, 14-pin, 4PDT, reverse coil polarity, 5 A, mech & LED indicators, lockable push to test button, label facility,
MY4IN1 48VDC (S) | 3178 | 148884 | Relay, plug-in, 14-pin, 4PDT, reverse coil polarity, 5 A, mech & LED indicators, lockable push to test button, label facility,
MY4IN1 6VDC (S) | 3654 | 156659 | Relay, plug-in, 4PDT, reverse coil polarity, 5 A, mech. & LED indicator, test button, 6 VDC
MY4IN1-D2 100/110VDC (S) | 5380 | 113976 | Relay, plug-in, 4PDT, reverse coil polarity, 5 A, mech. & LED indicator, test button, diode, 100/110 VDC
MY4IN1-D2 125VDC (S) | 4809 | 168035 | Relay, plug-in, 4PDT, reverse coil polarity, 5 A, mech. & LED indicator, test button, diode, 125 VDC
MY4IN1-D2 12VDC (S) | 4944 | 113974 | Relay, plug-in, 14-pin, 4PDT, reverse coil polarity, 5 A, mech & LED indicators, coil suppressor, lockable push to test button, label facility, 12 VDC
MY4IN1-D2 220VDC (S) | 6525 | 364379 | Relay, plug-in, 4PDT, reverse coil polarity, 5 A, mech. & LED indicator, test button, diode, 220 VDC
MY4IN1-D2 24VDC (S) | 3917 | 113975 | Relay, plug-in, 14-pin, 4PDT, reverse coil polarity, 5 A, mech & LED indicators, coil suppressor, lockable push to test button, label facility, 24 VDC
MY4IN1-D2 48VDC (S) | 5065 | 143512 | Relay, plug-in, 4PDT, reverse coil polarity, 5 A, mech. & LED indicator, test button, diode, 48 VDC
MY4IN1-D2 6VDC (S) | 4944 | 113973 | Relay, plug-in, 4PDT, reverse coil polarity, 5 A, mech. & LED indicator, test button, diode, 6 VDC
MY4IN-CR 110/120VAC (S) | 6035 | 142432 | Relay, plug-in, 14-pin, 4PDT, 5 A, mech & LED indicators, coil suppressor, lockable push to test button, label facility, 100/120 VAC
MY4IN-CR 220/240VAC (S) | 6855 | 113963 | Relay, plug-in, 14-pin, 4PDT, 5 A, mech & LED indicators, coil suppressor, lockable push to test button, label facility, 220/240 VAC VDC
MY4IN-CR-GS 110/120VAC | 6230 | 694139 | Relay, plug-in, 14-pin, 4PDT, 3 A, mechanical & LED indicators, coil suppressor, lockable push test button, 110/120 VAC
MY4IN-CR-GS 220/240VAC | 6240 | 686126 | Relay, plug-in, 14-pin, 4PDT, 6 A, mechanical & LED indicators, coil suppressor, lockable push test button, 220/240 VAC
MY4IN-D2 100/110VDC (S) | 5315 | 113962 | Relay, plug-in, 4PDT, 5 A, mech. & LED indicator, test button, diode, 100/110 VDC
MY4IN-D2 12VDC (S) | 4944 | 114056 | Relay, plug-in, 14-pin, 4PDT, 5 A, mech & LED indicators, coil suppressor, lockable push to test button, label facility, 12 VDC
MY4IN-D2 24VDC (S) | 3917 | 146835 | Relay, plug-in, 14-pin, 4PDT, 5 A, mech & LED indicators, coil suppressor, lockable push to test button, label facility, 24 VDC
MY4IN-D2 48VDC (S) | 5065 | 114057 | Relay, plug-in, 14-pin, 4PDT, 5 A, mech & LED indicators, coil suppressor, lockable push to test button, label facility, 48 VDC
MY4IN-D2 6VDC (S) | 4944 | 142431 | Relay, plug-in, 4PDT, 5 A, mech. & LED indicator, test button, diode, 6 VDC
MY4IN-D2-GS 220VDC | 3654 | 689126 | Relay, plug-in, 14-pin, 4PDT, 3 A, mechanical & LED indicators, coil suppressor, lockable push test button, 220 VDC
MY4IN-D2-GS 24VDC | 3564 | 686174 | Relay, plug-in, 14-pin, 4PDT, 6 A, mechanical & LED indicators, coil suppressor, lockable push test button, 24 VDC
MY4IN-D2-GS 48VDC | 4607 | 686175 | Relay, plug-in, 14-pin, 4PDT, 6 A, mechanical & LED indicators, coil suppressor, lockable push test button, 48 VDC
MY4IN-GS 100/110VDC | 3965 | 686170 | Relay, plug-in, 14-pin, 4PDT, 6 A, mechanical & LED indicators, lockable push test button, 100/110 VDC
MY4IN-GS 110/120VAC | 3033 | 686172 | Relay, plug-in, 14-pin, 4PDT, 6 A, mechanical & LED indicators, lockable push test button, 110/120 VAC
MY4IN-GS 12VDC | 3033 | 686167 | Relay, plug-in, 14-pin, 4PDT, 6 A, mechanical & LED indicators, lockable push test button, 12 VDC
MY4IN-GS 220/240VAC | 2809 | 686173 | Relay, plug-in, 14-pin, 4PDT, 6 A, mechanical & LED indicators, lockable push test button, 220/240 VAC
MY4IN-GS 24VAC | 3033 | 686171 | Relay, plug-in, 14-pin, 4PDT, 6 A, mechanical & LED indicators, lockable push test button, 24 VAC
MY4IN-GS 24VDC | 2480 | 686168 | Relay, plug-in, 14-pin, 4PDT, 6 A, mechanical & LED indicators, lockable push test button, 24 VDC
MY4IN-GS 48VDC | 3033 | 686169 | Relay, plug-in, 14-pin, 4PDT, 6 A, mechanical & LED indicators, lockable push test button, 48 VDC
MY4IN-GS DC220 | 3965 | 693099 | Relay, plug-in, 14-pin, 4PDT, 6 A, mechanical & LED indicators, lockable push test button, 220 VDC
MY4N 100/110VDC (S) | 3507 | 150066 | Relay, plug-in, 14-pin, 4PDT, 5 A, mech & LED indicators, label facility, 100/110 VDC
MY4N 110/120VAC (S) | 4400 | 155268 | Relay, plug-in, 14-pin, 4PDT, 5 A, mech & LED indicators, label facility, 110/120 VAC
MY4N 125VDC (S) | 3492 | 167880 | Relay, plug-in, 4PDT, 5 A, mech. & LED indicator, 125 VDC
MY4N 12VAC (S) | 3070 | 114035 | Relay, plug-in, 14-pin, 4PDT, 5 A, mech & LED indicators, label facility, 12 VAC
MY4N 12VDC (S) | 3105 | 114039 | Relay, plug-in, 14-pin, 4PDT, 5 A, mech & LED indicators, label facility, 12 VDC
MY4N 220/240VAC (S) | 3223 | 147901 | Relay, plug-in, 14-pin, 4PDT, 5 A, mech & LED indicators, label facility, 220/240 VAC
MY4N 24VAC (S) | 3191 | 114036 | Relay, plug-in, 14-pin, 4PDT, 5 A, mech & LED indicators, label facility, 24 VAC
MY4N 24VDC (S) | 3223 | 114040 | Relay, plug-in, 14-pin, 4PDT, 5 A, mech & LED indicators, label facility, 24 VDC
MY4N 48/50VAC (S) | 3460 | 114037 | Relay, plug-in, 14-pin, 4PDT, 5 A, mech & LED indicators, label facility, 48/50 VAC
MY4N 48VDC (S) | 4635 | 114041 | Relay, plug-in, 14-pin, 4PDT, 5 A, mech & LED indicators, label facility, 48 VDC
MY4N 6VAC (S) | 3070 | 114034 | Relay, plug-in, 4PDT, 5 A, mech. & LED indicator, 6 VAC
MY4N 6VDC (S) | 3223 | 114038 | Relay, plug-in, 4PDT, 5 A, mech. & LED indicator, 6 VDC
MY4N1 100/110VDC (S) | 3933 | 113968 | Relay, plug-in, 4PDT, reverse coil polarity, 5 A, mech. & LED indicator, 100/110 VDC
MY4N1 12VDC (S) | 3460 | 113965 | Relay, plug-in, 4PDT, reverse coil polarity, 5 A, mech. & LED indicator, 12 VDC
MY4N1 24VDC (S) | 3851 | 113966 | Relay, plug-in, 14-pin, 4PDT, reverse coil polarity, 5 A, mech & LED indicators, label facility, 24 VDC
MY4N1 48VDC (S) | 3534 | 113967 | Relay, plug-in, 4PDT, reverse coil polarity, 5 A, mech. & LED indicator, 48 VDC
MY4N1 6VDC (S) | 3507 | 113964 | Relay, plug-in, 4PDT, reverse coil polarity, 5 A, mech. & LED indicator, 6 VDC
MY4N1-D2 100/110VDC (S) | 4951 | 151184 | Relay, plug-in, 4PDT, reverse coil polarity, 5 A, mech. & LED indicator, diode, 100/110 VDC
MY4N1-D2 12VDC (S) | 4519 | 151182 | Relay, plug-in, 4PDT, reverse coil polarity, 5 A, mech. & LED indicator, diode, 12 VDC
MY4N1-D2 24VDC (S) | 3909 | 113972 | Relay, plug-in, 14-pin, 4PDT, reverse coil polarity, 5 A, mech & LED indicators, coil suppressor, label facility, 24 VDC
MY4N1-D2 48VDC (S) | 4595 | 151183 | Relay, plug-in, 4PDT, reverse coil polarity, 5 A, mech. & LED indicator, diode, 48 VDC
MY4N1-D2 6VDC (S) | 4575 | 113971 | Relay, plug-in, 4PDT, reverse coil polarity, 5 A, mech. & LED indicator, diode, 6 VDC
MY4N-CR 110/120VAC (S) | 5595 | 114044 | Relay, plug-in, 14-pin, 4PDT, 5 A, mech & LED indicators, coil suppressor, label facility, 110/120 VAC
MY4N-CR 220/240VAC (S) | 5860 | 114045 | Relay, plug-in, 14-pin, 4PDT, 5 A, mech & LED indicators, coil suppressor, label facility, 220/240 VAC
MY4N-CR 24VAC | 7940 | 114253 | Relay, plug-in, 14-pin, 4PDT, 5 A, mech & LED indicators, coil suppressor, label facility, 24 VAC
MY4N-CR 24VAC (S) | 7860 | 194936 | Relay, plug-in, 14-pin, 4PDT, 5 A, mech & LED indicators, coil suppressor, label facility, 24 VAC
MY4N-CR-GS 220/240VAC | 5330 | 686166 | Relay, plug-in, 14-pin, 4PDT, 6 A, mechanical & LED indicators, coil suppressor, 220/240 VAC
MY4N-D2 100/110VDC (S) | 4883 | 114043 | Relay, plug-in, 14-pin, 4PDT, 5 A, mech & LED indicators, coil suppressor, label facility, 100/110 VDC
MY4N-D2 12VDC (S) | 4519 | 154453 | Relay, plug-in, 14-pin, 4PDT, 5 A, mech & LED indicators, coil suppressor, label facility, 12 VDC
MY4N-D2 24VDC (S) | 6985 | 144683 | Relay, plug-in, 14-pin, 4PDT, 5 A, mech & LED indicators, coil suppressor, label facility, 24 VDC
MY4N-D2 48VDC (S) | 4595 | 114042 | Relay, plug-in, 14-pin, 4PDT, 5 A, mech & LED indicators, coil suppressor, label facility, 48 VDC
MY4N-D2 6VDC (S) | 4135 | 148883 | Relay, plug-in, 4PDT, 5 A, mech. & LED indicator, diode, 6 VDC
MY4N-D2-GS 12VDC | 4111 | 686165 | Relay, plug-in, 14-pin, 4PDT, 6 A, mechanical & LED indicators, coil suppressor, 12 VDC
MY4N-D2-GS 220VDC | 3654 | 689127 | Relay, plug-in, 14-pin, 4PDT, 3 A, mechanical & LED indicators, coil suppressor, 220 VDC
MY4N-D2-GS 24VDC | 6345 | 686177 | Relay, plug-in, 14-pin, 4PDT, 6 A, mechanical & LED indicators, coil suppressor, 24 VDC
MY4N-GS 110/120VAC | 4004 | 686163 | Relay, plug-in, 14-pin, 4PDT, 6 A, mechanical & LED indicators, 110/120 VAC
MY4N-GS 12VDC | 2826 | 686164 | Relay, plug-in, 14-pin, 4PDT, 6 A, mechanical & LED indicators, 12 VDC
MY4N-GS 220/240VAC | 2932 | 686155 | Relay, plug-in, 14-pin, 4PDT, 6 A, mechanical & LED indicators, 220/240 VAC
MY4N-GS 220VDC | 3654 | 689128 | Relay, plug-in, 14-pin, 4PDT, 3 A, mechanical & LED indicators, 220 VDC
MY4N-GS 24VAC | 2901 | 686154 | Relay, plug-in, 14-pin, 4PDT, 6 A, mechanical & LED indicators, 24 VAC
MY4N-GS 24VDC | 2932 | 686156 | Relay, plug-in, 14-pin, 4PDT, 6 A, mechanical & LED indicators, 24 VDC
MY4N-GS 48VAC | 3149 | 686162 | Relay, plug-in, 14-pin, 4PDT, 6 A, mechanical & LED indicators, 48 VAC
MY4N-GS 48VDC | 2932 | 702621 | Relay, plug-in, 14-pin, 4PDT, 5 A, mech & LED indicators, label facility, 48 VDC
MY4Z 100/110VDC (S) | 5565 | 113982 | Relay, plug-in, 4PDT (bifurcated), 3 A, mechanical indicator, 100/110 VDC
MY4Z 110/120VAC (S) | 4744 | 142433 | Relay, plug-in, 14-pin, bifurcated contacts, 4PDT, 5 A, mech indicator, label facility, 100/120 VAC
MY4Z 12VAC (S) | 5170 | 150067 | Relay, plug-in, 4PDT (bifurcated), 3 A, mechanical indicator, 12 VAC
MY4Z 12VDC (S) | 5170 | 113979 | Relay, plug-in, 4PDT (bifurcated), 3 A, mechanical indicator, 12 VDC
MY4Z 24VDC (S) | 5170 | 113980 | Relay, plug-in, 14-pin, bifurcated contacts, 4PDT, 5 A, mech indicator, label facility, 24 VDC
MY4Z 48/50VAC (S) | 5170 | 113978 | Relay, plug-in, 4PDT (bifurcated), 3 A, mechanical indicator, 48/50 VAC
MY4Z 48VDC (S) | 5265 | 113981 | Relay, plug-in, 4PDT (bifurcated), 3 A, mechanical indicator, 48 VDC
MY4Z 6VAC (S) | 5170 | 113977 | Relay, plug-in, 4PDT (bifurcated), 3 A, mechanical indicator, 6 VAC
MY4Z 6VDC (S) | 5170 | 153321 | Relay, plug-in, 14-pin, bifurcated contacts, 4PDT, 5 A, mech indicator, label facility, 6 VDC
MY4Z-02 12VDC | 6465 | 149946
MY4Z-02 24VDC | 5850 | 114157
MY4Z-02-CBG 12VDC | 12880 | 172826
MY4ZH 100/110VAC | 24540 | 144679 | Relay, plug-in, 14-pin, 4PDT, 3 A, hermetically-sealed
MY4ZH 24VAC | 24540 | 154576
MY4ZH 24VDC | 24540 | 105790 | Relay, plug-in, 14-pin, 4PDT, 3A, hermetically-sealed
MY4ZIN 100/110VDC (S) | 6430 | 150068 | Relay, plug-in, 4PDT (bifurcated), 3 A, mech. + LED indicator, test button, 100/110 VDC
MY4ZIN 110/120VAC (S) | 6745 | 113994 | Relay, plug-in, 4PDT (bifurcated), 3 A, mech. + LED indicator, test button, 110/120 VAC
MY4ZIN 12VAC (S) | 5975 | 113993 | Relay, plug-in, 4PDT (bifurcated), 3 A, mech. + LED indicator, test button, 12 VAC
MY4ZIN 12VDC (S) | 5975 | 113997 | Relay, plug-in, 4PDT (bifurcated), 3 A, mech. + LED indicator, test button, 12 VDC
MY4ZIN 220/240VAC (S) | 6430 | 113995 | Relay, plug-in, 4PDT (bifurcated), 3 A, mech. + LED indicator, test button, 220/240 VDC
MY4ZIN 24VDC (S) | 6610 | 113998 | Relay, plug-in, 4PDT (bifurcated), 3 A, mech. + LED indicator, test button, 24 VDC
MY4ZIN 48/50VAC (S) | 6610 | 156660 | Relay, plug-in, 4PDT (bifurcated), 3 A, mech. + LED indicator, test button, 48/50 VAC
MY4ZIN 48VDC (S) | 6745 | 113999 | Relay, plug-in, 4PDT (bifurcated), 3 A, mech. + LED indicator, test button, 48 VDC
MY4ZIN 6VAC (S) | 6610 | 113992 | Relay, plug-in, 4PDT (bifurcated), 3 A, mech. + LED indicator, test button, 6 VAC
MY4ZIN 6VDC (S) | 6610 | 113996 | Relay, plug-in, 4PDT (bifurcated), 3 A, mech. + LED indicator, test button, 6 VDC
MY4ZIN1 100/110VDC (S) | 7080 | 151058 | Relay, plug-in, 4PDT (bifurcated), reverse coil polarity, 3 A, mech. + LED indicator, test button, 100/110 VDC
MY4ZIN1 12VDC (S) | 6610 | 144684 | Relay, plug-in, 4PDT (bifurcated), reverse coil polarity, 3 A, mech. + LED indicator, test button, 12 VDC
MY4ZIN1 24VDC (S) | 6875 | 114001 | Relay, plug-in, 4PDT (bifurcated), reverse coil polarity, 3 A, mech. + LED indicator, test button, 24 VDC
MY4ZIN1 48VDC (S) | 6745 | 114002 | Relay, plug-in, 4PDT (bifurcated), reverse coil polarity, 3 A, mech. + LED indicator, test button, 48 VDC
MY4ZIN1 6VDC (S) | 6610 | 114000 | Relay, plug-in, 4PDT (bifurcated), reverse coil polarity, 3 A, mech. + LED indicator, test button, 6 VDC
MY4ZIN1-D2 100/110VDC (S) | 8420 | 113922 | Relay, plug-in, 4PDT (bifurcated), reverse coil polarity, 3 A, mech. + LED indicator, test button, diode, 100/110 VDC
MY4ZIN1-D2 12VDC (S) | 7970 | 148885 | Relay, plug-in, 4PDT (bifurcated), reverse coil polarity, 3 A, mech. + LED indicator, test button, diode, 12 VDC
MY4ZIN1-D2 24VDC (S) | 7970 | 105792 | Relay, plug-in, 4PDT (bifurcated), reverse coil polarity, 3 A, mech. + LED indicator, test button, diode, 24 VDC
MY4ZIN1-D2 48VDC (S) | 8060 | 155272 | Relay, plug-in, 4PDT (bifurcated), reverse coil polarity, 3 A, mech. + LED indicator, test button, diode, 48 VDC
MY4ZIN1-D2 6VDC (S) | 7970 | 113921 | Relay, plug-in, 4PDT (bifurcated), reverse coil polarity, 3 A, mech. + LED indicator, test button, diode, 6 VDC
MY4ZIN-CR 110/120VAC (S) | 9410 | 113925 | Relay, plug-in, 4PDT (bifurcated), 3 A, mech. + LED indicator, RC circuit, diode, 110/120 VAC
MY4ZIN-CR 220/240VAC (S) | 9755 | 144558 | Relay, plug-in, 14-pin, 4PDT, bifurcated contacs, 5 A, mech & LED indicators, coil suppressor, lockable push to test button, label facility, 220/240 VAC
MY4ZIN-D2 100/110VDC (S) | 8420 | 147902 | Relay, plug-in, 4PDT (bifurcated), 3 A, mech. + LED indicator, test button, diode, 100/110 VDC
MY4ZIN-D2 24VDC (S) | 7825 | 113919 | Relay, plug-in, 14-pin, 4PDT, bifurcated contacs, 5 A, mech & LED indicators, coil suppressor, lockable push to test button, label facility, 24 VDC
MY4ZIN-D2 48VDC (S) | 8060 | 113920 | Relay, plug-in, 4PDT (bifurcated), 3 A, mech. + LED indicator, test button, diode, 48 VDC
MY4ZIN-D2 6VDC (S) | 7970 | 113917 | Relay, plug-in, 4PDT (bifurcated), 3 A, mech. + LED indicator, test button, diode, 6 VDC
MY4ZN 100/110VDC (S) | 6510 | 113989 | Relay, plug-in, 4PDT (bifurcated), 3 A, mech. + LED indicator, 100/110 VDC
MY4ZN 110/120VAC (S) | 5980 | 113985 | Relay, plug-in, 14-pin, 4PDT, bifurcated contacts, 5 A, mech & LED indicators, label facility, 110/120 VAC
MY4ZN 12VAC (S) | 6025 | 113983 | Relay, plug-in, 4PDT (bifurcated), 3 A, mech. + LED indicator, 12 VAC
MY4ZN 12VDC (S) | 6025 | 157844 | Relay, plug-in, 14-pin, 4PDT, bifurcated contacts, 5 A, mech & LED indicators, label facility, 12 VDC
MY4ZN 220/240VAC (S) | 7265 | 113986 | Relay, plug-in, 4PDT (bifurcated), 3 A, mech. + LED indicator, 220/240 VAC
MY4ZN 24VAC (S) | 5360 | 155270 | Relay, plug-in, 4PDT (bifurcated), 3 A, mech. + LED indicator, 24 VAC
MY4ZN 24VDC (S) | 6875 | 113987 | Relay, plug-in, 14-pin, 4PDT, bifurcated contacts, 5 A, mech & LED indicators, label facility, 24 VDC
MY4ZN 48/50VAC (S) | 6025 | 113984 | Relay, plug-in, 4PDT (bifurcated), 3 A, mech. + LED indicator, 48/50 VAC
MY4ZN 48VDC (S) | 6140 | 113988 | Relay, plug-in, 4PDT (bifurcated), 3 A, mech. + LED indicator, 48 VDC
MY4ZN 6VAC (S) | 6025 | 151057 | Relay, plug-in, 4PDT (bifurcated), 3 A, mech. + LED indicator, 6 VAC
MY4ZN 6VDC (S) | 6025 | 157843 | Relay, plug-in, 4PDT (bifurcated), 3 A, mech. + LED indicator, 6 VDC
MY4ZN1 100/110VDC (S) | 6510 | 113991 | Relay, plug-in, 4PDT (bifurcated), reverse coil polarity, 3 A, mech. + LED indicator, 100/110 VDC
MY4ZN1 12VDC (S) | 6025 | 155271 | Relay, plug-in, 4PDT (bifurcated), reverse coil polarity, 3 A, mech. + LED indicator, 12 VDC
MY4ZN1 24VDC (S) | 6025 | 154454 | Relay, plug-in, 4PDT (bifurcated), reverse coil polarity, 3 A, mech. + LED indicator, 24 VDC
MY4ZN1 48VDC (S) | 6140 | 113990 | Relay, plug-in, 4PDT (bifurcated), reverse coil polarity, 3 A, mech. + LED indicator, 48 VDC
MY4ZN1 6VDC (S) | 6025 | 157845 | Relay, plug-in, 4PDT (bifurcated), reverse coil polarity, 3 A, mech. + LED indicator, 6 VDC
MY4ZN1-D2 100/110VDC (S) | 7825 | 113916 | Relay, plug-in, 4PDT (bifurcated), reverse coil polarity, 3 A, mech. + LED indicator, diode, 100/110 VDC
MY4ZN1-D2 12VDC (S) | 7390 | 114009 | Relay, plug-in, 4PDT (bifurcated), reverse coil polarity, 3 A, mech. + LED indicator, diode, 12 VDC
MY4ZN1-D2 24VDC (S) | 7390 | 113914 | Relay, plug-in, 4PDT (bifurcated), reverse coil polarity, 3 A, mech. + LED indicator, diode, 24 VDC
MY4ZN1-D2 48VDC (S) | 7465 | 113915 | Relay, plug-in, 4PDT (bifurcated), reverse coil polarity, 3 A, mech. + LED indicator, diode, 48 VDC
MY4ZN1-D2 6VDC (S) | 7390 | 114008 | Relay, plug-in, 4PDT (bifurcated), reverse coil polarity, 3 A, mech. + LED indicator, diode, 6 VDC
MY4ZN-CR 110/120VAC (S) | 8830 | 113923 | Relay, plug-in, 4PDT (bifurcated), 3 A, mech. + LED indicator, RC circuit, 110/120 VAC
MY4ZN-CR 220/240VAC (S) | 8275 | 113924 | Relay, plug-in, 4PDT (bifurcated), 3 A, mech. + LED indicator, RC circuit, 220/240 VAC
MY4ZN-D2 100/110VDC (S) | 7825 | 114007 | Relay, plug-in, 14-pin, 4PDT, bifurcated contacts, 5 A, mech & LED indicators, coil suppressor label facility, 100/110 VDC
MY4ZN-D2 12VDC (S) | 7390 | 114004 | Relay, plug-in, 4PDT (bifurcated), 3 A, mech. + LED indicator, diode, 12 VDC
MY4ZN-D2 24VDC (S) | 10190 | 114005 | Relay, plug-in, 14-pin, 4PDT, bifurcated contacts, 5 A, mech & LED indicators, coil suppressor label facility, 24 VDC
MY4ZN-D2 48VDC (S) | 7465 | 114006 | Relay, plug-in, 4PDT (bifurcated), 3 A, mech. + LED indicator, diode, 48 VDC
MY4ZN-D2 6VDC (S) | 7390 | 114003 | Relay, plug-in, 4PDT (bifurcated), 3 A, mech. + LED indicator, diode, 6 VDC
MYQ4 110/120VAC | 8425 | 114065 | Relay, plug-in, 14-pin, 4PDT, 1 A, plastic sealed model, 110/120 VAC
MYQ4 12VDC | 9815 | 114152
MYQ4 220/240VAC | 8735 | 114067 | Relay, plug-in, 14-pin, 4PDT, 1 A, plastic sealed model, 220/240 VAC
MYQ4 24VDC | 8425 | 114153 | Relay, plug-in, 14-pin, 4PDT, 1 A, plastic sealed model, 24 VDC
MYQ4N 110/120VAC | 10550 | 145766 | Relay, plug-in, 14-pin, 4PDT, 1 A, plastic sealed model, with indicator, 110/120 VAC
MYQ4N 220/240VAC | 10110 | 144681 | Relay
MYQ4N 24VAC | 10110 | 114071
MYQ4N 24VDC | 10110 | 151179 | Relay, plug-in, 14-pin, 4PDT, 1 A, plastic sealed model, with indicator, 24 VDC
MYQ4N 48VAC | 10160 | 114076
MYQ4N-D2 24VDC | 11790 | 114075
MYQ4Z 200/220VAC | 11740 | 114060
NA-12WATW01 | 32020 | 667320 | High Pressure waterproof attachment for NA5 12" HMI
NA-12WKBA04 | 43750 | 393040 | Protective cover sheets for NA5 12" HMI (contains 5 sheets)
NA-15WATW01 | 39230 | 667318 | High Pressure waterproof attachment for NA5 15" HMI
NA-15WKBA04 | 75900 | 393041 | Protective cover sheets for NA5 15" HMI (contains 5 sheets)
NA5-12W101B-V1 | 1314400 | 693975 | Touch screen HMI, 12.1 inch wide screen, TFT LCD, 24bit color, 1280x800 resolution, frame color : Black
NA5-12W101B-V1-EU | 2623900 | 707541 | Touch screen HMI, 12.1 inch wide screen, TFT LCD, 24bit color, 1280x800 resolution, frame color : Black (Limited Release)
NA5-12W101S-V1 | 1314400 | 693976 | Touch screen HMI, 12.1 inch wide screen, TFT LCD, 24bit color, 1280x800 resolution, frame color : Silver
NA5-12W101S-V1-EU | 2623900 | 707542 | Touch screen HMI, 12.1 inch wide screen, TFT LCD, 24bit color, 1280x800 resolution, frame color : Silver (Limited Release)
NA5-15W101B-V1 | 1783800 | 693973 | Touch screen HMI, 15.4 inch wide screen, TFT LCD, 24bit color, 1280x800 resolution, frame color : Black
NA5-15W101B-V1-EU | 3239900 | 707543 | Touch screen HMI, 15.4 inch wide screen, TFT LCD, 24bit color, 1280x800 resolution, frame color : Black (Limited Release)
NA5-15W101S-V1 | 1783800 | 693974 | Touch screen HMI, 15.4 inch wide screen, TFT LCD, 24bit color, 1280x800 resolution, frame color : Silver
NA5-15W101S-V1-EU | 3239900 | 707544 | Touch screen HMI, 15.4 inch wide screen, TFT LCD, 24bit color, 1280x800 resolution, frame color : Silver (Limited Release)
NA5-7W001B-V1 | 765000 | 693979 | Touch screen HMI, 7 inch wide screen, TFT LCD, 24bit color, 800x480 resolution, frame color : Black
NA5-7W001B-V1-EU | 2439000 | 707545 | Touch screen HMI, 7 inch wide screen, TFT LCD, 24bit color, 800x480 resolution, frame color : Black (Limited Release)
NA5-7W001S-V1 | 765000 | 693980 | Touch screen HMI, 7 inch wide screen, TFT LCD, 24bit color, 800x480 resolution, frame color : Silver
NA5-7W001S-V1-EU | 2439000 | 707546 | Touch screen HMI, 7 inch wide screen, TFT LCD, 24bit color, 800x480 resolution, frame color : Silver (Limited Release)
NA5-9W001B-V1 | 1106800 | 693977 | Touch screen HMI, 9 inch wide screen, TFT LCD, 24bit color, 800x480 resolution, frame color : Black
NA5-9W001B-V1-EU | 2574900 | 707547 | Touch screen HMI, 9 inch wide screen, TFT LCD, 24bit color, 800x480 resolution, frame color : Black. (Limited Release)
NA5-9W001S-V1 | 1106800 | 693978 | Touch screen HMI, 9 inch wide screen, TFT LCD, 24bit color, 800x480 resolution, frame color : Silver
NA5-9W001S-V1-EU | 2574900 | 707548 | Touch screen HMI, 9 inch wide screen, TFT LCD, 24bit color, 800x480 resolution, frame color : Silver. (Limited Release)
NA-7WATW01 | 27900 | 667319 | High Pressure waterproof attachment for NA5 7" HMI
NA-7WKBA04 | 29040 | 393038 | Protective cover sheets for NA5 7" HMI (contains 5 sheets)
NA-9WATW01 | 29940 | 667321 | High Pressure waterproof attachment for NA5 9" HMI
NA-9WKBA04 | 38860 | 393039 | Protective cover sheets for NA5 9" HMI (contains 5 sheets)
NA-RTLD01 | 746900 | 694867 | Soft-NA, for Windows 10 Pro 64 bit, 1 x USB Dongle License
NA-RTLD03 | 2007000 | 695308 | Soft-NA, for Windows 10 Pro 64 bit, 3 x USB Dongle License
NA-RTLD10 | 6542600 | 695307 | Soft-NA, for Windows 10 Pro 64 bit, 10 x USB Dongle License
NA-RTSM | 19980 | 694868 | Soft-NA installation DVD only, for Windows 10 Pro 64 bit (requires NART-LD** license)
NB10W-KBA04 | 17320 | 371955 | Accessory HMI, protective sheets for NB10W (5 sheets)
NB10W-TW01B | 540000 | 392035 | Touch screen HMI, 10.1 inch WVGA (800 x 480 pixel), TFT color, Ethernet + USB Host
NB3Q-KBA04 | 6305 | 371958 | Accessory HMI, protective sheets for NB3Q (5 sheets)
NB3Q-TW00B | 158400 | 392036 | Touch screen HMI, 3.5 inch QVGA (320 x 240 pixel), TFT color
NB3Q-TW01B | 187400 | 392037 | Touch screen HMI, 3.5 inch QVGA (320 x 240 pixel), TFT color, Ethernet + USB Host
NB5Q-ATT01 | 25660 | 364951 | Accessory HMI, mounting bracket for NT31/NT31C series to NB5Q series
NB5Q-KBA04 | 7710 | 364950 | Accessory HMI, protective sheets for NB5Q (5 sheets)
NB5Q-TW00B | 230800 | 392038 | Touch screen HMI, 5.6 inch QVGA (320 x 234 pixel), TFT color
NB5Q-TW01B | 265500 | 392039 | Touch screen HMI, 5.6 inch QVGA (320 x 234 pixel), TFT color, Ethernet + USB Host
NB7W-KBA04 | 11550 | 364953 | Protective sheets for NB7W (5 sheets)
NB7W-TW00B | 320600 | 392040 | Touch screen HMI, 7 inch WVGA (800 x 480 pixel), TFT color
NB7W-TW01B | 396800 | 392041 | Touch screen HMI, 7 inch WVGA (800 x 480 pixel), TFT color, Ethernet + USB Host
NB-ATT01 | 7710 | 364946 | Attachment brackets for NB terminals (10 pcs.)
NB-CN001 | 16690 | 364947 | NB power supply connectors (3 pcs.)
NB-RSEXT-2M | 24380 | 364948 | Accessory HMI, cable 2 m for NB to PLC via RS-422A/486
NB-RSEXT-2M-MX2-EE | 15380 | 379274
NE-001D | 11490 | 690239 | Upper Bracket for NE-24A and NE-M1
NE-002D | 7660 | 690238 | Wall Mount Bracket for NE-24A and NE-M1
NE0A-SCPU01 VER1.0 | 370500 | 256854 | Controller stand-alone, 12 x PNP inputs, 6 x PNP outputs, 2 x test outputs
NE1A-EDR01 | 335600 | 241369 | Network router Ethernet/IP and Devicenet
NE1A-SCPU01-EIP VER1.0 | 912600 | 313543 | Safety network controller, 16x PNP inputs, 8x PNP outputs, 4x test outputs, Ethernet
NE1A-SCPU01-V1 VER2.0 | 747400 | 231688 | Safety network controller, 16x PNP inputs, 8x PNP outputs, 4x test outputs
NE1A-SCPU02 VER2.0 | 1245700 | 231689 | Safety network controller, 40 x PNP inputs, 8x PNP outputs, 8x test outputs
NE1A-SCPU02-EIP VER1.0 | 1304700 | 313544 | Safety network controller, 40 x PNP inputs, 8x PNP outputs, 8x test outputs, IP
NE-24A-B | 25710 | 690228 | Signal Beacon NE-A Mono-Color Blue 24 VDC
NE-24A-C | 25710 | 690227 | Signal Beacon NE-A Mono-Color White 24 VDC
NE-24A-G | 25710 | 690229 | Signal Beacon NE-A Mono-Color Green 24 VDC
NE-24A-R | 22450 | 690231 | Signal Beacon NE-A Mono-Color Red 24 VDC
NE-24A-Y | 22450 | 690230 | Signal Beacon NE-A Mono-Color Yellow 24 VDC
NE-ILNB-M | 93000 | 690241 | Signal Beacon IO-Link Multi-color, M12 connector 5 pins, 24 VDC
NE-ILTB-M | 96400 | 690283 | Signal Beacon IO-Link Multi-color Touch sensor, M12 connector 5 pins, 24 VDC
NE-ILXB-M | 128100 | 690240 | Signal Beacon IO-Link Multi-color Digital/ Analog input, M12 connector 8 pins, 24 VDC
NE-M1ANB-M | 65100 | 690243 | Signal Beacon Multi-color Continuous/ Flashing 12-24 VDC IP65
NE-M1ANN-M | 50850 | 690244 | Signal Beacon Multi-color Continuous/ Flashing 12-24 VDC IP67
NE-M1ATB-M | 82150 | 690242 | Signal Beacon Multi-color Continuous/ Touch sensor 12-24 VDC IP65
NER-011660810G | 270200 | 682031 | Smart Series Ring, 60 mm, White, M12 Connector
NER-011660900G | 235100 | 703467 | Smart series ring, 70 mm, red, M12 connector
NFCB2-3 | 6780 | 355488
NFCB2-CC-3 | 9865 | 357974 | Cable to input external signals into CC-ST controller, length 3 m
NJ1 SQL STARTER KIT | 2041400 | 669042 | NJ1 SQL Controller Promotion Kit
NJ1 STARTER KIT | 2041400 | 656302 | Integrated Automation, Machine Controllers others, Promotional Item, NJ1 STARTER KIT
NJ101-1000 | 997400 | 413717 | Sysmac NJ1 CPU, 3MB memory, built-in EtherCAT (2 servo axes, in total 64 EtherCAT nodes) and EtherNet/IP
NJ101-1020 | 1443800 | 668370 | Sysmac NJ1 CPU with with Database Connectivity, 3MB memory, built-in EtherCAT (2 servo axes, in total 64 EtherCAT nodes) and EtherNet/IP
NJ101-9000 | 847700 | 413718 | Sysmac NJ1 CPU, 3MB memory, built-in EtherCAT (0 servo axes, in total 64 EtherCAT nodes) and EtherNet/IP
NJ101-9020 | 1289300 | 668371 | Sysmac NJ1 CPU with Database Connectivity, 3MB memory, built-in EtherCAT (0 servo axes, in total 64 EtherCAT nodes) and EtherNet/IP
NJ301-1100 | 1417200 | 363842 | Sysmac NJ3 CPU, 5 MB memory, built-in EtherCAT (4 servo axes, in total 192 EtherCAT nodes) and EtherNet/IP
NJ301-1200 | 1720600 | 363924 | Sysmac NJ3 CPU, 5 MB memory, built-in EtherCAT (8 servo axes, in total 192 EtherCAT nodes) and EtherNet/IP
NJ501-1300 | 2340500 | 355309 | Sysmac NJ5 CPU, 20 mB memory, built-in EtherCAT (16 servo axes, in total 192 EtherCAT nodes) and EtherNet/IP
NJ501-1320 | 2428800 | 375708 | Sysmac NJ5 CPU with Database Connectivity, 20MB memory, built-in EtherCAT (16 servo axes, in total 192 EtherCAT nodes) and EtherNet/IP
NJ501-1340 | 5549700 | 401630 | Sysmac NJ5 CPU with SECS/GEM communication, 20 MB memory, built-in EtherCAT (16 servo axes, in total 192 EtherCAT nodes) and EtherNet/IP
NJ501-1400 | 2577400 | 355310 | Sysmac NJ5 CPU, 20 mB memory, built-in EtherCAT (32 servo axes, in total 192 EtherCAT nodes) and EtherNet/IP
NJ501-1420 | 2631000 | 375709 | Sysmac NJ5 CPU with Database Connectivity, 20MB memory, built-in EtherCAT (32 servo axes, in total 192 EtherCAT nodes) and EtherNet/IP
NJ501-1500 | 2808200 | 355311 | Sysmac NJ5 CPU, 20 mB memory, built-in EtherCAT (64 servo axes, in total 192 EtherCAT nodes) and EtherNet/IP
NJ501-1520 | 3035800 | 375710 | Sysmac NJ5 CPU with Database Connectivity, 20MB memory, built-in EtherCAT (64 servo axes, in total 192 EtherCAT nodes) and EtherNet/IP
NJ501-4300 | 2428800 | 368567 | Sysmac NJ5 CPU with Robot kinematics (max 4 robots), 20MB memory, built-in EtherCAT (16 servo axes, in total 192 EtherCAT nodes) and EtherNet/IP
NJ501-4310 | 2226500 | 374968 | Sysmac NJ5 CPU with Robot kinematics (max 1 robot), 20 MB memory, built-in EtherCAT (16 servo axes, in total 192 EtherCAT nodes) and EtherNet/IP
NJ501-4320 | 2835700 | 392998 | Sysmac NJ5 CPU with Robot kinematics, 16 axes, SQL client
NJ501-4400 | 2631000 | 368568 | Sysmac NJ5 CPU with Robot kinematics, (max 8 robots), 20MB memory, built-in EtherCAT (32 servo axes, in total 192 EtherCAT nodes) and EtherNet/IP
NJ501-4500 | 3035800 | 368569 | Sysmac NJ5 CPU with Robot kinematics, (max 8 robots), 20MB memory, built-in EtherCAT (64 servo axes, in total 192 EtherCAT nodes) and EtherNet/IP
NJ501-5300 | 3932700 | 679768 | Sysmac NJ5 CNC CPU, 20MB memory, built-in EtherCAT (16 servo axes, in total 192 EtherCAT nodes) and EtherNet/IP
NJ501-5300-1 | 2815100 | 702310 | Sysmac NJ5 CNC CPU, 20MB memory, built-in EtherCAT (16 servo axes, in total 192 EtherCAT nodes) and EtherNet/IP. USB license not included.
NJ501-R300 | 3192500 | 695880 | Robotic Integrated Controller NJ5: 8 robots and 16 servo axes
NJ501-R320 | 3438100 | 699956 | Robotic Integrated Controller NJ5: 8 robots and 16 servo axes, SQL client
NJ501-R400 | 3683700 | 695879 | Robotic Integrated Controller NJ5: 8 robots and 32 servo axes
NJ501-R420 | 3929200 | 699957 | Robotic Integrated Controller NJ5: 8 robots and 32 servo axes, SQL client
NJ501-R500 | 4174700 | 695878 | Robotic Integrated Controller NJ5: 8 robots and 64 servo axes
NJ501-R520 | 4420300 | 699958 | Robotic Integrated Controller NJ5: 8 robots and 64 servo axes, SQL client
NJ-PA3001 | 166000 | 355312 | Sysmac NJ power supply unit, 100-240 VAC, 30 W, "RUN" output relay
NJ-PD3001 | 169700 | 355313 | Sysmac NJ power supply unit, 24 VDC, 30 W, "RUN" output relay
NL1-C 1M | 108700 | 113822
NL1-S 1M | 113300 | 113820
NL1-SC 1M | 152900 | 113823 | Touch limit switch, separate antenna model, coil spring type, 12VDC
NL2-C | 126200 | 113825 | Limit switch, coil spring type, 24 VDC, 1 m cable
NL2-P | 80550 | 142048 | Limit Switch, plunger type, 24 VDC
NL2-S | 83550 | 113824 | Limit Switch, touch, no antenna, 24 VDC
NL2-SC 1M | 166500 | 113826 | Limit switch, separate antenna model, coil spring type, 24 VDC, 1 m cable
NL2-SP | 105900 | 113827 | Limit Switch, seperate antenna model, plunger type, 24 VDC
NPS015S-MF1-3-0E1/R88M-K75030H | 281300 | 702776 | Wittenstein gearbox, model NPS015S-MF1, ratio 3, option code -0E1, for motor R88M-K75030(H/T)*
NQ-BAT01 | 5695 | 323749 | NQ replacement Battery
NRIT IP20 10K 8R | 198500 | 684631 | Braking resistor, 8 Ohm, 10 kW nominal
NRIT IP23 10K 32R | 206600 | 669372 | Braking resistor, 32 ohm, 6500W nominal
NRT-C | 6130 | 113802 | thumb wheel switch
NRT-CN | 6130 | 113799 | Thumb wheel switch
NRT-CP | 4440 | 142049 | thumb wheel switch
NS10-TV00B-V2 | 2185700 | 209581 | Touch screen HMI, 10.4 inch, TFT, 256 colors (32,768 colors for .BMP/.JPG), 640x480 pixels, 2 x RS-232C ports, 60MByte memory, 24 VDC, black case
NS10-TV00-V2 | 2185700 | 209580 | Touch screen HMI, 10.4 inch, TFT, 256 colors (32,768 colors for .BMP/.JPG), 640x480 pixels, 2 x RS-232C ports, 60MByte memory, 24 VDC, beige case
NS10-TV01B-V2 | 2420200 | 209583 | Touch screen HMI, 10.4 inch, TFT, 256 colors (32,768 colors for .BMP/.JPG), 640x480 pixels, 2 x RS-232C ports, Ethernet (10/100 Base-T), 24 VDC, 60MByte memory, 24 VDC, black case
NS10-TV01-V2 | 2420200 | 209582 | Touch screen HMI, 10.4 inch, TFT, 256 colors (32,768 colors for .BMP/.JPG), 640x480 pixels, 2 x RS-232C ports, Ethernet (10/100 Base-T), 24 VDC, 60MByte memory, 24 VDC, beige case
NS12-ATT01 | 43570 | 169549 | Adaptor to replace NT631 by NS10/12
NS12-ATT01B | 43570 | 169550 | Adaptor to replace NT631 by NS10/12
NS12-KBA04 | 41850 | 113736 | Anti-reflective sheets for NS10/12 HMI, pack of 5
NS12-KBA05 | 90850 | 113737 | Protective covers (anti-reflective coating) for NS10/12 HMI, pack of 5
NS12-TS00B-V2 | 2642600 | 204266 | Touch screen HMI, 12.1 inch, TFT, 256 colors (32,768 colors for .BMP/.JPG), 800x600 pixels, 2 x RS-232C ports, 60MByte memory, 24 VDC, black case
NS12-TS00-V2 | 2642600 | 204265 | Touch screen HMI, 12.1 inch, TFT, 256 colors (32,768 colors for .BMP/.JPG), 800x600 pixels, 2 x RS-232C ports, 60MByte memory, 24 VDC, beige case
NS12-TS01B-V2 | 2869200 | 204268 | Touch screen HMI, 12.1 inch, TFT, 256 colors (32,768 colors for .BMP/.JPG), 800x600 pixels, 2 x RS-232C ports, Ethernet (10/100 Base-T), 24 VDC, 60MByte memory, 24 VDC, black case
NS12-TS01-V2 | 2869200 | 204267 | Touch screen HMI, 12.1 inch, TFT, 256 colors (32,768 colors for .BMP/.JPG), 800x600 pixels, 2 x RS-232C ports, Ethernet (10/100 Base-T), 24 VDC, 60MByte memory, 24 VDC, beige case
NS15-TX01B-V2 | 3378200 | 304977 | Touch screen HMI, 15 inch XGA, TFT, 256 colors, 1024x768 pixels, 1 x RS-232C & 1 x RS422 ports, Ethernet (10/100 Base-T), 60MByte memory, 24 VDC, black case
NS5-SQ10B-V2 | 911600 | 250153 | Touch screen HMI, 5.7 inch, TFT, 256 colors (32,768 colors for .BMP/.JPG), 320x240 pixels, 2 x RS-232C ports, 60MByte memory, 24 VDC, black case
NS5-SQ10-V2 | 911600 | 250152 | Touch screen HMI, 5.7 inch, TFT, 256 colors (32,768 colors for .BMP/.JPG), 320x240 pixels, 2 x RS-232C ports, 60MByte memory, 24 VDC, beige case
NS5-SQ11B-V2 | 1037800 | 250155 | Touch screen HMI, 5.7 inch, TFT, 256 colors (32,768 colors for .BMP/.JPG), 320x240 pixels, 2 x RS-232C ports, Ethernet (10/100 Base-T), 24 VDC, 60MByte memory, 24 VDC, black case
NS5-SQ11-V2 | 1037800 | 250154 | Touch screen HMI, 5.7 inch, TFT, 256 colors (32,768 colors for .BMP/.JPG), 320x240 pixels, 2 x RS-232C ports, Ethernet (10/100 Base-T), 24 VDC, 60MByte memory, 24 VDC, beige case
NS5-TQ10B-V2 | 1255400 | 250157 | Touch screen HMI, 5.7 inch, high-brightness TFT, 256 colors (32,768 colors for .BMP/.JPG), 320x240 pixels, 2 x RS-232C ports, 60MByte memory, 24 VDC, black case
NS5-TQ10-V2 | 1255400 | 250156 | Touch screen HMI, 5.7 inch, high-brightness TFT, 256 colors (32,768 colors for .BMP/.JPG), 320x240 pixels, 2 x RS-232C ports, 60MByte memory, 24 VDC, beige case
NS5-TQ11B-V2 | 1358800 | 250159 | Touch screen HMI, 5.7 inch, high-brightness TFT, 256 colors (32,768 colors for .BMP/.JPG), 320x240 pixels, 2 x RS-232C ports, Ethernet (10/100 Base-T), 24 VDC, 60MByte memory, 24 VDC, black case
NS5-TQ11-V2 | 1358800 | 250158 | Touch screen HMI, 5.7 inch, high-brightness TFT, 256 colors (32,768 colors for .BMP/.JPG), 320x240 pixels, 2 x RS-232C ports, Ethernet (10/100 Base-T), 24 VDC, 60MByte memory, 24 VDC, beige case
NS7-KBA04 | 33670 | 144870 | Anti-reflective sheets for NS8 HMI (pack of 5)
NS7-KBA05 | 92700 | 147028 | Protective covers (anti-reflective coating) for NS8 HMI, pack of 5
NS8-ATT01 | 52800 | 229600 | Adapter plate to replace NT620S/NT620C/NT600S by NS8, beige
NS8-TV00B-V2 | 1658900 | 209577 | Touch screen HMI, 8.4 inch, TFT, 256 colors (32,768 colors for .BMP/.JPG), 640x480 pixels, 2 x RS-232C ports, 60MByte memory, 24 VDC, black case
NS8-TV00-V2 | 1658900 | 209576 | Touch screen HMI, 8.4 inch, TFT, 256 colors (32,768 colors for .BMP/.JPG), 640x480 pixels, 2 x RS-232C ports, 60MByte memory, 24 VDC, beige case
NS8-TV01B-V2 | 1763900 | 209579 | Touch screen HMI, 8.4 inch, TFT, 256 colors (32,768 colors for .BMP/.JPG), 640x480 pixels, 2 x RS-232C ports, Ethernet (10/100 Base-T), 60MByte memory, 24 VDC, black case
NS8-TV01-V2 | 1811200 | 209578 | Touch screen HMI, 8.4 inch, TFT, 256 colors (32,768 colors for .BMP/.JPG), 640x480 pixels, 2 x RS-232C ports, Ethernet (10/100 Base-T), 60MByte memory, 24 VDC, beige case
NSH5-232CN-10M | 244100 | 233996 | Cable between NSH5 HMI and Link Box, 10 m
NSH5-232CN-3M | 163000 | 233995 | Cable between NSH5 HMI and Link Box, 3 m
NSH5-232UL-10M | 192800 | 226939 | NSH5 cable, 10 m (RS-232C communications, 24 VDC, function key + E-stop + enabling switch wires)
NSH5-232UL-3M | 146500 | 226940 | NSH5 cable, 3 m (RS-232C communications, 24 VDC, function key + E-stop + enabling switch wires)
NSH5-422CW-10M | 173000 | 213205 | NSH5 cable, 10 m (RS-422A communications, 24VDC, function key + E-stop + enabling switch wires), non UL-approved
NSH5-ATT01 | 27380 | 227743 | NSH5 mounting bracket with E-stop protective cover
NSH5-ATT02 | 19960 | 213204 | NSH5 wall mounting bracket
NSH5-SQG10B | 1312500 | 250161 | Handheld programmable terminal (HMI), 5.7 inch, STN, 256 colors (4,096 colors for .BMP/.JPG), 320x240 pixels, 60MByte memory, 24 VDC, requires NSH5 special cable, black case, (Gray Switch Stop)
NSH5-SQR10B | 1340800 | 250160 | Handheld programmable terminal (HMI / touch screen), 5.7 inch, STN, 256 colors (4,096 colors for .BMP/.JPG), 320x240 pixels, 60MByte memory, 24 VDC, requires NSH5 special cable, black case(Red Switch Emergency)
NSJ5-TQ11B-G5D | 3010000 | 328952 | Touch screen HMI controller, 5.7" TFT screen with 60MB application memory, 60K steps ladder program memory, 128K word data memory, 3 expansion racks max, 1 x USB port, 3 x RS232 ports, Ethernet port (10/100Base-T), DeviceNet master, black case
NS-NSDC1-V6 | 148100 | 175832 | NS-Designer programming software for NS-series HMIs, for Windows 95/98/NT/2000/Me/XP, single-user licence
NS-NSDC1-V6S | 83400 | 175833
NS-NSRCL1 | 589100 | 235310 | NS-Runtime software, for Windows XP, 1 x USB Dongle
NS-NSRCL10 | 4963900 | 238765 | NS Runtime 10 licences
NS-NSRCL3 | 1645300 | 235311 | NS-Runtime software, for Windows XP, 3 x USB Dongles
NT20-ATT01 | 101100 | 237325 | Attachment for NT20M replacement
NT20-KBA01 | 27770 | 238767 | NT20 anti-reflection sheets, 5pcs
NT20-KBA04 | 37020 | 238768 | NT20 chemical-resistant cover, 1pc
NT20S-ATT01 | 28520 | 113765 | Set of 4 universal mounting brackets for NT2S
NT30-KBA01 | 58700 | 156387 | Accessory HMI, chemical resistant silicon cover for NT31
NT30-KBA04 | 35120 | 157457 | Accessory HMI, anti-reflective sheets for NT31 and NS5, pack of 5
NT31C-KBA05 | 106900 | 180448 | Protective covers (anti-reflective coating) for NS5 HMI, pack of 5
NT31C-KBA05N | 106900 | 166592 | Protective covers (transparent) for NS5 HMI, pack of 5
NT610C-KBA04 | 48250 | 149680 | HMI protective cover
NT625-KBA01 | 49090 | 113692 | HMI protective cover
NT631C-KBA05 | 209800 | 113904 | HMI protective cover
NT631C-ST153-EV3 | 2697600 | 237001 | Touch screen HMI, 10.4 inch display, TFT LCD, 8 colours, 640 x 480 pixels, 2 x RS232 ports, 1 x RS422 port, printer port, 24 VDC, beige case
NT-MF261 | 214400 | 113645 | MEMORY MODULE NT31/631 2 BANK
NT-ZJCAT1-EV4 | 214700 | 113639 | NT programming software
NV3Q-ATT01 | 43000 | 350243 | Mounting brackets and screws for NV3Q (5 sets)
NV3Q-KBA04 | 51850 | 350242 | Display Protective Sheets for NV3Q (10 pcs)
NV3Q-MR21 | 259900 | 350237 | Touch screen HMI, 3.6" STN monochrome (320 x 240 pixel), 3-color LED backlighting (white/pink/red), RS-232C, 24VDC
NV3Q-MR41 | 253900 | 350238 | Touch screen HMI, 3.6" STN monochrome (320 x 240 pixel), 3-color LED backlighting (white/pink/red), RS-422A/485, 24VDC
NV3Q-RP001 | 24860 | 350241 | Waterproof gasket for NV3Q (10 pcs)
NV3Q-SW21 | 322000 | 350239 | Touch screen HMI, 3.6" STN color (320 x 240 pixel, 4,096 colors), white LED backlighting, RS-232C, 24VDC
NV3Q-SW41 | 322000 | 350240 | Touch screen HMI, 3.6" STN color (320 x 240 pixel, 4,096 colors), white LED backlighting, RS-422A/485, 24VDC
NV3W-ATT01 | 33140 | 334100 | Mounting brackets and screws for NV3W (5 sets)
NV3W-KBA04 | 51750 | 334099 | Display Protective Sheets for NV3W (10 pcs)
NV3W-MG20 | 167000 | 659080 | Touch screen HMI, 3.8 inch STN Mono LED: Green/Orange/Red, RS232C, 24VDC
NV3W-RP001 | 25900 | 334098 | Waterproof gasket for NV3W (10 pcs)
NV4W-ATT01 | 44480 | 334089 | Mounting brackets and screws for NV4W (5 sets)
NV4W-KBA04 | 56900 | 334087 | Display Protective Sheets for NV4W (10 pcs)
NV4W-MG21 | 321600 | 334083 | Touch screen HMI, 4.1 inch STN Mono LED: Green/Red, 232C, 24VDC
NV4W-MG41 | 335500 | 334084 | Touch screen HMI, 4.1 inch STN Mono LED: Green/Red, 422A/485, 24VDC
NV4W-MR21 | 321600 | 334085 | Touch screen HMI, 4.1 inch STN Mono LED: White/Red, 232C, 24VDC
NV4W-MR41 | 335500 | 334086 | Touch screen HMI, 4.1 inch STN Mono LED: White/Red, 422A/485, 24VDC
NV4W-RP001 | 44480 | 334088 | Waterproof gasket for NV4W (10 pcs)
NV-BAT01 | 13480 | 334090 | Battery for NV3Q
NV-CN001 | 44480 | 334101 | Spare parts: power supply/comm connector (5 pcs)
NV-TOL-3M | 67250 | 334097 | Programming cable for NV3W only
NX102-1000 | 1047200 | 682580 | Sysmac NX1 Modular CPU, 5MB program and 33.5MB data memory , built-in EtherCAT (2 servo axes, 4 PTP axes, total 64 EtherCAT nodes), 2 Ethernet ports (OPC-UA and EtherNet/IP)
NX102-1020 | 1361000 | 683383 | Sysmac NX1 Modular CPU with with Database Connectivity, 5MB program and 33.5MB data memory , built-in EtherCAT (2 servo axes, 4 PTP axes, total 64 EtherCAT nodes), 2 Ethernet ports (OPC-UA and EtherNet/IP)
NX102-1020-DH | 1618800 | 703207 | Sysmac NX1 Modular CPU with Time Series Data Collection, 5MB program and 33.5MB data memory , built-in EtherCAT (2 servo axes, 4 PTP axes, total 64 EtherCAT nodes), 2 Ethernet ports (OPC-UA and EtherNet/IP)
NX102-1100 | 1308900 | 682581 | Sysmac NX1 Modular CPU, 5MB program and 33.5MB data memory , built-in EtherCAT (4 servo axes, 4 PTP axes, total 64 EtherCAT nodes), 2 Ethernet ports (OPC-UA and EtherNet/IP)
NX102-1120 | 1622500 | 683381 | Sysmac NX1 Modular CPU with with Database Connectivity, 5MB program and 33.5MB data memory , built-in EtherCAT (4 servo axes, 4 PTP axes, total 64 EtherCAT nodes), 2 Ethernet ports (OPC-UA and EtherNet/IP)
NX102-1120-DH | 1929900 | 703208 | Sysmac NX1 Modular CPU with Time Series Data Collection, 5MB program and 33.5MB data memory , built-in EtherCAT (4 servo axes, 4 PTP axes, total 64 EtherCAT nodes), 2 Ethernet ports (OPC-UA and EtherNet/IP)
NX102-1200 | 1779500 | 682578 | Sysmac NX1 Modular CPU, 5MB program and 33.5MB data memory , built-in EtherCAT (8 servo axes, 4 PTP axes, total 64 EtherCAT nodes), 2 Ethernet ports (OPC-UA and EtherNet/IP)
NX102-1220 | 2093500 | 683384 | Sysmac NX1 Modular CPU with with Database Connectivity, 5MB program and 33.5MB data memory , built-in EtherCAT (8 servo axes, 4 PTP axes, total 64 EtherCAT nodes), 2 Ethernet ports (OPC-UA and EtherNet/IP)
NX102-1220-DH | 2490200 | 703209 | Sysmac NX1 Modular CPU with Time Series Data Collection, 5MB program and 33.5MB data memory , built-in EtherCAT (8 servo axes, 4 PTP axes, total 64 EtherCAT nodes), 2 Ethernet ports (OPC-UA and EtherNet/IP)
NX102-9000 | 785300 | 682579 | Sysmac NX1 Modular CPU, 5MB program and 33.5MB data memory , built-in EtherCAT (0 servo axes, 4 PTP axes, total 64 EtherCAT nodes), 2 Ethernet ports (OPC-UA and EtherNet/IP)
NX102-9020 | 1099300 | 683382 | Sysmac NX1 Modular CPU with with Database Connectivity, 5MB program and 33.5MB data memory , built-in EtherCAT (0 servo axes, 4 PTP axes, total 64 EtherCAT nodes), 2 Ethernet ports (OPC-UA and EtherNet/IP)
NX102-9020-DH | 1307600 | 703206 | Sysmac NX1 Modular CPU with Time Series Data Collection, 5MB program and 33.5MB data memory , built-in EtherCAT (0 servo axes, 4 PTP axes, total 64 EtherCAT nodes), 2 Ethernet ports (OPC-UA and EtherNet/IP)
NX1P2-1040DT | 480300 | 672500 | Sysmac NX1P CPU with 40 Digital Transistor I/O (NPN), 1.5 MB memory, EtherCAT (2 servo axes, 4 PTP axes, 16 EtherCAT nodes), EtherNet/IP and 2 serial option ports
NX1P2-1040DT1 | 480300 | 672504 | Sysmac NX1P CPU with 40 Digital Transistor I/O (PNP), 1.5 MB memory, EtherCAT (2 servo axes, 4 PTP axes, 16 EtherCAT nodes), EtherNet/IP and 2 serial option ports
NX1P2-1140DT | 695900 | 672510 | Sysmac NX1P CPU with 40 Digital Transistor I/O (NPN), 1.5 MB memory, EtherCAT (4 servo axes, 4 PTP axes, 16 EtherCAT nodes), EtherNet/IP and 2 serial option ports
NX1P2-1140DT1 | 695900 | 672501 | Sysmac NX1P CPU with 40 Digital Transistor I/O (PNP), 1.5 MB memory, EtherCAT (4 servo axes, 4 PTP axes, 16 EtherCAT nodes), EtherNet/IP and 2 serial option ports
NX1P2-9024DT | 326600 | 672509 | Sysmac NX1P CPU with 24 Digital Transistor I/O (NPN), 1.5 MB memory, EtherCAT (0 servo axes, 4 PTP axes, 16 EtherCAT nodes), EtherNet/IP and 1 serial option port
NX1P2-9024DT1 | 326600 | 672498 | Sysmac NX1P CPU with 24 Digital Transistor I/O (PNP), 1.5 MB memory, EtherCAT (0 servo axes, 4 PTP axes, 16 EtherCAT nodes), EtherNet/IP and 1 serial option port
NX1P2-9B24DT | 281100 | 689915 | Sysmac NX1P CPU with 24 Digital Transistor I/O (NPN), 1 MB memory, EtherCAT (0 servo axes, 2 PTP axes, 8 EtherCAT nodes), EtherNet/IP and 1 serial option port
NX1P2-9B24DT1 | 281100 | 689914 | Sysmac NX1P CPU with 24 Digital Transistor I/O (PNP), 1 MB memory, EtherCAT (0 servo axes, 2 PTP axes, 8 EtherCAT nodes), EtherNet/IP and 1 serial option port
NX1P2-9B40DT | 355700 | 689913 | Sysmac NX1P CPU with 40 Digital Transistor I/O (NPN), 1 MB memory, EtherCAT (0 servo axes, 2 PTP axes, 8 EtherCAT nodes), EtherNet/IP and 2 serial option port
NX1P2-9B40DT1 | 355700 | 689912 | Sysmac NX1P CPU with 40 Digital Transistor I/O (PNP), 1 MB memory, EtherCAT (0 servo axes, 2 PTP axes, 8 EtherCAT nodes), EtherNet/IP and 2 serial option port
NX1W-ADB21 | 52250 | 672499 | Sysmac NX1P Analog I/O screwless option board, 2 x analog inputs 0 to 10 V, resolution 1/4000 or 0 to 20 mA, resolution 1:2000
NX1W-CIF01 | 26160 | 672505 | Sysmac NX1P RS-232C screwless (15 m max.) serial communication option board
NX1W-CIF11 | 26160 | 672502 | Sysmac NX1P RS422/485 screwless (50 m max.) serial communication option board
NX1W-CIF12 | 52250 | 672503 | Sysmac NX1P RS422/485 screwless (isolated 500 m max.) serial communication option board
NX1W-DAB21V | 57550 | 672506 | Sysmac NX1P Analog I/O screwless option board, 2 x analog outputs 0 to 10 V, resolution 1:4000
NX1W-MAB221 | 110000 | 672507 | Sysmac NX1P Analog I/O screwless option board, 2 x analog inputs 0 to 10 V, resolution 1:4000 or 0 to 20 mA, resolution 1:2000, 2 x analog outputs 0 to 10 V, resolution 1:4000
NX701-1600 | 2750100 | 418668 | Sysmac NX7 CPU, 80MB memory, built-in EtherCAT (128 servo axes, in total 512 EtherCAT nodes) and 2 EtherNet/IP ports
NX701-1620 | 3579700 | 680732 | Sysmac NX7 CPU with Database Connectivity, 80MB memory, built-in EtherCAT (128 servo axes, in total 512 EtherCAT nodes) and 2 EtherNet/IP port
NX701-1620-DH | 4259800 | 703204 | Sysmac NX7 CPU with Time Series Data Collection, 80MB memory, built-in EtherCAT (128 servo axes, in total 512 EtherCAT nodes) and 2 EtherNet/IP port
NX701-1700 | 3045000 | 418669 | Sysmac NX7 CPU, 80MB memory, built-in EtherCAT (256 servo axes, in total 512 EtherCAT nodes) and 2 EtherNet/IP ports
NX701-1720 | 3358100 | 680733 | Sysmac NX7 CPU with Database Connectivity, 80MB memory, built-in EtherCAT (256 servo axes, in total 512 EtherCAT nodes) and 2 EtherNet/IP ports
NX701-1720-DH | 3996000 | 703205 | Sysmac NX7 CPU with Time Series Data Collection, 80MB memory, built-in EtherCAT (256 servo axes, in total 512 EtherCAT nodes) and 2 EtherNet/IP ports
NX701-Z600 | 5169000 | 685577 | Sysmac NX7 AI Controller, 80MB memory, built-in EtherCAT (128 servo axes, in total 512 EtherCAT nodes) and 2 EtherNet/IP ports
NX701-Z700 | 5316700 | 685578 | Sysmac NX7 AI Controller, 80MB memory, built-in EtherCAT (256 servo axes, in total 512 EtherCAT nodes) and 2 EtherNet/IP ports
NX-AD2203 | 110700 | 686016 | 2 Analog Inputs, 4 to 20 mA single ended, resolution 1:8000, 250 µs/ch, screwless push-in connector, 12 mm wide
NX-AD2204 | 110700 | 375627 | 2 Analog Inputs, 4 to 20 mA differential, resolution 1:8000, 250 µs/ch, screwless push-in connector, 12 mm wide
NX-AD2208 | 142600 | 375628 | 2 Analog Inputs, 4 to 20 mA differential, resolution 1:30000, 10 µs/ch, screwless push-in connector, 12 mm wide
NX-AD2603 | 110700 | 686017 | 2 Analog Inputs, -10 to 10 V single ended, resolution 1:8000, 250 µs/ch, screwless push-in connector, 12 mm wide
NX-AD2604 | 110700 | 375618 | 2 Analog Inputs, -10 to 10 V differential, resolution 1:8000, 250 µs/ch, screwless push-in connector, 12 mm wide
NX-AD2608 | 142600 | 375619 | 2 Analog Inputs, -10 to 10 V differential, resolution 1:30000, 10 µs/ch, screwless push-in connector, 12 mm wide
NX-AD3203 | 126500 | 686018 | 4 Analog Inputs, 4 to 20 mA single ended, resolution 1:8000, 250 µs/ch, screwless push-in connector, 12 mm wide
NX-AD3204 | 126500 | 686019 | 4 Analog Inputs, 4 to 20 mA differential, resolution 1:8000, 250 µs/ch, screwless push-in connector, 12 mm wide
NX-AD3208 | 195400 | 375631 | 4 Analog Inputs, 4 to 20 mA differential, resolution 1:30000, 10 µs/ch, screwless push-in connector, 12 mm wide
NX-AD3603 | 126500 | 375620 | 4 Analog Inputs, -10 to 10 V single ended, resolution 1:8000, 250 µs/ch, screwless push-in connector, 12 mm wide
NX-AD3603 | 126500 | 708622 | 4 Analog Inputs, -10 to 10 V single ended, resolution 1:8000, 250 µs/ch, screwless push-in connector, 12 mm wide
NX-AD3604 | 126500 | 375621 | 4 Analog Inputs, -10 to 10 V differential, resolution 1:8000, 250 µs/ch, screwless push-in connector, 12 mm wide
NX-AD3608 | 195400 | 375622 | 4 Analog Inputs, -10 to 10 V differential, resolution 1:30000, 10 µs/ch, screwless push-in connector, 12 mm wide
NX-AD4203 | 174300 | 686020 | 8 Analog Inputs, 4 to 20 mA single ended, resolution 1:8000, 250 µs/ch, screwless push-in connector, 12 mm wide
NX-AD4204 | 174300 | 686021 | 8 Analog Inputs, 4 to 20 mA differential, resolution 1:8000, 250 µs/ch, screwless push-in connector, 12 mm wide
NX-AD4208 | 253000 | 375634 | 8 Analog Inputs, 4 to 20 mA differential, resolution 1:30000, 10 µs/ch, screwless push-in connector, 12 mm wide
NX-AD4603 | 174200 | 375623 | 8 Analog Inputs, -10 to +10 V single ended, resolution 1:8000, 250 µs/ch, screwless push-in connector, 12 mm wide
NX-AD4604 | 174200 | 375624 | 8 Analog Inputs, -10 to +10 V differential, resolution 1:8000, 250 µs/ch, screwless push-in connector, 12 mm wide
NX-AD4608 | 253000 | 375625 | 8 Analog Inputs, -10 to +10 V differential, resolution 1:30000, 10 µs/ch, screwless push-in connector, 12 mm wide
NX-AUX01 | 8475 | 375659 | NX-series accessory, DIN rail insulation spacers, set of 3 pcs
NX-AUX02 | 5295 | 375660 | Terminal block coding pins for 10x NX I/O units (terminal block: 30 pins, unit: 30 pins)
NX-CIF101 | 184600 | 656498 | Serial Communication Interface Unit, 1 x RS-232C, screwless push-in connector, 12 mm wide
NX-CIF105 | 184600 | 656497 | Serial Communication Interface Unit, 1 x RS-422/485C, screwless push-in connector, 12 mm wide
NX-CIF210 | 216100 | 656499 | Serial Communication Interface Unit, 2 x RS-232C, 9-pin D-sub, 30 mm wide
NX-CSG320 | 653600 | 684732 | Safety Gateway for CIP-Safety, SD-Card slot, iBus connection up to 10 A, Interface 1: Ethernet/IP port, Interface 2: CIP-Safety switching ports
NX-DA2203 | 121300 | 375639 | 2 Analog Outputs, 4 - 20 mA, resolution 1:8000, 250 µs/ch, screwless push-in connector, 12 mm wide
NX-DA2205 | 153000 | 375640 | 2 Analog Outputs, 4 - 20 mA, resolution 1:30000, 10 µs/ch, screwless push-in connector, 12 mm wide
NX-DA2603 | 121400 | 686022 | 2 Analog Outputs, -10 to 10 V, resolution 1:8000, 250 µs/ch, screwless push-in connector, 12 mm wide
NX-DA2605 | 153000 | 375636 | 2 Analog Outputs, -10 to 10 V, resolution 1:30000, 10 µs/ch, screwless push-in connector, 12 mm wide
NX-DA3203 | 139400 | 686023 | 4 Analog Outputs, 4 - 20 mA, resolution 1:8000, 250 µs/ch, screwless push-in connector, 12 mm wide
NX-DA3205 | 205700 | 375642 | 4 Analog Outputs, 4 - 20 mA, resolution 1:30000, 10 µs/ch, screwless push-in connector, 12 mm wide
NX-DA3603 | 139400 | 686024 | 4 Analog Outputs, -10 to 10 V, resolution 1:8000, 250 µs/ch, screwless push-in connector, 12 mm wide
NX-DA3605 | 205700 | 375638 | 4 Analog Outputs, -10 to 10 V, resolution 1:30000, 10 µs/ch, screwless push-in connector, 12 mm wide
NX-EC0112 | 123300 | 393633 | 1 x Incremental Encoder NPN Input, Phases A and B: Single-phase 500 kHz (phase difference pulse Input x4: 125 kHz), Phase Z: 125 kHz, screwless push-in connector, 12 mm wide
NX-EC0122 | 123300 | 375645 | 1 x Incremental Encoder PNP Input, Phases A and B: Single-phase 500 kHz (phase difference pulse Input x4: 125 kHz), Phase Z: 125 kHz, screwless push-in connector, 12 mm wide
NX-EC0132 | 191700 | 393635 | 1 x Incremental Encoder Line driver Input, Phases A and B: Single-phase 4 MHz (phase difference pulse Input x4: 1 MHz), Phase Z: 1 MHz, NPN, screwless push-in connectors, 24 mm wide
NX-EC0142 | 191700 | 375647 | 1 x Incremental Encoder Line driver Input, phases A and B: single-phase 4 MHz (phase difference pulse Input x4: 1 MHz), Phase Z: 1 MHz, PNP, screwless push-in connectors, 24 mm wide
NX-EC0142 | 191700 | 708621 | 1 x Incremental Encoder Line driver Input, phases A and B: single-phase 4 MHz (phase difference pulse Input x4: 1 MHz), Phase Z: 1 MHz, PNP, screwless push-in connectors, 24 mm wide
NX-EC0212 | 137600 | 393634 | 2 x Incremental Encoder NPN Inputs, Phases A and B: Single-phase 500 kHz (phase difference pulse Input x4: 125 kHz), Phase Z: 125 kHz, screwless push-in connector, 12 mm wide
NX-EC0222 | 137600 | 375646 | 2 x Incremental Encoder PNP Inputs, Phases A and B: Single-phase 500 kHz (phase difference pulse Input x4: 125 kHz), Phase Z: 125 kHz, screwless push-in connector, 12 mm wide
NX-EC0222 | 137600 | 708620 | 2 x Incremental Encoder PNP Inputs, Phases A and B: Single-phase 500 kHz (phase difference pulse Input x4: 125 kHz), Phase Z: 125 kHz, screwless push-in connector, 12 mm wide
NX-ECC201 | 110200 | 375658 | NX-series EtherCAT Coupler, 2 ports, 250 µs cycle time, 63 I/O units, max I/O current 4 A, screwless push-in connector, delivered with end cover
NX-ECC201 | 110200 | 708619 | NX-series EtherCAT Coupler, 2 ports, 250 µs cycle time, 63 I/O units, max I/O current 4 A, screwless push-in connector, delivered with end cover
NX-ECC202 | 110200 | 380148 | NX-series EtherCAT Coupler, 2 ports, 250 µs cycle time, 63 I/O units, max I/O current 10 A, screwless push-in connector, delivered with end cover
NX-ECC202 | 110200 | 708618 | NX-series EtherCAT Coupler, 2 ports, 250 µs cycle time, 63 I/O units, max I/O current 10 A, screwless push-in connector, delivered with end cover
NX-ECC203 | 110200 | 419154 | NX-series EtherCAT Coupler, 2 ports, 125 µs cycle time, 63 I/O units, max I/O current 10 A, screwless push-in connector, delivered with end cover
NX-ECC203 | 110200 | 708617 | NX-series EtherCAT Coupler, 2 ports, 125 µs cycle time, 63 I/O units, max I/O current 10 A, screwless push-in connector, delivered with end cover
NX-ECT101 | 289500 | 708433 | NX-series EtherCAT® Slave Unit. High-speed data exchange based on EtherCAT.
NX-ECS112 | 174200 | 375648 | 1 x SSI encoder Input, EIA standard RS-422-A, 32 bits max data length, screwless push-in connector, 12 mm wide
NX-ECS212 | 205700 | 375649 | 2 x SSI encoder Inputs, EIA standard RS-422-A, 32 bits max data length, screwless push-in connector, 12mm wide
NX-EIC202 | 175900 | 399449 | NX-series EtherNet/IP Coupler, 2 ports, supports local safety, 63 I/O units, max I/O current 10 A, screwless push-in connector, delivered with end cover
NX-EIC202 | 175900 | 708616 | NX-series EtherNet/IP Coupler, 2 ports, supports local safety, 63 I/O units, max I/O current 10 A, screwless push-in connector, delivered with end cover
NX-END01 | 5295 | 375657 | Replacement end cover for NX I/O series
NX-END02 | 8110 | 680107 | Spare part - End plate for NX1P controller
NX-FAN01 | 261000 | 418670 | NX Fan Unit
NX-HAD402 | 410500 | 682695 | 4 High Speed Analog Inputs, -10 to 10 V, -5 to 5 V, 0 to 10 V, 0 to 5 V, 1 to 5V, 0 to 20 mA, 4 to 20 mA, differential, resolution 16 bit, 5 µs/ch, screwless push-in connector, 24 mm wide, PNP
NX-HB3101 | 183800 | 670521 | Heater Burnout Detection Unit, 4 CT inputs, 4 NPN Outputs, screwless push-in connector, 12 mm wide
NX-HB3201 | 183800 | 670522 | Heater Burnout Detection Unit, 4 CT inputs, 4 PNP Outputs, screwless push-in connector, 12 mm wide
NX-IA3117 | 35640 | 380132 | 4 Digital Inputs, 240 VAC, individually isolated, screwless push-in connector, 12 mm wide
NX-ID3317 | 24480 | 375601 | 4 Digital Inputs, Standard speed, NPN 24 VDC, screwless push-in connector, 12 mm wide
NX-ID3343 | 55000 | 375607 | 4 Digital Inputs, High speed, NPN 24 VDC, screwless push-in connector, 12 mm wide
NX-ID3344 | 96900 | 377554 | 4 Digital Inputs, High speed Timestamp, NPN 24 VDC, screwless push-in connector, 12 mm wide
NX-ID3417 | 24490 | 686025 | 4 Digital Inputs, Standard speed, PNP 24 VDC, screwless push-in connector, 12 mm wide
NX-ID3443 | 55000 | 375661 | 4 Digital Inputs, High speed, PNP 24 VDC, screwless push-in connector, 12 mm wide
NX-ID3444 | 96900 | 377555 | 4 Digital Inputs, High speed Timestamp, PNP 24 VDC, screwless push-in connector, 12 mm wide
NX-ID4342 | 37490 | 686026 | 8 Digital Inputs, Standard speed, NPN 24 VDC, screwless push-in connector, 12 mm wide
NX-ID4442 | 37490 | 686027 | 8 Digital Inputs, Standard speed, PNP 24 VDC, screwless push-in connector, 12 mm wide
NX-ID5142-1 | 65700 | 645477 | 16 Digital Inputs, Standard speed, NPN/PNP 24 VDC, screw connector, 30 mm wide
NX-ID5142-5 | 64450 | 393625 | 16 Digital Inputs, Standard speed, NPN/PNP 24 VDC, MIL20 connector (not included), 30 mm wide
NX-ID5342 | 64450 | 686028 | 16 Digital Inputs, Standard speed, NPN 24 VDC, screwless push-in connector, 12 mm wide
NX-ID5442 | 64450 | 686029 | 16 Digital Inputs, Standard speed, PNP 24 VDC, screwless push-in connector, 12 mm wide
NX-ID6142-5 | 109900 | 393626 | 32 Digital Inputs, Standard speed, NPN/PNP 24 VDC, MIL40 connector (not included), 30 mm wide
NX-ID6142-5 | 109900 | 708615 | 32 Digital Inputs, Standard speed, NPN/PNP 24 VDC, MIL40 connector (not included), 30 mm wide
NX-ID6142-6 | 112100 | 646854 | 32 Digital Inputs, Standard speed, NPN/PNP 24 VDC, FCN40 connector (not included), 30 mm wide
NX-ID6142-6 | 112100 | 708614 | 32 Digital Inputs, Standard speed, NPN/PNP 24 VDC, FCN40 connector (not included), 30 mm wide
NX-ILM400 | 126200 | 671127 | NX series IO-Link master IP20, 4 channels
NX-MD6121-5 | 113800 | 393631 | 16 Digital Inputs + 16 Digital NPN Outputs, Standard speed, 24 VDC, 2 x MIL20 connectors (not included), 30 mm wide
NX-MD6121-6 | 116500 | 646462 | 16 Digital Inputs + 16 Digital NPN Outputs, Standard speed, 24 VDC, 2 x FCN24 connectors (not included), 30 mm wide
NX-MD6256-5 | 113800 | 393632 | 16 Digital Inputs + 16 Digital PNP Outputs, Standard speed, 24 VDC, 2 x MIL20 connectors (not included), 30 mm wide
NX-OC2633 | 32610 | 686030 | 2 Digital Outputs, Normally-open Relays, 2 A, 250 VAC, screwless push-in connector, 12 mm wide
NX-OC2733 | 32610 | 686031 | 2 Digital Outputs, NO+NC (SPDT) Relays, 2 A, 250 VAC, screwless push-in connector, 12 mm wide
NX-OC4633 | 84050 | 672508 | 8 Digital Outputs, normally-open relays, 2 A, 250 VAC, screwless push-in connector, 24 mm wide
NX-OC4633 | 84050 | 708613 | 8 Digital Outputs, normally-open relays, 2 A, 250 VAC, screwless push-in connector, 24 mm wide
NX-OD2154 | 71400 | 377556 | 2 Digital Outputs, High speed Timestamp, NPN 24 VDC, 0.5 A/point, 1 A/NX Unit, screwless push-in connector, 12 mm wide
NX-OD2258 | 71400 | 377557 | 2 Digital Outputs, High speed Timestamp, PNP 24 VDC, 0.5 A/point, 1 A/NX Unit, screwless push-in connector, 12 mm wide
NX-OD3121 | 29040 | 375608 | 4 Digital Outputs, Standard speed, NPN 24 VDC, 0.5 A/point, 2 A/NX Unit, screwless push-in connector, 12 mm wide
NX-OD3153 | 55000 | 375614 | 4 Digital Outputs, High speed, NPN 24 VDC, 0.5 A/point, 2 A/NX Unit, screwless push-in connector, 12 mm wide
NX-OD3256 | 29050 | 686032 | 4 Digital Outputs, Standard speed, PNP 24 VDC, 0.5 A/point, 2 A/NX Unit, screwless push-in connector, 12 mm wide
NX-OD3257 | 55000 | 375615 | 4 Digital Outputs, High speed, PNP 24 VDC, 0.5 A/point, 2 A/NX Unit, screwless push-in connector, 12 mm wide
NX-OD3268 | 41510 | 646461 | 4 Digital Outputs, Standard speed, PNP 24 VDC, 2 A/point, 8 A/NX unit, screwless push-in connector, 12 mm wide
NX-OD4121 | 42120 | 375610 | 8 Digital Outputs, Standard speed, NPN 24 VDC, 0.5 A/point, 4 A/NX Unit, screwless push-in connector, 12 mm wide
NX-OD4256 | 42120 | 686033 | 8 Digital Outputs, Standard speed, PNP 24 VDC, 0.5 A/point, 4 A/NX Unit, screwless push-in connector, 12 mm wide
NX-OD5121 | 69200 | 686034 | 16 Digital Outputs, Standard speed, NPN 24 VDC, 0.5 A/point, 4 A/NX Unit, screwless push-in connector, 12 mm wide
NX-OD5121-1 | 70450 | 645661 | 16 Digital Outputs, Standard speed, NPN 24 VDC, 0.5 A/point, 5 A/NX Unit, screw connector, 30 mm wide
NX-OD5121-5 | 69200 | 393627 | 16 Digital Outputs, Standard speed, NPN 24 VDC, 0.5 A/point, 4 A/NX Unit, MIL20 connector (not included), 30 mm wide
NX-OD5256 | 69200 | 686035 | 16 Digital Outputs, Standard speed, PNP 24 VDC, 0.5 A/point, 4 A/NX Unit, screwless push-in connector, 12 mm wide
NX-OD5256-1 | 70450 | 645603 | 16 Digital Outputs, Standard speed, PNP 24 VDC, 0.5 A/point, 5 A/NX Unit, screw connector, 30 mm wide
NX-OD5256-5 | 69200 | 393629 | 16 Digital Outputs, Standard speed, PNP 24 VDC, 0.5 A/point, 4 A/NX Unit, MIL20 connector (not included), 30 mm wide
NX-OD6121-5 | 117800 | 393628 | 32 Digital Outputs, Standard speed, NPN 24 VDC, 0.5 A/point, 4 A/NX Unit, MIL40 connector (not included), 30 mm wide
NX-OD6121-5 | 117800 | 708612 | 32 Digital Outputs, Standard speed, NPN 24 VDC, 0.5 A/point, 4 A/NX Unit, MIL40 connector (not included), 30 mm wide
NX-OD6121-6 | 119600 | 645602 | 32 Digital Outputs, Standard speed, NPN 24 VDC, 0.5 A/point, 4 A/NX Unit, FCN40 connector (not included), 30 mm wide
NX-OD6256-5 | 117800 | 393630 | 32 Digital Outputs, Standard speed, PNP 24 VDC, 0.5 A/point, 4 A/NX Unit, MIL40 connector (not included), 30 mm wide
NX-PA9001 | 549700 | 418671 | Sysmac NX power supply unit, 100 to 240 VAC, 90 W, "RUN" output relay
NX-PC0010 | 19790 | 686036 | NX I/O power connection unit, IOG, 5-24 V DC input, 16 terminals, screwless push-in connector, 12mm wide
NX-PC0020 | 19790 | 686037 | NX I/O power connection unit, IOV, 5-24 V DC input, 16 terminals, screwless push-in connector, 12mm wide
NX-PC0030 | 19790 | 686038 | NX I/O power connection unit, IOV+IOG, 5-24 V DC input, 8 + 8 terminals, screwless push-in connector, 12mm wide
NX-PD1000 | 42270 | 686039 | NX bus power supply unit, 24 V DC input, non-isolated, screwless push-in connector, 12 mm wide
NX-PD7001 | 459100 | 418672 | Sysmac NX power supply unit, 24 VDC, 70 W, "RUN" output relay
NX-PF0630 | 21350 | 686040 | NX I/O power feed unit, 5-24 V DC input, 8 terminals, 4A, screwless push-in connector, 12mm wide
NX-PF0730 | 21350 | 686041 | NX I/O power feed unit, 5-24 V DC input, 8 terminals, 10A, screwless push-in connector, 12mm wide
NX-PG0112 | 145500 | 393636 | 1 x Pulse Output, Forward/reverse direction pulses or Pulse + direction signal, NPN, screwless push-in connector, 12 mm wide
NX-PG0122 | 145500 | 375650 | 1 x Pulse Output, Forward/reverse direction pulses or Pulse + direction signal, PNP, screwless push-in connector, 12 mm wide
NX-PG0232-5 | 294200 | 670274 | 2 x Line Driver Pulse Output, NPN, 4 Mpps, 1 x MIL connector, 12 mm wide
NX-PG0242-5 | 294200 | 670276 | 2 x Line Driver Pulse Output, PNP, 4 Mpps, 1 x MIL connector, 12 mm wide
NX-PG0332-5 | 419900 | 670273 | 4 x Line Driver Pulse Output, NPN, 4 Mpps, 2 x MIL connectors, 24 mm wide
NX-PG0342-5 | 419900 | 670272 | 4 x Line Driver Pulse Output, PNP, 4 Mpps, 2 x MIL connectors, 24 mm wide
NX-PNC202 | 228300 | 701999 | NX-series PROFINET Coupler, 2 ports, 63 I/O units, max I/O current 10 A, screwless push-in connector, delivered with end cover
NXR-CD166C-IL2 | 170300 | 695389 | NXR Series IO-Hub IP67, 16 input/output, 8x M12 connectors
NXR-ID166C-IL2 | 137600 | 695388 | NXR Series IO-Hub IP67, 16 input, 8x M12 connectors
NXR-ILM08C-EIT | 284500 | 695390 | NXR Series IO-Link Master Unit IP67, 8 ports, EtherNet/IP
NX-RS1201 | 241700 | 670275 | 1 x Load Cell input, -5.0 to 5.0 mV/V, 24 bit, 125 µs, screwless push-in connector, 12 mm wide
NX-SID800 | 208800 | 701996 | 8 Digital Safety Inputs, PNP 24 VDC, screwless push-in connector, 12 mm wide
NX-SIH400 | 161300 | 702008 | 4 Digital Safety Inputs, PNP 24 VDC, high connectivity unit, screwless push-in connector, 12 mm wide
NX-SL3300 | 171900 | 393736 | Safety controller, 32 safety master connections, up to 256 safety I/O
NX-SL3300 | 171900 | 708739 | Safety controller, 32 safety master connections, up to 256 safety I/O
NX-SL3500 | 444000 | 393737 | Safety controller, 128 safety master connections, up to 1024 safety I/O, 2MB memory capacity
NX-SL3500 | 444000 | 708740 | Safety controller, 128 safety master connections, up to 1024 safety I/O, 2MB memory capacity
NX-SL5500 | 452600 | 684733 | Safety controller, CIP-S and EtherCAT, 128 safety master connections, up to 1024 safety I/O, 2 MB memory capacity, SD Backup/Restore supported
NX-SL5700 | 617100 | 684734 | Safety controller, CIP-S and EtherCAT, 254 safety master connections, up to 2032 safety I/O, 4 MB memory capacity, SD Backup/Restore supported
NX-SOD400 | 178900 | 701995 | 4 Digital Safety Outputs, PNP 24 VDC, 0.5 A/point, 2.0 A/NX Unit, screwless push-in connector, 12 mm wide
NX-SOH200 | 155100 | 701997 | 2 Digital Safety Outputs, PNP 24 VDC, 2.0 A/point, 4.0 A/NX Unit, screwless push-in connector, 12 mm wide
NX-TBA082 | 5090 | 380141 | Replacement screwless push-in connector with 8 wiring terminals (marked A+B)
NX-TBA122 | 5090 | 380142 | Replacement screwless push-in connector with 12 wiring terminals (marked A+B)
NX-TBA162 | 5090 | 380143 | Replacement screwless push-in connector with 16 wiring terminals (marked A+B)
NX-TBB122 | 5090 | 380144 | Replacement screwless push-in connector with 12 wiring terminals (marked C+D)
NX-TBB162 | 5090 | 380145 | Replacement screwless push-in connector with 16 wiring terminals (marked C+D)
NX-TBC082 | 5090 | 380146 | Replacement screwless push-in connector with 8 wiring terminals (marked A+B+FG)
NX-TBC162 | 5090 | 380147 | Replacement screwless push-in connector with 16 wiring terminals (marked A+B+FG)
NX-TBX01 | 19380 | 375656 | NX FG shield connection unit, 16 terminals, screwless push-in connector, 12mm wide
NX-TC2405 | 208500 | 680545 | 2 loops, Thermocouple/Pt100 input, PNP 2 Digital Outputs 24 VDC, 21mA/point, Heat or Cool control, Heater burnout alarm, Push-in Plus terminals
NX-TC2406 | 190900 | 680937 | 2 loops, Thermocouple/Pt100 input, PNP 2 Digital Outputs 24 VDC, 21 mA/point, Heat or Cool control, Push-in Plus terminals
NX-TC2407 | 196300 | 680542 | 2 loops, Thermocouple/Pt100 input, PNP 4 Digital Outputs 24 VDC, 21mA/point, Heat and Cool control, Push-in Plus terminals
NX-TC2408 | 223300 | 680541 | 2 loops, Thermocouple/Pt100 input, 2 Analog Outputs, 4 - 20 mA, resolution 1:10000, Heat or Cool control, Push-in Plus terminals
NX-TC3405 | 265200 | 680543 | 4 loops, Thermocouple/Pt100 input, PNP 4 Digital Outputs 24 VDC, 21mA/point, Heat or Cool control, Heater burnout alarm, Push-in Plus terminals
NX-TC3406 | 238800 | 680544 | 4 loops, Thermocouple/Pt100 input, PNP 4 Digital Outputs 24 VDC, 21 mA/point, Heat or Cool control, Push-in Plus terminals
NX-TC3407 | 244000 | 680935 | 4 loops, Thermocouple/Pt100 input, PNP 8 Digital Outputs 24 VDC, 21 mA/point, Heat and Cool control, Push-in Plus terminals
NX-TC3408 | 286500 | 680936 | 4 loops, Thermocouple/Pt100 input, 4 Analog Outputs, 4 - 20 mA, resolution 1:10000, Heat or Cool control, Push-in Plus terminals
NX-TS2101 | 129500 | 377373 | 2 Thermocouple Inputs, type K, J, T, E, L, U, N, R, S, B, C(W/Re5-26), P(PLII), resolution 0.1°C, 250 ms/Unit, screwless push-in connector, 12 mm wide
NX-TS2102 | 209100 | 380149 | 2 Thermocouple Inputs, type K, J, T, E, L, U, N, R, S, B, C(W/Re5-26), P(PLII), resolution 0.01°C, 10 ms/Unit, screwless push-in connector, 12 mm wide
NX-TS2104 | 209100 | 380134 | 2 Thermocouple Inputs, type K, J, T, E, L, U, N, R, S, B, C(W/Re5-26), P(PLII), resolution 0.001°C, 60 ms/Unit, screwless push-in connector, 12 mm wide
NX-TS2201 | 129500 | 375643 | 2 Temperature Sensor Inputs, Pt100 (3-wire), Pt1000, resolution 0.1 °C, 250 ms/Unit, screwless push-in connector, 12 mm wide
NX-TS2202 | 209100 | 380136 | 2 Temperature Sensor Inputs, Pt100 (3-wire), resolution 0.01°C, 10 ms/Unit, screwless push-in connector, 12 mm wide
NX-TS2204 | 209100 | 380137 | 2 Temperature Sensor Inputs, Pt100 (3-wire), Pt1000 (3-wire) resolution 0.001°C, 60 ms/Unit, screwless push-in connector, 12 mm wide
NX-TS3101 | 165400 | 377374 | 4 Thermocouple Inputs, type K, J, T, E, L, U, N, R, S, B, C (W/Re5-26), P (PLII), resolution 0.1°C, 250 ms/Unit, screwless push-in connectors, 24 mm wide
NX-TS3101 | 165400 | 708970 | 4 Thermocouple Inputs, type K, J, T, E, L, U, N, R, S, B, C (W/Re5-26), P (PLII), resolution 0.1°C, 250 ms/Unit, screwless push-in connectors, 24 mm wide
NX-TS3102 | 264800 | 380135 | 4 Thermocouple Inputs, type K, J, T, E, L, U, N, R, S, B, C (W/Re5-26), P (PLII), resolution 0.01°C, 10 ms/Unit, screwless push-in connectors, 24 mm wide
NX-TS3104 | 264800 | 380150 | 4 Thermocouple Inputs, type K, J, T, E, L, U, N, R, S, B, C (W/Re5-26), P (PLII), resolution 0.001°C, 60 ms/Unit, screwless push-in connectors, 24 mm wide
NX-TS3201 | 165400 | 375644 | 4 Temperature Sensor Inputs, Pt100 (3-wire), Pt1000, resolution 0.1 °C, 250 ms/Unit, screwless push-in connectors, 24 mm wide
NX-TS3202 | 266100 | 380138 | 4 Temperature Sensor Inputs, Pt100 (3-wire), resolution 0.01°C, 10 ms/Unit, screwless push-in connectors, 24 mm wide
NX-TS3204 | 264800 | 380139 | 4 Temperature Sensor Inputs, Pt100 (3-wire), Pt1000 (3-wire) resolution 0.001°C, 60 ms/Unit, screwless push-in connectors, 24 mm wide
NX-V680C1 | 643600 | 685617 | NX series RFID communication unit, 1 antenna port
NX-V680C2 | 1039000 | 685616 | NX series RFID communication unit, 2 antenna ports
NY000-AB00 | 29410 | 686299 | Book mount bracket for following PC Models: NYB1E*, NYB17*, NYB27*, NYB25*, NYB1C*, NY51*
NY000-AB01 | 26760 | 686298 | Wall mount bracket for Box PC
NY000-AB02 | 30050 | 683575 | Book mount bracket for following PC Models: NYB2C-*1*, NYB35-*1*
NY000-AB05 | 26210 | 685517 | Book mount bracket for following PC Models: NYB45-*0*
NY000-AB06 | 185500 | 707206 | VESA bracket 12" for NYM and NYP single layer passive
NY000-AB07 | 206600 | 707216 | VESA Bracket 15" for NYM and NYP single layer passive
NY000-AB08 | 270900 | 707218 | VESA Bracket 19" for NYM and NYP single layer passive
NY000-AB09 | 205000 | 707220 | VESA Bracket 12" for NYP single layer active and dual layer passive
NY000-AB10 | 268400 | 707222 | VESA Bracket 15" for NYP single layer active and dual layer passive
NY000-AB11 | 270900 | 707224 | VESA Bracket 19" for NYP single layer active and dual layer passive
NY000-AB12 | 216900 | 707226 | VESA Handle, addition to all VESA Brackets
NY000-AC00 2M | 42860 | 686292 | DVI cable 2 m
NY000-AC00 5M | 58250 | 686291 | DVI cable 5 m
NY000-AF00 | 24110 | 686297 | Spare part fan kit
NY000-AH00 | 80400 | 686296 | 320 GB HDD
NY000-AH01 | 118000 | 686289 | 500 GB HDD
NY000-AH02 | 118000 | 690445 | 1 TB HDD
NY000-AK00 | 16080 | 686290 | Spare part accessory kit (connectors, drive bracket, screws, etc)
NY000-AK01 | 27280 | 702628 | Power supply connectors (10 pcs) for NY-series Industrial Box PC and Industrial Panel PC
NY000-AS00 | 422100 | 686295 | 32 GB SSD (SLC)
NY000-AS01 | 747900 | 686294 | 64 GB SSD (SLC)
NY000-AS04 | 153700 | 686288 | 128 GB SSD (MLC)
NY000-AS05 | 458400 | 684797 | SSD MLC, Capacity: 500 GB
NY000-AS07 | 326900 | 699913 | 1 TB SSD (3DTLC)
NY000-AS08 | 226400 | 699914 | 256 SSD (MLC)
NY000-AT00 | 93200 | 684492 | CFast MLC, Capacity: 64 GB
NY000-AT02 | 316200 | 684490 | CFast MLC, Capacity: 256 GB
NY512-1300-0XX44360X | 2851700 | 701580 | Machine Controller for 16 axes, Industrial Box PC with Intel® Core™ i5-7440EQ, 8 GB RAM (non ECC), 128 GB CFast MLC, Windows 10 IoT Enterprise 2019 LTSC - 64 bit
NY512-1300-0XX44366X | 3031600 | 701574 | Machine Controller for 16 axes, Industrial Box PC with Intel® Core™ i5-7440EQ, 8 GB RAM (non ECC), 128 GB CFast MLC, Windows 10 IoT Enterprise 2019 LTSC - 64 bit, NYML Port
NY512-1300-0XX44370X | 3049300 | 701568 | Machine Controller for 16 axes, Industrial Box PC with Intel® Core™ i5-7440EQ, 8 GB RAM (non ECC), 256 GB CFast MLC, Windows 10 IoT Enterprise 2019 LTSC - 64 bit
NY512-1300-0XX44376X | 3229100 | 701562 | Machine Controller for 16 axes, Industrial Box PC with Intel® Core™ i5-7440EQ, 8 GB RAM (non ECC), 256 GB CFast MLC, Windows 10 IoT Enterprise 2019 LTSC - 64 bit, NYML Port
NY512-1300-0XX44560X | 3131100 | 701577 | Machine Controller for 16 axes, Industrial Box PC with Intel® Core™ i5-7440EQ, 32 GB RAM (Non-ECC), 128 GB CFast MLC, Windows 10 IoT Enterprise 2019 LTSC - 64 bit
NY512-1300-0XX44566X | 3310900 | 701571 | Machine Controller for 16 axes, Industrial Box PC with Intel® Core™ i5-7440EQ, 32 GB RAM (Non-ECC), 128 GB CFast MLC, Windows 10 IoT Enterprise 2019 LTSC - 64 bit, NYML Port
NY512-1300-0XX44570X | 3328800 | 701565 | Machine Controller for 16 axes, Industrial Box PC with Intel® Core™ i5-7440EQ, 32 GB RAM (Non-ECC), 256 GB CFast MLC, Windows 10 IoT Enterprise 2019 LTSC - 64 bit
NY512-1300-0XX44576X | 3508600 | 701559 | Machine Controller for 16 axes, Industrial Box PC with Intel® Core™ i5-7440EQ, 32 GB RAM (Non-ECC), 256 GB CFast MLC, Windows 10 IoT Enterprise 2019 LTSC - 64 bit, NYML Port
NY512-1300-1XX213K1X | 3194400 | 686350 | Machine Controller for 16 axes, Industrial Box PC with Intel® Core™ i7-4700EQ, 8 GB DRAM (non-ECC), 128 GB SSD-iMLC, WES 7 (64-bit), PCIe slot, RS-232
NY512-1300-1XX44391X | 3555400 | 701464 | Machine Controller for 16 axes, Industrial Box PC with Intel® Core™ i5-7440EQ, 8 GB RAM (non ECC), 64 GB SSD SLC, Windows 10 IoT Enterprise 2019 LTSC - 64 bit, RS-232C
NY512-1300-1XX44392X | 3696100 | 701628 | Machine Controller for 16 axes, Industrial Box PC with Intel® Core™ i5-7440EQ, 8 GB RAM (non ECC), 64 GB SSD SLC, Windows 10 IoT Enterprise 2019 LTSC - 64 bit, DVI-D
NY512-1300-1XX44396X | 3850900 | 701622 | Machine Controller for 16 axes, Industrial Box PC with Intel® Core™ i5-7440EQ, 8 GB RAM (non ECC), 64 GB SSD SLC, Windows 10 IoT Enterprise 2019 LTSC - 64 bit, NYML Port
NY512-1300-1XX443K1X | 3158400 | 701616 | Machine Controller for 16 axes, Industrial Box PC with Intel® Core™ i5-7440EQ, 8 GB RAM (non ECC), 128 GB SSD MLC, Windows 10 IoT Enterprise 2019 LTSC - 64 bit, RS-232C
NY512-1300-1XX443K2X | 3158400 | 701610 | Machine Controller for 16 axes, Industrial Box PC with Intel® Core™ i5-7440EQ, 8 GB RAM (non ECC), 128 GB SSD MLC, Windows 10 IoT Enterprise 2019 LTSC - 64 bit, DVI-D
NY512-1300-1XX443K6X | 3313600 | 701604 | Machine Controller for 16 axes, Industrial Box PC with Intel® Core™ i5-7440EQ, 8 GB RAM (non ECC), 128 GB SSD MLC, Windows 10 IoT Enterprise 2019 LTSC - 64 bit, NYML Port
NY512-1300-1XX443P1X | 3453300 | 701598 | Machine Controller for 16 axes, Industrial Box PC with Intel® Core™ i5-7440EQ, 8 GB RAM (non ECC), 1 TB SSD 3D TLC, Windows 10 IoT Enterprise 2019 LTSC - 64 bit, RS-232C
NY512-1300-1XX443P2X | 3453300 | 701592 | Machine Controller for 16 axes, Industrial Box PC with Intel® Core™ i5-7440EQ, 8 GB RAM (non ECC), 1 TB SSD 3D TLC, Windows 10 IoT Enterprise 2019 LTSC - 64 bit, DVI-D
NY512-1300-1XX443P6X | 3608000 | 701586 | Machine Controller for 16 axes, Industrial Box PC with Intel® Core™ i5-7440EQ, 8 GB RAM (non ECC), 1 TB SSD 3D TLC, Windows 10 IoT Enterprise 2019 LTSC - 64 bit, NYML Port
NY512-1300-1XX44591X | 3975500 | 701462 | Machine Controller for 16 axes, Industrial Box PC with Intel® Core™ i5-7440EQ, 32 GB RAM (Non-ECC), 64 GB SSD SLC, Windows 10 IoT Enterprise 2019 LTSC - 64 bit, RS-232C
NY512-1300-1XX44592X | 3975500 | 701625 | Machine Controller for 16 axes, Industrial Box PC with Intel® Core™ i5-7440EQ, 32 GB RAM (Non-ECC), 64 GB SSD SLC, Windows 10 IoT Enterprise 2019 LTSC - 64 bit, DVI-D
NY512-1300-1XX44596X | 4130200 | 701619 | Machine Controller for 16 axes, Industrial Box PC with Intel® Core™ i5-7440EQ, 32 GB RAM (Non-ECC), 64 GB SSD SLC, Windows 10 IoT Enterprise 2019 LTSC - 64 bit, NYML Port
NY512-1300-1XX445K1X | 3438000 | 701613 | Machine Controller for 16 axes, Industrial Box PC with Intel® Core™ i5-7440EQ, 32 GB RAM (Non-ECC), 128 GB SSD MLC, Windows 10 IoT Enterprise 2019 LTSC - 64 bit, RS-232C
NY512-1300-1XX445K2X | 3438000 | 701607 | Machine Controller for 16 axes, Industrial Box PC with Intel® Core™ i5-7440EQ, 32 GB RAM (Non-ECC), 128 GB SSD MLC, Windows 10 IoT Enterprise 2019 LTSC - 64 bit, DVI-D
NY512-1300-1XX445K6X | 3593100 | 701601 | Machine Controller for 16 axes, Industrial Box PC with Intel® Core™ i5-7440EQ, 32 GB RAM (Non-ECC), 128 GB SSD MLC, Windows 10 IoT Enterprise 2019 LTSC - 64 bit, NYML Port
NY512-1300-1XX445P1X | 3732900 | 701595 | Machine Controller for 16 axes, Industrial Box PC with Intel® Core™ i5-7440EQ, 32 GB RAM (Non-ECC), 1 TB SSD 3D TLC, Windows 10 IoT Enterprise 2019 LTSC - 64 bit, RS-232C
NY512-1300-1XX445P2X | 3732900 | 701589 | Machine Controller for 16 axes, Industrial Box PC with Intel® Core™ i5-7440EQ, 32 GB RAM (Non-ECC), 1 TB SSD 3D TLC, Windows 10 IoT Enterprise 2019 LTSC - 64 bit, DVI-D
NY512-1300-1XX445P6X | 3887600 | 701583 | Machine Controller for 16 axes, Industrial Box PC with Intel® Core™ i5-7440EQ, 32 GB RAM (Non-ECC), 1 TB SSD 3D TLC, Windows 10 IoT Enterprise 2019 LTSC - 64 bit, NYML Port
NY512-1400-0XX44360X | 3017600 | 701579 | Machine Controller for 32 axes, Industrial Box PC with Intel® Core™ i5-7440EQ, 8 GB RAM (non ECC), 128 GB CFast MLC, Windows 10 IoT Enterprise 2019 LTSC - 64 bit
NY512-1400-0XX44366X | 3208100 | 701573 | Machine Controller for 32 axes, Industrial Box PC with Intel® Core™ i5-7440EQ, 8 GB RAM (non ECC), 128 GB CFast MLC, Windows 10 IoT Enterprise 2019 LTSC - 64 bit, NYML Port
NY512-1400-0XX44370X | 3226700 | 701567 | Machine Controller for 32 axes, Industrial Box PC with Intel® Core™ i5-7440EQ, 8 GB RAM (non ECC), 256 GB CFast MLC, Windows 10 IoT Enterprise 2019 LTSC - 64 bit
NY512-1400-0XX44376X | 3417200 | 701561 | Machine Controller for 32 axes, Industrial Box PC with Intel® Core™ i5-7440EQ, 8 GB RAM (non ECC), 256 GB CFast MLC, Windows 10 IoT Enterprise 2019 LTSC - 64 bit, NYML Port
NY512-1400-0XX44560X | 3313100 | 701576 | Machine Controller for 32 axes, Industrial Box PC with Intel® Core™ i5-7440EQ, 32 GB RAM (Non-ECC), 128 GB CFast MLC, Windows 10 IoT Enterprise 2019 LTSC - 64 bit
NY512-1400-0XX44566X | 3503600 | 701570 | Machine Controller for 32 axes, Industrial Box PC with Intel® Core™ i5-7440EQ, 32 GB RAM (Non-ECC), 128 GB CFast MLC, Windows 10 IoT Enterprise 2019 LTSC - 64 bit, NYML Port
NY512-1400-0XX44570X | 3522800 | 701564 | Machine Controller for 32 axes, Industrial Box PC with Intel® Core™ i5-7440EQ, 32 GB RAM (Non-ECC), 256 GB CFast MLC, Windows 10 IoT Enterprise 2019 LTSC - 64 bit
NY512-1400-0XX44576X | 3712700 | 701558 | Machine Controller for 32 axes, Industrial Box PC with Intel® Core™ i5-7440EQ, 32 GB RAM (Non-ECC), 256 GB CFast MLC, Windows 10 IoT Enterprise 2019 LTSC - 64 bit, NYML Port
NY512-1400-1XX44391X | 3911300 | 701463 | Machine Controller for 32 axes, Industrial Box PC with Intel® Core™ i5-7440EQ, 8 GB RAM (non ECC), 64 GB SSD SLC, Windows 10 IoT Enterprise 2019 LTSC - 64 bit, RS-232C
NY512-1400-1XX44392X | 3910800 | 701627 | Machine Controller for 32 axes, Industrial Box PC with Intel® Core™ i5-7440EQ, 8 GB RAM (non ECC), 64 GB SSD SLC, Windows 10 IoT Enterprise 2019 LTSC - 64 bit, DVI-D
NY512-1400-1XX44396X | 4075100 | 701621 | Machine Controller for 32 axes, Industrial Box PC with Intel® Core™ i5-7440EQ, 8 GB RAM (non ECC), 64 GB SSD SLC, Windows 10 IoT Enterprise 2019 LTSC - 64 bit, NYML Port
NY512-1400-1XX443K1X | 3342300 | 701615 | Machine Controller for 32 axes, Industrial Box PC with Intel® Core™ i5-7440EQ, 8 GB RAM (non ECC), 128 GB SSD MLC, Windows 10 IoT Enterprise 2019 LTSC - 64 bit, RS-232C
NY512-1400-1XX443K2X | 3341700 | 701609 | Machine Controller for 32 axes, Industrial Box PC with Intel® Core™ i5-7440EQ, 8 GB RAM (non ECC), 128 GB SSD MLC, Windows 10 IoT Enterprise 2019 LTSC - 64 bit, DVI-D
NY512-1400-1XX443K6X | 3506200 | 701603 | Machine Controller for 32 axes, Industrial Box PC with Intel® Core™ i5-7440EQ, 8 GB RAM (non ECC), 128 GB SSD MLC, Windows 10 IoT Enterprise 2019 LTSC - 64 bit, NYML Port
NY512-1400-1XX443P1X | 3654400 | 701597 | Machine Controller for 32 axes, Industrial Box PC with Intel® Core™ i5-7440EQ, 8 GB RAM (non ECC), 1 TB SSD 3D TLC, Windows 10 IoT Enterprise 2019 LTSC - 64 bit, RS-232C
NY512-1400-1XX443P2X | 3653900 | 701591 | Machine Controller for 32 axes, Industrial Box PC with Intel® Core™ i5-7440EQ, 8 GB RAM (non ECC), 1 TB SSD 3D TLC, Windows 10 IoT Enterprise 2019 LTSC - 64 bit, DVI-D
NY512-1400-1XX443P6X | 3818200 | 701585 | Machine Controller for 32 axes, Industrial Box PC with Intel® Core™ i5-7440EQ, 8 GB RAM (non ECC), 1 TB SSD 3D TLC, Windows 10 IoT Enterprise 2019 LTSC - 64 bit, NYML Port
NY512-1400-1XX44591X | 4206700 | 701456 | Machine Controller for 32 axes, Industrial Box PC with Intel® Core™ i5-7440EQ, 32 GB RAM (Non-ECC), 64 GB SSD SLC, Windows 10 IoT Enterprise 2019 LTSC - 64 bit, RS-232C
NY512-1400-1XX44592X | 4206700 | 701624 | Machine Controller for 32 axes, Industrial Box PC with Intel® Core™ i5-7440EQ, 32 GB RAM (Non-ECC), 64 GB SSD SLC, Windows 10 IoT Enterprise 2019 LTSC - 64 bit, DVI-D
NY512-1400-1XX44596X | 4370600 | 701618 | Machine Controller for 32 axes, Industrial Box PC with Intel® Core™ i5-7440EQ, 32 GB RAM (Non-ECC), 64 GB SSD SLC, Windows 10 IoT Enterprise 2019 LTSC - 64 bit, NYML Port
NY512-1400-1XX445K1X | 3637900 | 701612 | Machine Controller for 32 axes, Industrial Box PC with Intel® Core™ i5-7440EQ, 32 GB RAM (Non-ECC), 128 GB SSD MLC, Windows 10 IoT Enterprise 2019 LTSC - 64 bit, RS-232C
NY512-1400-1XX445K2X | 3637900 | 701606 | Machine Controller for 32 axes, Industrial Box PC with Intel® Core™ i5-7440EQ, 32 GB RAM (Non-ECC), 128 GB SSD MLC, Windows 10 IoT Enterprise 2019 LTSC - 64 bit, DVI-D
NY512-1400-1XX445K6X | 3802100 | 701600 | Machine Controller for 32 axes, Industrial Box PC with Intel® Core™ i5-7440EQ, 32 GB RAM (Non-ECC), 128 GB SSD MLC, Windows 10 IoT Enterprise 2019 LTSC - 64 bit, NYML Port
NY512-1400-1XX445P1X | 3950000 | 701594 | Machine Controller for 32 axes, Industrial Box PC with Intel® Core™ i5-7440EQ, 32 GB RAM (Non-ECC), 1 TB SSD 3D TLC, Windows 10 IoT Enterprise 2019 LTSC - 64 bit, RS-232C
NY512-1400-1XX445P2X | 3950000 | 701588 | Machine Controller for 32 axes, Industrial Box PC with Intel® Core™ i5-7440EQ, 32 GB RAM (Non-ECC), 1 TB SSD 3D TLC, Windows 10 IoT Enterprise 2019 LTSC - 64 bit, DVI-D
NY512-1400-1XX445P6X | 4113900 | 701582 | Machine Controller for 32 axes, Industrial Box PC with Intel® Core™ i5-7440EQ, 32 GB RAM (Non-ECC), 1 TB SSD 3D TLC, Windows 10 IoT Enterprise 2019 LTSC - 64 bit, NYML Port
NY512-1500-0XX44360X | 3154300 | 701578 | Machine Controller for 64 axes, Industrial Box PC with Intel® Core™ i5-7440EQ, 8 GB RAM (non ECC), 128 GB CFast MLC, Windows 10 IoT Enterprise 2019 LTSC - 64 bit
NY512-1500-0XX44366X | 3353800 | 701572 | Machine Controller for 64 axes, Industrial Box PC with Intel® Core™ i5-7440EQ, 8 GB RAM (non ECC), 128 GB CFast MLC, Windows 10 IoT Enterprise 2019 LTSC - 64 bit, NYML Port
NY512-1500-0XX44370X | 3373400 | 701566 | Machine Controller for 64 axes, Industrial Box PC with Intel® Core™ i5-7440EQ, 8 GB RAM (non ECC), 256 GB CFast MLC, Windows 10 IoT Enterprise 2019 LTSC - 64 bit
NY512-1500-0XX44376X | 3572400 | 701560 | Machine Controller for 64 axes, Industrial Box PC with Intel® Core™ i5-7440EQ, 8 GB RAM (non ECC), 256 GB CFast MLC, Windows 10 IoT Enterprise 2019 LTSC - 64 bit, NYML Port
NY512-1500-0XX44560X | 3463900 | 701575 | Machine Controller for 64 axes, Industrial Box PC with Intel® Core™ i5-7440EQ, 32 GB RAM (Non-ECC), 128 GB CFast MLC, Windows 10 IoT Enterprise 2019 LTSC - 64 bit
NY512-1500-0XX44566X | 3663000 | 701569 | Machine Controller for 64 axes, Industrial Box PC with Intel® Core™ i5-7440EQ, 32 GB RAM (Non-ECC), 128 GB CFast MLC, Windows 10 IoT Enterprise 2019 LTSC - 64 bit, NYML Port
NY512-1500-0XX44570X | 3682500 | 701563 | Machine Controller for 64 axes, Industrial Box PC with Intel® Core™ i5-7440EQ, 32 GB RAM (Non-ECC), 256 GB CFast MLC, Windows 10 IoT Enterprise 2019 LTSC - 64 bit
NY512-1500-0XX44576X | 3881700 | 701557 | Machine Controller for 64 axes, Industrial Box PC with Intel® Core™ i5-7440EQ, 32 GB RAM (Non-ECC), 256 GB CFast MLC, Windows 10 IoT Enterprise 2019 LTSC - 64 bit, NYML Port
NY512-1500-1XX44391X | 4088600 | 701465 | Machine Controller for 64 axes, Industrial Box PC with Intel® Core™ i5-7440EQ, 8 GB RAM (non ECC), 64 GB SSD SLC, Windows 10 IoT Enterprise 2019 LTSC - 64 bit, RS-232C
NY512-1500-1XX44392X | 4088600 | 701626 | Machine Controller for 64 axes, Industrial Box PC with Intel® Core™ i5-7440EQ, 8 GB RAM (non ECC), 64 GB SSD SLC, Windows 10 IoT Enterprise 2019 LTSC - 64 bit, DVI-D
NY512-1500-1XX44396X | 4260000 | 701620 | Machine Controller for 64 axes, Industrial Box PC with Intel® Core™ i5-7440EQ, 8 GB RAM (non ECC), 64 GB SSD SLC, Windows 10 IoT Enterprise 2019 LTSC - 64 bit, NYML Port
NY512-1500-1XX443K1X | 3494000 | 701614 | Machine Controller for 64 axes, Industrial Box PC with Intel® Core™ i5-7440EQ, 8 GB RAM (non ECC), 128 GB SSD MLC, Windows 10 IoT Enterprise 2019 LTSC - 64 bit, RS-232C
NY512-1500-1XX443K2X | 3493600 | 701608 | Machine Controller for 64 axes, Industrial Box PC with Intel® Core™ i5-7440EQ, 8 GB RAM (non ECC), 128 GB SSD MLC, Windows 10 IoT Enterprise 2019 LTSC - 64 bit, DVI-D
NY512-1500-1XX443K6X | 3665400 | 701602 | Machine Controller for 64 axes, Industrial Box PC with Intel® Core™ i5-7440EQ, 8 GB RAM (non ECC), 128 GB SSD MLC, Windows 10 IoT Enterprise 2019 LTSC - 64 bit, NYML Port
NY512-1500-1XX443P1X | 3820300 | 701596 | Machine Controller for 64 axes, Industrial Box PC with Intel® Core™ i5-7440EQ, 8 GB RAM (non ECC), 1 TB SSD 3D TLC, Windows 10 IoT Enterprise 2019 LTSC - 64 bit, RS-232C
NY512-1500-1XX443P2X | 3820300 | 701590 | Machine Controller for 64 axes, Industrial Box PC with Intel® Core™ i5-7440EQ, 8 GB RAM (non ECC), 1 TB SSD 3D TLC, Windows 10 IoT Enterprise 2019 LTSC - 64 bit, DVI-D
NY512-1500-1XX443P6X | 3991700 | 701584 | Machine Controller for 64 axes, Industrial Box PC with Intel® Core™ i5-7440EQ, 8 GB RAM (non ECC), 1 TB SSD 3D TLC, Windows 10 IoT Enterprise 2019 LTSC - 64 bit, NYML Port
NY512-1500-1XX44591X | 4397700 | 701629 | Machine Controller for 64 axes, Industrial Box PC with Intel® Core™ i5-7440EQ, 32 GB RAM (Non-ECC), 64 GB SSD SLC, Windows 10 IoT Enterprise 2019 LTSC - 64 bit, RS-232C
NY512-1500-1XX44592X | 4397700 | 701623 | Machine Controller for 64 axes, Industrial Box PC with Intel® Core™ i5-7440EQ, 32 GB RAM (Non-ECC), 64 GB SSD SLC, Windows 10 IoT Enterprise 2019 LTSC - 64 bit, DVI-D
NY512-1500-1XX44596X | 4569700 | 701617 | Machine Controller for 64 axes, Industrial Box PC with Intel® Core™ i5-7440EQ, 32 GB RAM (Non-ECC), 64 GB SSD SLC, Windows 10 IoT Enterprise 2019 LTSC - 64 bit, NYML Port
NY512-1500-1XX445K1X | 3803100 | 701611 | Machine Controller for 64 axes, Industrial Box PC with Intel® Core™ i5-7440EQ, 32 GB RAM (Non-ECC), 128 GB SSD MLC, Windows 10 IoT Enterprise 2019 LTSC - 64 bit, RS-232C
NY512-1500-1XX445K2X | 3803100 | 701605 | Machine Controller for 64 axes, Industrial Box PC with Intel® Core™ i5-7440EQ, 32 GB RAM (Non-ECC), 128 GB SSD MLC, Windows 10 IoT Enterprise 2019 LTSC - 64 bit, DVI-D
NY512-1500-1XX445K6X | 3974600 | 701599 | Machine Controller for 64 axes, Industrial Box PC with Intel® Core™ i5-7440EQ, 32 GB RAM (Non-ECC), 128 GB SSD MLC, Windows 10 IoT Enterprise 2019 LTSC - 64 bit, NYML Port
NY512-1500-1XX445P1X | 4129400 | 701593 | Machine Controller for 64 axes, Industrial Box PC with Intel® Core™ i5-7440EQ, 32 GB RAM (Non-ECC), 1 TB SSD 3D TLC, Windows 10 IoT Enterprise 2019 LTSC - 64 bit, RS-232C
NY512-1500-1XX445P2X | 4129400 | 701587 | Machine Controller for 64 axes, Industrial Box PC with Intel® Core™ i5-7440EQ, 32 GB RAM (Non-ECC), 1 TB SSD 3D TLC, Windows 10 IoT Enterprise 2019 LTSC - 64 bit, DVI-D
NY512-1500-1XX445P6X | 4300800 | 701581 | Machine Controller for 64 axes, Industrial Box PC with Intel® Core™ i5-7440EQ, 32 GB RAM (Non-ECC), 1 TB SSD 3D TLC, Windows 10 IoT Enterprise 2019 LTSC - 64 bit, NYML Port
NY512-Z300-1XX445T1X | 5948900 | 703559 | AI Machine Controller for 16 axes, Industrial Box PC with Intel® Core™ i5-7440EQ, 32 GB RAM (non-ECC), 128 GBx2 SSD-iMLC/pSLC, Windows 10 IoT Enterprise 2019 LTSC - 64 bit, PCIe slot, RS-232
NY512-Z300-1XX445T2X | 5948900 | 703562 | AI Machine Controller for 16 axes, Industrial Box PC with Intel® Core™ i5-7440EQ, 32 GB RAM (non-ECC), 128 GBx2 SSD-iMLC/pSLC, Windows 10 IoT Enterprise 2019 LTSC - 64 bit, PCIe slot, extra DVI-D
NY512-Z400-1XX445T1X | 6152300 | 703560 | AI Machine Controller for 32 axes, Industrial Box PC with Intel® Core™ i5-7440EQ, 32 GB RAM (non-ECC), 128 GBx2 SSD-iMLC/pSLC, Windows 10 IoT Enterprise 2019 LTSC - 64 bit, PCIe slot, RS-233
NY512-Z400-1XX445T2X | 6152300 | 703563 | AI Machine Controller for 32 axes, Industrial Box PC with Intel® Core™ i5-7440EQ, 32 GB RAM (non-ECC), 128 GBx2 SSD-iMLC/pSLC, Windows 10 IoT Enterprise 2019 LTSC - 64 bit, PCIe slot, extra DVI-D
NY512-Z500-1XX445T1X | 6457300 | 703561 | AI Machine Controller for 64 axes, Industrial Box PC with Intel® Core™ i5-7440EQ, 32 GB RAM (non-ECC), 128 GBx2 SSD-iMLC/pSLC, Windows 10 IoT Enterprise 2019 LTSC - 64 bit, PCIe slot, RS-234
NY512-Z500-1XX445T2X | 6457300 | 703564 | AI Machine Controller for 64 axes, Industrial Box PC with Intel® Core™ i5-7440EQ, 32 GB RAM (non-ECC), 128 GBx2 SSD-iMLC/pSLC, Windows 10 IoT Enterprise 2019 LTSC - 64 bit, PCIe slot, extra DVI-D
NY532-1300-011443600 | 3898900 | 701556 | Machine Controller for 16 axes, Industrial Panel PC with Intel® Core™ i5-7440EQ, 8 GB RAM (non ECC), 128 GB CFast MLC, Windows 10 IoT Enterprise 2019 LTSC - 64 bit, 12.1" display with capacitive touchscreen
NY532-1300-011443660 | 4076400 | 701550 | Machine Controller for 16 axes, Industrial Panel PC with Intel® Core™ i5-7440EQ, 8 GB RAM (non ECC), 128 GB CFast MLC, Windows 10 IoT Enterprise 2019 LTSC - 64 bit, NYML Port, 12.1" display with capacitive touchscreen
NY532-1300-011443700 | 4092700 | 701544 | Machine Controller for 16 axes, Industrial Panel PC with Intel® Core™ i5-7440EQ, 8 GB RAM (non ECC), 256 GB CFast MLC, Windows 10 IoT Enterprise 2019 LTSC - 64 bit, 12.1" display with capacitive touchscreen
NY532-1300-011443760 | 4270900 | 701538 | Machine Controller for 16 axes, Industrial Panel PC with Intel® Core™ i5-7440EQ, 8 GB RAM (non ECC), 256 GB CFast MLC, Windows 10 IoT Enterprise 2019 LTSC - 64 bit, NYML Port, 12.1" display with capacitive touchscreen
NY532-1300-011445600 | 4173300 | 701553 | Machine Controller for 16 axes, Industrial Panel PC with Intel® Core™ i5-7440EQ, 32 GB RAM (Non-ECC), 128 GB CFast MLC, Windows 10 IoT Enterprise 2019 LTSC - 64 bit, 12.1" display with capacitive touchscreen
NY532-1300-011445660 | 4350900 | 701547 | Machine Controller for 16 axes, Industrial Panel PC with Intel® Core™ i5-7440EQ, 32 GB RAM (Non-ECC), 128 GB CFast MLC, Windows 10 IoT Enterprise 2019 LTSC - 64 bit, NYML Port, 12.1" display with capacitive touchscreen
NY532-1300-011445700 | 4367700 | 701541 | Machine Controller for 16 axes, Industrial Panel PC with Intel® Core™ i5-7440EQ, 32 GB RAM (Non-ECC), 256 GB CFast MLC, Windows 10 IoT Enterprise 2019 LTSC - 64 bit, 12.1" display with capacitive touchscreen
NY532-1300-011445760 | 4545400 | 701535 | Machine Controller for 16 axes, Industrial Panel PC with Intel® Core™ i5-7440EQ, 32 GB RAM (Non-ECC), 256 GB CFast MLC, Windows 10 IoT Enterprise 2019 LTSC - 64 bit, NYML Port, 12.1" display with capacitive touchscreen
NY532-1300-012443600 | 3982800 | 701532 | Machine Controller for 16 axes, Industrial Panel PC with Intel® Core™ i5-7440EQ, 8 GB RAM (non ECC), 128 GB CFast MLC, Windows 10 IoT Enterprise 2019 LTSC - 64 bit, 15.4" display with capacitive touchscreen
NY532-1300-012443660 | 4162700 | 701526 | Machine Controller for 16 axes, Industrial Panel PC with Intel® Core™ i5-7440EQ, 8 GB RAM (non ECC), 128 GB CFast MLC, Windows 10 IoT Enterprise 2019 LTSC - 64 bit, NYML Port, 15.4" display with capacitive touchscreen
NY532-1300-012443700 | 4178900 | 701520 | Machine Controller for 16 axes, Industrial Panel PC with Intel® Core™ i5-7440EQ, 8 GB RAM (non ECC), 256 GB CFast MLC, Windows 10 IoT Enterprise 2019 LTSC - 64 bit, 15.4" display with capacitive touchscreen
NY532-1300-012443760 | 4358300 | 701514 | Machine Controller for 16 axes, Industrial Panel PC with Intel® Core™ i5-7440EQ, 8 GB RAM (non ECC), 256 GB CFast MLC, Windows 10 IoT Enterprise 2019 LTSC - 64 bit, NYML Port, 15.4" display with capacitive touchscreen
NY532-1300-012445600 | 4260100 | 701529 | Machine Controller for 16 axes, Industrial Panel PC with Intel® Core™ i5-7440EQ, 32 GB RAM (Non-ECC), 128 GB CFast MLC, Windows 10 IoT Enterprise 2019 LTSC - 64 bit, 15.4" display with capacitive touchscreen
NY532-1300-012445660 | 4439400 | 701523 | Machine Controller for 16 axes, Industrial Panel PC with Intel® Core™ i5-7440EQ, 32 GB RAM (Non-ECC), 128 GB CFast MLC, Windows 10 IoT Enterprise 2019 LTSC - 64 bit, NYML Port, 15.4" display with capacitive touchscreen
NY532-1300-012445700 | 4455900 | 701517 | Machine Controller for 16 axes, Industrial Panel PC with Intel® Core™ i5-7440EQ, 32 GB RAM (Non-ECC), 256 GB CFast MLC, Windows 10 IoT Enterprise 2019 LTSC - 64 bit, 15.4" display with capacitive touchscreen
NY532-1300-012445760 | 4635400 | 701511 | Machine Controller for 16 axes, Industrial Panel PC with Intel® Core™ i5-7440EQ, 32 GB RAM (Non-ECC), 256 GB CFast MLC, Windows 10 IoT Enterprise 2019 LTSC - 64 bit, NYML Port, 15.4" display with capacitive touchscreen
NY532-1300-013443600 | 4237300 | 701508 | Machine Controller for 16 axes, Industrial Panel PC with Intel® Core™ i5-7440EQ, 8 GB RAM (non ECC), 128 GB CFast MLC, Windows 10 IoT Enterprise 2019 LTSC - 64 bit, 18.5" (1920x1080) display with capacitive touchscreen
NY532-1300-013443660 | 4563100 | 701502 | Machine Controller for 16 axes, Industrial Panel PC with Intel® Core™ i5-7440EQ, 8 GB RAM (non ECC), 128 GB CFast MLC, Windows 10 IoT Enterprise 2019 LTSC - 64 bit, NYML Port, 18.5" (1920x1080) display with capacitive touchscreen
NY532-1300-013443700 | 4579200 | 701496 | Machine Controller for 16 axes, Industrial Panel PC with Intel® Core™ i5-7440EQ, 8 GB RAM (non ECC), 256 GB CFast MLC, Windows 10 IoT Enterprise 2019 LTSC - 64 bit, 18.5" (1920x1080) display with capacitive touchscreen
NY532-1300-013443760 | 4757100 | 701490 | Machine Controller for 16 axes, Industrial Panel PC with Intel® Core™ i5-7440EQ, 8 GB RAM (non ECC), 256 GB CFast MLC, Windows 10 IoT Enterprise 2019 LTSC - 64 bit, NYML Port, 18.5" (1920x1080) display with capacitive touchscreen
NY532-1300-013445600 | 4659800 | 701505 | Machine Controller for 16 axes, Industrial Panel PC with Intel® Core™ i5-7440EQ, 32 GB RAM (Non-ECC), 128 GB CFast MLC, Windows 10 IoT Enterprise 2019 LTSC - 64 bit, 18.5" (1920x1080) display with capacitive touchscreen
NY532-1300-013445660 | 4837500 | 701499 | Machine Controller for 16 axes, Industrial Panel PC with Intel® Core™ i5-7440EQ, 32 GB RAM (Non-ECC), 128 GB CFast MLC, Windows 10 IoT Enterprise 2019 LTSC - 64 bit, NYML Port, 18.5" (1920x1080) display with capacitive touchscreen
NY532-1300-013445700 | 4853700 | 701493 | Machine Controller for 16 axes, Industrial Panel PC with Intel® Core™ i5-7440EQ, 32 GB RAM (Non-ECC), 256 GB CFast MLC, Windows 10 IoT Enterprise 2019 LTSC - 64 bit, 18.5" (1920x1080) display with capacitive touchscreen
NY532-1300-013445760 | 5031900 | 701487 | Machine Controller for 16 axes, Industrial Panel PC with Intel® Core™ i5-7440EQ, 32 GB RAM (Non-ECC), 256 GB CFast MLC, Windows 10 IoT Enterprise 2019 LTSC - 64 bit, NYML Port, 18.5" (1920x1080) display with capacitive touchscreen
NY532-1300-023443600 | 4554300 | 701484 | Machine Controller for 16 axes, Industrial Panel PC with Intel® Core™ i5-7440EQ, 8 GB RAM (non ECC), 128 GB CFast MLC, Windows 10 IoT Enterprise 2019 LTSC - 64 bit, 18.5" (1920x1080) display with capacitive touchscreen, Ni plating
NY532-1300-023443660 | 4731900 | 701478 | Machine Controller for 16 axes, Industrial Panel PC with Intel® Core™ i5-7440EQ, 8 GB RAM (non ECC), 128 GB CFast MLC, Windows 10 IoT Enterprise 2019 LTSC - 64 bit, NYML Port, 18.5" (1920x1080) display with capacitive touchscreen, Ni plating
NY532-1300-023443700 | 4748600 | 701472 | Machine Controller for 16 axes, Industrial Panel PC with Intel® Core™ i5-7440EQ, 8 GB RAM (non ECC), 256 GB CFast MLC, Windows 10 IoT Enterprise 2019 LTSC - 64 bit, 18.5" (1920x1080) display with capacitive touchscreen, Ni plating
NY532-1300-023443760 | 4926400 | 701466 | Machine Controller for 16 axes, Industrial Panel PC with Intel® Core™ i5-7440EQ, 8 GB RAM (non ECC), 256 GB CFast MLC, Windows 10 IoT Enterprise 2019 LTSC - 64 bit, NYML Port, 18.5" (1920x1080) display with capacitive touchscreen, Ni plating
NY532-1300-023445600 | 4828500 | 701481 | Machine Controller for 16 axes, Industrial Panel PC with Intel® Core™ i5-7440EQ, 32 GB RAM (Non-ECC), 128 GB CFast MLC, Windows 10 IoT Enterprise 2019 LTSC - 64 bit, 18.5" (1920x1080) display with capacitive touchscreen, Ni plating
NY532-1300-023445660 | 5006600 | 701475 | Machine Controller for 16 axes, Industrial Panel PC with Intel® Core™ i5-7440EQ, 32 GB RAM (Non-ECC), 128 GB CFast MLC, Windows 10 IoT Enterprise 2019 LTSC - 64 bit, NYML Port, 18.5" (1920x1080) display with capacitive touchscreen, Ni plating
NY532-1300-023445700 | 5023000 | 701469 | Machine Controller for 16 axes, Industrial Panel PC with Intel® Core™ i5-7440EQ, 32 GB RAM (Non-ECC), 256 GB CFast MLC, Windows 10 IoT Enterprise 2019 LTSC - 64 bit, 18.5" (1920x1080) display with capacitive touchscreen, Ni plating
NY532-1300-023445760 | 5200600 | 701459 | Machine Controller for 16 axes, Industrial Panel PC with Intel® Core™ i5-7440EQ, 32 GB RAM (Non-ECC), 256 GB CFast MLC, Windows 10 IoT Enterprise 2019 LTSC - 64 bit, NYML Port, 18.5" (1920x1080) display with capacitive touchscreen, Ni plating
NY532-1400-011443600 | 4125300 | 701555 | Machine Controller for 32 axes, Industrial Panel PC with Intel® Core™ i5-7440EQ, 8 GB RAM (non ECC), 128 GB CFast MLC, Windows 10 IoT Enterprise 2019 LTSC - 64 bit, 12.1" display with capacitive touchscreen
NY532-1400-011443660 | 4313500 | 701549 | Machine Controller for 32 axes, Industrial Panel PC with Intel® Core™ i5-7440EQ, 8 GB RAM (non ECC), 128 GB CFast MLC, Windows 10 IoT Enterprise 2019 LTSC - 64 bit, NYML Port, 12.1" display with capacitive touchscreen
NY532-1400-011443700 | 4331200 | 701543 | Machine Controller for 32 axes, Industrial Panel PC with Intel® Core™ i5-7440EQ, 8 GB RAM (non ECC), 256 GB CFast MLC, Windows 10 IoT Enterprise 2019 LTSC - 64 bit, 12.1" display with capacitive touchscreen
NY532-1400-011443760 | 4519200 | 701537 | Machine Controller for 32 axes, Industrial Panel PC with Intel® Core™ i5-7440EQ, 8 GB RAM (non ECC), 256 GB CFast MLC, Windows 10 IoT Enterprise 2019 LTSC - 64 bit, NYML Port, 12.1" display with capacitive touchscreen
NY532-1400-011445600 | 4416200 | 701552 | Machine Controller for 32 axes, Industrial Panel PC with Intel® Core™ i5-7440EQ, 32 GB RAM (Non-ECC), 128 GB CFast MLC, Windows 10 IoT Enterprise 2019 LTSC - 64 bit, 12.1" display with capacitive touchscreen
NY532-1400-011445660 | 4604100 | 701546 | Machine Controller for 32 axes, Industrial Panel PC with Intel® Core™ i5-7440EQ, 32 GB RAM (Non-ECC), 128 GB CFast MLC, Windows 10 IoT Enterprise 2019 LTSC - 64 bit, NYML Port, 12.1" display with capacitive touchscreen
NY532-1400-011445700 | 4621300 | 701540 | Machine Controller for 32 axes, Industrial Panel PC with Intel® Core™ i5-7440EQ, 32 GB RAM (Non-ECC), 256 GB CFast MLC, Windows 10 IoT Enterprise 2019 LTSC - 64 bit, 12.1" display with capacitive touchscreen
NY532-1400-011445760 | 4809500 | 701534 | Machine Controller for 32 axes, Industrial Panel PC with Intel® Core™ i5-7440EQ, 32 GB RAM (Non-ECC), 256 GB CFast MLC, Windows 10 IoT Enterprise 2019 LTSC - 64 bit, NYML Port, 12.1" display with capacitive touchscreen
NY532-1400-012443600 | 4215000 | 701531 | Machine Controller for 32 axes, Industrial Panel PC with Intel® Core™ i5-7440EQ, 8 GB RAM (non ECC), 128 GB CFast MLC, Windows 10 IoT Enterprise 2019 LTSC - 64 bit, 15.4" display with capacitive touchscreen
NY532-1400-012443660 | 4404600 | 701525 | Machine Controller for 32 axes, Industrial Panel PC with Intel® Core™ i5-7440EQ, 8 GB RAM (non ECC), 128 GB CFast MLC, Windows 10 IoT Enterprise 2019 LTSC - 64 bit, NYML Port, 15.4" display with capacitive touchscreen
NY532-1400-012443700 | 4422000 | 701519 | Machine Controller for 32 axes, Industrial Panel PC with Intel® Core™ i5-7440EQ, 8 GB RAM (non ECC), 256 GB CFast MLC, Windows 10 IoT Enterprise 2019 LTSC - 64 bit, 15.4" display with capacitive touchscreen
NY532-1400-012443760 | 4611700 | 701513 | Machine Controller for 32 axes, Industrial Panel PC with Intel® Core™ i5-7440EQ, 8 GB RAM (non ECC), 256 GB CFast MLC, Windows 10 IoT Enterprise 2019 LTSC - 64 bit, NYML Port, 15.4" display with capacitive touchscreen
NY532-1400-012445600 | 4507700 | 701528 | Machine Controller for 32 axes, Industrial Panel PC with Intel® Core™ i5-7440EQ, 32 GB RAM (Non-ECC), 128 GB CFast MLC, Windows 10 IoT Enterprise 2019 LTSC - 64 bit, 15.4" display with capacitive touchscreen
NY532-1400-012445660 | 4697600 | 701522 | Machine Controller for 32 axes, Industrial Panel PC with Intel® Core™ i5-7440EQ, 32 GB RAM (Non-ECC), 128 GB CFast MLC, Windows 10 IoT Enterprise 2019 LTSC - 64 bit, NYML Port, 15.4" display with capacitive touchscreen
NY532-1400-012445700 | 4714900 | 701516 | Machine Controller for 32 axes, Industrial Panel PC with Intel® Core™ i5-7440EQ, 32 GB RAM (Non-ECC), 256 GB CFast MLC, Windows 10 IoT Enterprise 2019 LTSC - 64 bit, 15.4" display with capacitive touchscreen
NY532-1400-012445760 | 4905200 | 701510 | Machine Controller for 32 axes, Industrial Panel PC with Intel® Core™ i5-7440EQ, 32 GB RAM (Non-ECC), 256 GB CFast MLC, Windows 10 IoT Enterprise 2019 LTSC - 64 bit, NYML Port, 15.4" display with capacitive touchscreen
NY532-1400-013443600 | 4640600 | 701507 | Machine Controller for 32 axes, Industrial Panel PC with Intel® Core™ i5-7440EQ, 8 GB RAM (non ECC), 128 GB CFast MLC, Windows 10 IoT Enterprise 2019 LTSC - 64 bit, 18.5" (1920x1080) display with capacitive touchscreen
NY532-1400-013443660 | 4828500 | 701501 | Machine Controller for 32 axes, Industrial Panel PC with Intel® Core™ i5-7440EQ, 8 GB RAM (non ECC), 128 GB CFast MLC, Windows 10 IoT Enterprise 2019 LTSC - 64 bit, NYML Port, 18.5" (1920x1080) display with capacitive touchscreen
NY532-1400-013443700 | 4845800 | 701495 | Machine Controller for 32 axes, Industrial Panel PC with Intel® Core™ i5-7440EQ, 8 GB RAM (non ECC), 256 GB CFast MLC, Windows 10 IoT Enterprise 2019 LTSC - 64 bit, 18.5" (1920x1080) display with capacitive touchscreen
NY532-1400-013443760 | 5033900 | 701489 | Machine Controller for 32 axes, Industrial Panel PC with Intel® Core™ i5-7440EQ, 8 GB RAM (non ECC), 256 GB CFast MLC, Windows 10 IoT Enterprise 2019 LTSC - 64 bit, NYML Port, 18.5" (1920x1080) display with capacitive touchscreen
NY532-1400-013445600 | 4930600 | 701504 | Machine Controller for 32 axes, Industrial Panel PC with Intel® Core™ i5-7440EQ, 32 GB RAM (Non-ECC), 128 GB CFast MLC, Windows 10 IoT Enterprise 2019 LTSC - 64 bit, 18.5" (1920x1080) display with capacitive touchscreen
NY532-1400-013445660 | 5118700 | 701498 | Machine Controller for 32 axes, Industrial Panel PC with Intel® Core™ i5-7440EQ, 32 GB RAM (Non-ECC), 128 GB CFast MLC, Windows 10 IoT Enterprise 2019 LTSC - 64 bit, NYML Port, 18.5" (1920x1080) display with capacitive touchscreen
NY532-1400-013445700 | 5136100 | 701492 | Machine Controller for 32 axes, Industrial Panel PC with Intel® Core™ i5-7440EQ, 32 GB RAM (Non-ECC), 256 GB CFast MLC, Windows 10 IoT Enterprise 2019 LTSC - 64 bit, 18.5" (1920x1080) display with capacitive touchscreen
NY532-1400-013445760 | 5324500 | 701486 | Machine Controller for 32 axes, Industrial Panel PC with Intel® Core™ i5-7440EQ, 32 GB RAM (Non-ECC), 256 GB CFast MLC, Windows 10 IoT Enterprise 2019 LTSC - 64 bit, NYML Port, 18.5" (1920x1080) display with capacitive touchscreen
NY532-1400-023443600 | 4819400 | 701483 | Machine Controller for 32 axes, Industrial Panel PC with Intel® Core™ i5-7440EQ, 8 GB RAM (non ECC), 128 GB CFast MLC, Windows 10 IoT Enterprise 2019 LTSC - 64 bit, 18.5" (1920x1080) display with capacitive touchscreen, Ni plating
NY532-1400-023443660 | 5007300 | 701477 | Machine Controller for 32 axes, Industrial Panel PC with Intel® Core™ i5-7440EQ, 8 GB RAM (non ECC), 128 GB CFast MLC, Windows 10 IoT Enterprise 2019 LTSC - 64 bit, NYML Port, 18.5" (1920x1080) display with capacitive touchscreen, Ni plating
NY532-1400-023443700 | 5024600 | 701471 | Machine Controller for 32 axes, Industrial Panel PC with Intel® Core™ i5-7440EQ, 8 GB RAM (non ECC), 256 GB CFast MLC, Windows 10 IoT Enterprise 2019 LTSC - 64 bit, 18.5" (1920x1080) display with capacitive touchscreen, Ni plating
NY532-1400-023443760 | 5213000 | 701461 | Machine Controller for 32 axes, Industrial Panel PC with Intel® Core™ i5-7440EQ, 8 GB RAM (non ECC), 256 GB CFast MLC, Windows 10 IoT Enterprise 2019 LTSC - 64 bit, NYML Port, 18.5" (1920x1080) display with capacitive touchscreen, Ni plating
NY532-1400-023445600 | 5109800 | 701480 | Machine Controller for 32 axes, Industrial Panel PC with Intel® Core™ i5-7440EQ, 32 GB RAM (Non-ECC), 128 GB CFast MLC, Windows 10 IoT Enterprise 2019 LTSC - 64 bit, 18.5" (1920x1080) display with capacitive touchscreen, Ni plating
NY532-1400-023445660 | 5297900 | 701474 | Machine Controller for 32 axes, Industrial Panel PC with Intel® Core™ i5-7440EQ, 32 GB RAM (Non-ECC), 128 GB CFast MLC, Windows 10 IoT Enterprise 2019 LTSC - 64 bit, NYML Port, 18.5" (1920x1080) display with capacitive touchscreen, Ni plating
NY532-1400-023445700 | 5315300 | 701468 | Machine Controller for 32 axes, Industrial Panel PC with Intel® Core™ i5-7440EQ, 32 GB RAM (Non-ECC), 256 GB CFast MLC, Windows 10 IoT Enterprise 2019 LTSC - 64 bit, 18.5" (1920x1080) display with capacitive touchscreen, Ni plating
NY532-1400-023445760 | 5503200 | 701458 | Machine Controller for 32 axes, Industrial Panel PC with Intel® Core™ i5-7440EQ, 32 GB RAM (Non-ECC), 256 GB CFast MLC, Windows 10 IoT Enterprise 2019 LTSC - 64 bit, NYML Port, 18.5" (1920x1080) display with capacitive touchscreen, Ni plating
NY532-1500-011443600 | 4312800 | 701554 | Machine Controller for 64 axes, Industrial Panel PC with Intel® Core™ i5-7440EQ, 8 GB RAM (non ECC), 128 GB CFast MLC, Windows 10 IoT Enterprise 2019 LTSC - 64 bit, 12.1" display with capacitive touchscreen
NY532-1500-011443660 | 4509800 | 701548 | Machine Controller for 64 axes, Industrial Panel PC with Intel® Core™ i5-7440EQ, 8 GB RAM (non ECC), 128 GB CFast MLC, Windows 10 IoT Enterprise 2019 LTSC - 64 bit, NYML Port, 12.1" display with capacitive touchscreen
NY532-1500-011443700 | 4527600 | 701542 | Machine Controller for 64 axes, Industrial Panel PC with Intel® Core™ i5-7440EQ, 8 GB RAM (non ECC), 256 GB CFast MLC, Windows 10 IoT Enterprise 2019 LTSC - 64 bit, 12.1" display with capacitive touchscreen
NY532-1500-011443760 | 4724600 | 701536 | Machine Controller for 64 axes, Industrial Panel PC with Intel® Core™ i5-7440EQ, 8 GB RAM (non ECC), 256 GB CFast MLC, Windows 10 IoT Enterprise 2019 LTSC - 64 bit, NYML Port, 12.1" display with capacitive touchscreen
NY532-1500-011445600 | 4616500 | 701551 | Machine Controller for 64 axes, Industrial Panel PC with Intel® Core™ i5-7440EQ, 32 GB RAM (Non-ECC), 128 GB CFast MLC, Windows 10 IoT Enterprise 2019 LTSC - 64 bit, 12.1" display with capacitive touchscreen
NY532-1500-011445660 | 4813200 | 701545 | Machine Controller for 64 axes, Industrial Panel PC with Intel® Core™ i5-7440EQ, 32 GB RAM (Non-ECC), 128 GB CFast MLC, Windows 10 IoT Enterprise 2019 LTSC - 64 bit, NYML Port, 12.1" display with capacitive touchscreen
NY532-1500-011445700 | 4831600 | 701539 | Machine Controller for 64 axes, Industrial Panel PC with Intel® Core™ i5-7440EQ, 32 GB RAM (Non-ECC), 256 GB CFast MLC, Windows 10 IoT Enterprise 2019 LTSC - 64 bit, 12.1" display with capacitive touchscreen
NY532-1500-011445760 | 5027900 | 701533 | Machine Controller for 64 axes, Industrial Panel PC with Intel® Core™ i5-7440EQ, 32 GB RAM (Non-ECC), 256 GB CFast MLC, Windows 10 IoT Enterprise 2019 LTSC - 64 bit, NYML Port, 12.1" display with capacitive touchscreen
NY532-1500-012443600 | 4406000 | 701530 | Machine Controller for 64 axes, Industrial Panel PC with Intel® Core™ i5-7440EQ, 8 GB RAM (non ECC), 128 GB CFast MLC, Windows 10 IoT Enterprise 2019 LTSC - 64 bit, 15.4" display with capacitive touchscreen
NY532-1500-012443660 | 4604700 | 701524 | Machine Controller for 64 axes, Industrial Panel PC with Intel® Core™ i5-7440EQ, 8 GB RAM (non ECC), 128 GB CFast MLC, Windows 10 IoT Enterprise 2019 LTSC - 64 bit, NYML Port, 15.4" display with capacitive touchscreen
NY532-1500-012443700 | 4623400 | 701518 | Machine Controller for 64 axes, Industrial Panel PC with Intel® Core™ i5-7440EQ, 8 GB RAM (non ECC), 256 GB CFast MLC, Windows 10 IoT Enterprise 2019 LTSC - 64 bit, 15.4" display with capacitive touchscreen
NY532-1500-012443760 | 4821500 | 701512 | Machine Controller for 64 axes, Industrial Panel PC with Intel® Core™ i5-7440EQ, 8 GB RAM (non ECC), 256 GB CFast MLC, Windows 10 IoT Enterprise 2019 LTSC - 64 bit, NYML Port, 15.4" display with capacitive touchscreen
NY532-1500-012445600 | 4712800 | 701527 | Machine Controller for 64 axes, Industrial Panel PC with Intel® Core™ i5-7440EQ, 32 GB RAM (Non-ECC), 128 GB CFast MLC, Windows 10 IoT Enterprise 2019 LTSC - 64 bit, 15.4" display with capacitive touchscreen
NY532-1500-012445660 | 4911200 | 701521 | Machine Controller for 64 axes, Industrial Panel PC with Intel® Core™ i5-7440EQ, 32 GB RAM (Non-ECC), 128 GB CFast MLC, Windows 10 IoT Enterprise 2019 LTSC - 64 bit, NYML Port, 15.4" display with capacitive touchscreen
NY532-1500-012445700 | 4929500 | 701515 | Machine Controller for 64 axes, Industrial Panel PC with Intel® Core™ i5-7440EQ, 32 GB RAM (Non-ECC), 256 GB CFast MLC, Windows 10 IoT Enterprise 2019 LTSC - 64 bit, 15.4" display with capacitive touchscreen
NY532-1500-012445760 | 5127900 | 701509 | Machine Controller for 64 axes, Industrial Panel PC with Intel® Core™ i5-7440EQ, 32 GB RAM (Non-ECC), 256 GB CFast MLC, Windows 10 IoT Enterprise 2019 LTSC - 64 bit, NYML Port, 15.4" display with capacitive touchscreen
NY532-1500-013443600 | 4851400 | 701506 | Machine Controller for 64 axes, Industrial Panel PC with Intel® Core™ i5-7440EQ, 8 GB RAM (non ECC), 128 GB CFast MLC, Windows 10 IoT Enterprise 2019 LTSC - 64 bit, 18.5" (1920x1080) display with capacitive touchscreen
NY532-1500-013443660 | 5048300 | 701500 | Machine Controller for 64 axes, Industrial Panel PC with Intel® Core™ i5-7440EQ, 8 GB RAM (non ECC), 128 GB CFast MLC, Windows 10 IoT Enterprise 2019 LTSC - 64 bit, NYML Port, 18.5" (1920x1080) display with capacitive touchscreen
NY532-1500-013443700 | 5065900 | 701494 | Machine Controller for 64 axes, Industrial Panel PC with Intel® Core™ i5-7440EQ, 8 GB RAM (non ECC), 256 GB CFast MLC, Windows 10 IoT Enterprise 2019 LTSC - 64 bit, 18.5" (1920x1080) display with capacitive touchscreen
NY532-1500-013443760 | 5262800 | 701488 | Machine Controller for 64 axes, Industrial Panel PC with Intel® Core™ i5-7440EQ, 8 GB RAM (non ECC), 256 GB CFast MLC, Windows 10 IoT Enterprise 2019 LTSC - 64 bit, NYML Port, 18.5" (1920x1080) display with capacitive touchscreen
NY532-1500-013445600 | 5154700 | 701503 | Machine Controller for 64 axes, Industrial Panel PC with Intel® Core™ i5-7440EQ, 32 GB RAM (Non-ECC), 128 GB CFast MLC, Windows 10 IoT Enterprise 2019 LTSC - 64 bit, 18.5" (1920x1080) display with capacitive touchscreen
NY532-1500-013445660 | 5351700 | 701497 | Machine Controller for 64 axes, Industrial Panel PC with Intel® Core™ i5-7440EQ, 32 GB RAM (Non-ECC), 128 GB CFast MLC, Windows 10 IoT Enterprise 2019 LTSC - 64 bit, NYML Port, 18.5" (1920x1080) display with capacitive touchscreen
NY532-1500-013445700 | 5369500 | 701491 | Machine Controller for 64 axes, Industrial Panel PC with Intel® Core™ i5-7440EQ, 32 GB RAM (Non-ECC), 256 GB CFast MLC, Windows 10 IoT Enterprise 2019 LTSC - 64 bit, 18.5" (1920x1080) display with capacitive touchscreen
NY532-1500-013445760 | 5566400 | 701485 | Machine Controller for 64 axes, Industrial Panel PC with Intel® Core™ i5-7440EQ, 32 GB RAM (Non-ECC), 256 GB CFast MLC, Windows 10 IoT Enterprise 2019 LTSC - 64 bit, NYML Port, 18.5" (1920x1080) display with capacitive touchscreen
NY532-1500-023443600 | 5038400 | 701482 | Machine Controller for 64 axes, Industrial Panel PC with Intel® Core™ i5-7440EQ, 8 GB RAM (non ECC), 128 GB CFast MLC, Windows 10 IoT Enterprise 2019 LTSC - 64 bit, 18.5" (1920x1080) display with capacitive touchscreen, Ni plating
NY532-1500-023443660 | 5234800 | 701476 | Machine Controller for 64 axes, Industrial Panel PC with Intel® Core™ i5-7440EQ, 8 GB RAM (non ECC), 128 GB CFast MLC, Windows 10 IoT Enterprise 2019 LTSC - 64 bit, NYML Port, 18.5" (1920x1080) display with capacitive touchscreen, Ni plating
NY532-1500-023443700 | 5253000 | 701470 | Machine Controller for 64 axes, Industrial Panel PC with Intel® Core™ i5-7440EQ, 8 GB RAM (non ECC), 256 GB CFast MLC, Windows 10 IoT Enterprise 2019 LTSC - 64 bit, 18.5" (1920x1080) display with capacitive touchscreen, Ni plating
NY532-1500-023443760 | 5449800 | 701460 | Machine Controller for 64 axes, Industrial Panel PC with Intel® Core™ i5-7440EQ, 8 GB RAM (non ECC), 256 GB CFast MLC, Windows 10 IoT Enterprise 2019 LTSC - 64 bit, NYML Port, 18.5" (1920x1080) display with capacitive touchscreen, Ni plating
NY532-1500-023445600 | 5341800 | 701479 | Machine Controller for 64 axes, Industrial Panel PC with Intel® Core™ i5-7440EQ, 32 GB RAM (Non-ECC), 128 GB CFast MLC, Windows 10 IoT Enterprise 2019 LTSC - 64 bit, 18.5" (1920x1080) display with capacitive touchscreen, Ni plating
NY532-1500-023445660 | 5538700 | 701473 | Machine Controller for 64 axes, Industrial Panel PC with Intel® Core™ i5-7440EQ, 32 GB RAM (Non-ECC), 128 GB CFast MLC, Windows 10 IoT Enterprise 2019 LTSC - 64 bit, NYML Port, 18.5" (1920x1080) display with capacitive touchscreen, Ni plating
NY532-1500-023445700 | 5556900 | 701467 | Machine Controller for 64 axes, Industrial Panel PC with Intel® Core™ i5-7440EQ, 32 GB RAM (Non-ECC), 256 GB CFast MLC, Windows 10 IoT Enterprise 2019 LTSC - 64 bit, 18.5" (1920x1080) display with capacitive touchscreen, Ni plating
NY532-1500-023445760 | 5753300 | 701457 | Machine Controller for 64 axes, Industrial Panel PC with Intel® Core™ i5-7440EQ, 32 GB RAM (Non-ECC), 256 GB CFast MLC, Windows 10 IoT Enterprise 2019 LTSC - 64 bit, NYML Port, 18.5" (1920x1080) display with capacitive touchscreen, Ni plating
NY532-Z300-112445T10 | 6355800 | 703565 | AI Machine Controller for 16 axes, Industrial Panel PC with Intel® Core™ i5-74400EQ, 32 GB RAM (non-ECC), 128 GBx2 SSD-iMLC/pSLC, Windows 10 IoT Enterprise 2019 LTSC - 64 bit, PCIe slot, RS-232, 15.4" display with capacitive touchscreen
NY532-Z300-112445T20 | 6355800 | 703568 | AI Machine Controller for 16 axes, Industrial Panel PC with Intel® Core™ i5-74400EQ, 32 GB RAM (non-ECC), 128 GBx2 SSD-iMLC/pSLC, Windows 10 IoT Enterprise 2019 LTSC - 64 bit, PCIe slot, extra DVI-D, 15.4" display with capacitive touchscreen
NY532-Z400-112445T10 | 6559000 | 703566 | AI Machine Controller for 32 axes, Industrial Panel PC with Intel® Core™ i5-74400EQ, 32 GB RAM (non-ECC), 128 GBx2 SSD-iMLC/pSLC, Windows 10 IoT Enterprise 2019 LTSC - 64 bit, PCIe slot, RS-232, 15.4" display with capacitive touchscreen
NY532-Z400-112445T20 | 6559000 | 703569 | AI Machine Controller for 32 axes, Industrial Panel PC with Intel® Core™ i5-74400EQ, 32 GB RAM (non-ECC), 128 GBx2 SSD-iMLC/pSLC, Windows 10 IoT Enterprise 2019 LTSC - 64 bit, PCIe slot, extra DVI-D, 15.4" display with capacitive touchscreen
NY532-Z500-112445T10 | 6864200 | 703567 | AI Machine Controller for 64 axes, Industrial Panel PC with Intel® Core™ i5-74400EQ, 32 GB RAM (non-ECC), 128 GBx2 SSD-iMLC/pSLC, Windows 10 IoT Enterprise 2019 LTSC - 64 bit, PCIe slot, RS-232, 15.4" display with capacitive touchscreen
NY532-Z500-112445T20 | 6864200 | 703570 | AI Machine Controller for 64 axes, Industrial Panel PC with Intel® Core™ i5-74400EQ, 32 GB RAM (non-ECC), 128 GBx2 SSD-iMLC/pSLC, Windows 10 IoT Enterprise 2019 LTSC - 64 bit, PCIe slot, extra DVI-D, 15.4" display with capacitive touchscreen
NYB1C-11181 | 2028800 | 686567 | Industrial Box PC with Intel® Celeron® 2980U, 2 GB DRAM (non-ECC), 32 GB SSD-SLC, WES 7 (32-bit), PCIe slot, RS-232
NYB1C-11182 | 2028800 | 686566 | Industrial Box PC with Intel® Celeron® 2980U, 2 GB DRAM (non-ECC), 32 GB SSD-SLC, WES 7 (32-bit), PCIe slot, extra DVI-D
NYB1C-11191 | 2311100 | 686565 | Industrial Box PC with Intel® Celeron® 2980U, 2 GB DRAM (non-ECC), 64 GB SSD-SLC, WES 7 (32-bit), PCIe slot, RS-232
NYB1C-11192 | 2311100 | 686518 | Industrial Box PC with Intel® Celeron® 2980U, 2 GB DRAM (non-ECC), 64 GB SSD-SLC, WES 7 (32-bit), PCIe slot, extra DVI-D
NYB1C-111C1 | 1713100 | 686517 | Industrial Box PC with Intel® Celeron® 2980U, 2 GB DRAM (non-ECC), 320 GB HDD, WES 7 (32-bit), PCIe slot, RS-232
NYB1C-111C2 | 1713100 | 686516 | Industrial Box PC with Intel® Celeron® 2980U, 2 GB DRAM (non-ECC), 320 GB HDD, WES 7 (32-bit), PCIe slot, extra DVI-D
NYB1C-111K1 | 1836900 | 686552 | Industrial Box PC with Intel® Celeron® 2980U, 2 GB DRAM (non-ECC), 128 GB SSD-iMLC, WES 7 (32-bit), PCIe slot, RS-232
NYB1C-111K2 | 1836900 | 686551 | Industrial Box PC with Intel® Celeron® 2980U, 2 GB DRAM (non-ECC), 128 GB SSD-iMLC, WES 7 (32-bit), PCIe slot, extra DVI-D
NYB1C-11281 | 2028800 | 686515 | Industrial Box PC with Intel® Celeron® 2980U, 2 GB DRAM (non-ECC), 32 GB SSD-SLC, WES 7 (64-bit), PCIe slot, RS-232
NYB1C-11282 | 2028800 | 686514 | Industrial Box PC with Intel® Celeron® 2980U, 2 GB DRAM (non-ECC), 32 GB SSD-SLC, WES 7 (64-bit), PCIe slot, extra DVI-D
NYB1C-11291 | 2311100 | 686513 | Industrial Box PC with Intel® Celeron® 2980U, 2 GB DRAM (non-ECC), 64 GB SSD-SLC, WES 7 (64-bit), PCIe slot, RS-232
NYB1C-11292 | 2311100 | 686512 | Industrial Box PC with Intel® Celeron® 2980U, 2 GB DRAM (non-ECC), 64 GB SSD-SLC, WES 7 (64-bit), PCIe slot, extra DVI-D
NYB1C-112C1 | 1713100 | 686511 | Industrial Box PC with Intel® Celeron® 2980U, 2 GB DRAM (non-ECC), 320 GB HDD, WES 7 (64-bit), PCIe slot, RS-232
NYB1C-112C2 | 1713100 | 686510 | Industrial Box PC with Intel® Celeron® 2980U, 2 GB DRAM (non-ECC), 320 GB HDD, WES 7 (64-bit), PCIe slot, extra DVI-D
NYB1C-112K1 | 1836900 | 686550 | Industrial Box PC with Intel® Celeron® 2980U, 2 GB DRAM (non-ECC), 128 GB SSD-iMLC, WES 7 (64-bit), PCIe slot, RS-232
NYB1C-112K2 | 1836900 | 686549 | Industrial Box PC with Intel® Celeron® 2980U, 2 GB DRAM (non-ECC), 128 GB SSD-iMLC, WES 7 (64-bit), PCIe slot, extra DVI-D
NYB1C-21181 | 2054300 | 686509 | Industrial Box PC with Intel® Celeron® 2980U, 4 GB DRAM (non-ECC), 32 GB SSD-SLC, WES 7 (32-bit), PCIe slot, RS-232
NYB1C-21182 | 2054300 | 686508 | Industrial Box PC with Intel® Celeron® 2980U, 4 GB DRAM (non-ECC), 32 GB SSD-SLC, WES 7 (32-bit), PCIe slot, extra DVI-D
NYB1C-21191 | 2336400 | 686507 | Industrial Box PC with Intel® Celeron® 2980U, 4 GB DRAM (non-ECC), 64 GB SSD-SLC, WES 7 (32-bit), PCIe slot, RS-232
NYB1C-21192 | 2336400 | 686506 | Industrial Box PC with Intel® Celeron® 2980U, 4 GB DRAM (non-ECC), 64 GB SSD-SLC, WES 7 (32-bit), PCIe slot, extra DVI-D
NYB1C-211C1 | 1738300 | 686505 | Industrial Box PC with Intel® Celeron® 2980U, 4 GB DRAM (non-ECC), 320 GB HDD, WES 7 (32-bit), PCIe slot, RS-232
NYB1C-211C2 | 1738300 | 686504 | Industrial Box PC with Intel® Celeron® 2980U, 4 GB DRAM (non-ECC), 320 GB HDD, WES 7 (32-bit), PCIe slot, extra DVI-D
NYB1C-211K1 | 1862400 | 686548 | Industrial Box PC with Intel® Celeron® 2980U, 4 GB DRAM (non-ECC), 128 GB SSD-iMLC, WES 7 (32-bit), PCIe slot, RS-232
NYB1C-211K2 | 1862400 | 686594 | Industrial Box PC with Intel® Celeron® 2980U, 4 GB DRAM (non-ECC), 128 GB SSD-iMLC, WES 7 (32-bit), PCIe slot, extra DVI-D
NYB1C-21281 | 2054300 | 686503 | Industrial Box PC with Intel® Celeron® 2980U, 4 GB DRAM (non-ECC), 32 GB SSD-SLC, WES 7 (64-bit), PCIe slot, RS-232
NYB1C-21282 | 2054300 | 686502 | Industrial Box PC with Intel® Celeron® 2980U, 4 GB DRAM (non-ECC), 32 GB SSD-SLC, WES 7 (64-bit), PCIe slot, extra DVI-D
NYB1C-21291 | 2336400 | 686501 | Industrial Box PC with Intel® Celeron® 2980U, 4 GB DRAM (non-ECC), 64 GB SSD-SLC, WES 7 (64-bit), PCIe slot, RS-232
NYB1C-21292 | 2336400 | 686500 | Industrial Box PC with Intel® Celeron® 2980U, 4 GB DRAM (non-ECC), 64 GB SSD-SLC, WES 7 (64-bit), PCIe slot, extra DVI-D
NYB1C-212C1 | 1738300 | 686499 | Industrial Box PC with Intel® Celeron® 2980U, 4 GB DRAM (non-ECC), 320 GB HDD, WES 7 (64-bit), PCIe slot, RS-232
NYB1C-212C2 | 1738300 | 686498 | Industrial Box PC with Intel® Celeron® 2980U, 4 GB DRAM (non-ECC), 320 GB HDD, WES 7 (64-bit), PCIe slot, extra DVI-D
NYB1C-212K1 | 1862400 | 686593 | Industrial Box PC with Intel® Celeron® 2980U, 4 GB DRAM (non-ECC), 128 GB SSD-iMLC, WES 7 (64-bit), PCIe slot, RS-232
NYB1C-212K2 | 1862400 | 686483 | Industrial Box PC with Intel® Celeron® 2980U, 4 GB DRAM (non-ECC), 128 GB SSD-iMLC, WES 7 (64-bit), PCIe slot, extra DVI-D
NYB1C-31281 | 2105100 | 686497 | Industrial Box PC with Intel® Celeron® 2980U, 8 GB DRAM (non-ECC), 32 GB SSD-SLC, WES 7 (64-bit), PCIe slot, RS-232
NYB1C-31282 | 2105100 | 686496 | Industrial Box PC with Intel® Celeron® 2980U, 8 GB DRAM (non-ECC), 32 GB SSD-SLC, WES 7 (64-bit), PCIe slot, extra DVI-D
NYB1C-31291 | 2387200 | 686495 | Industrial Box PC with Intel® Celeron® 2980U, 8 GB DRAM (non-ECC), 64 GB SSD-SLC, WES 7 (64-bit), PCIe slot, RS-232
NYB1C-31292 | 2387200 | 686494 | Industrial Box PC with Intel® Celeron® 2980U, 8 GB DRAM (non-ECC), 64 GB SSD-SLC, WES 7 (64-bit), PCIe slot, extra DVI-D
NYB1C-312C1 | 1789400 | 686493 | Industrial Box PC with Intel® Celeron® 2980U, 8 GB DRAM (non-ECC), 320 GB HDD, WES 7 (64-bit), PCIe slot, RS-232
NYB1C-312C2 | 1789400 | 686492 | Industrial Box PC with Intel® Celeron® 2980U, 8 GB DRAM (non-ECC), 320 GB HDD, WES 7 (64-bit), PCIe slot, extra DVI-D
NYB1C-312K1 | 1913400 | 686482 | Industrial Box PC with Intel® Celeron® 2980U, 8 GB DRAM (non-ECC), 128 GB SSD-iMLC, WES 7 (64-bit), PCIe slot, RS-232
NYB1C-312K2 | 1913400 | 686481 | Industrial Box PC with Intel® Celeron® 2980U, 8 GB DRAM (non-ECC), 128 GB SSD-iMLC, WES 7 (64-bit), PCIe slot, extra DVI-D
NYB1E-31001 | 2742400 | 685825 | Industrial Box PC with Intel® Xeon® E3-1515M v5, 8 GB DRAM (non-ECC), No storage, No OS, PCIe slot, RS-232
NYB1E-31002 | 2746100 | 685824 | Industrial Box PC with Intel® Xeon® E3-1515M v5, 8 GB DRAM (non-ECC), No storage, No OS, PCIe slot, extra DVI-D
NYB1E-31006 | 2899200 | 685823 | Industrial Box PC with Intel® Xeon® E3-1515M v5, 8 GB DRAM (non-ECC), No storage, No OS, PCIe slot, NYML port
NYB1E-313C1 | 3070000 | 685884 | Industrial Box PC with Intel® Xeon® E3-1515M v5, 8 GB DRAM (non-ECC), 320 GB HDD, WIN 10 IoT Ent. (64-bit), PCIe slot, RS-232
NYB1E-313C2 | 3073600 | 685883 | Industrial Box PC with Intel® Xeon® E3-1515M v5, 8 GB DRAM (non-ECC), 320 GB HDD, WIN 10 IoT Ent. (64-bit), PCIe slot, extra DVI-D
NYB1E-313C6 | 3224500 | 685882 | Industrial Box PC with Intel® Xeon® E3-1515M v5, 8 GB DRAM (non-ECC), 320 GB HDD, WIN 10 IoT Ent. (64-bit), PCIe slot, NYML port
NYB1E-313D1 | 3070000 | 685872 | Industrial Box PC with Intel® Xeon® E3-1515M v5, 8 GB DRAM (non-ECC), 500 GB HDD, WIN 10 IoT Ent. (64-bit), PCIe slot, RS-232
NYB1E-313D2 | 3075400 | 685871 | Industrial Box PC with Intel® Xeon® E3-1515M v5, 8 GB DRAM (non-ECC), 500 GB HDD, WIN 10 IoT Ent. (64-bit), PCIe slot, extra DVI-D
NYB1E-313D6 | 3226400 | 685870 | Industrial Box PC with Intel® Xeon® E3-1515M v5, 8 GB DRAM (non-ECC), 500 GB HDD, WIN 10 IoT Ent. (64-bit), PCIe slot, NYML port
NYB1E-313E1 | 3091500 | 685860 | Industrial Box PC with Intel® Xeon® E3-1515M v5, 8 GB DRAM (non-ECC), 1 TB HDD, WIN 10 IoT Ent. (64-bit), PCIe slot, RS-232
NYB1E-313E2 | 3095000 | 685859 | Industrial Box PC with Intel® Xeon® E3-1515M v5, 8 GB DRAM (non-ECC), 1 TB HDD, WIN 10 IoT Ent. (64-bit), PCIe slot, extra DVI-D
NYB1E-313E6 | 3248300 | 685858 | Industrial Box PC with Intel® Xeon® E3-1515M v5, 8 GB DRAM (non-ECC), 1 TB HDD, WIN 10 IoT Ent. (64-bit), PCIe slot, NYML port
NYB1E-313K1 | 3134700 | 685848 | Industrial Box PC with Intel® Xeon® E3-1515M v5, 8 GB DRAM (non-ECC), 128 GB SSD-iMLC, WIN 10 IoT Ent. (64-bit), PCIe slot, RS-232
NYB1E-313K2 | 3138300 | 685847 | Industrial Box PC with Intel® Xeon® E3-1515M v5, 8 GB DRAM (non-ECC), 128 GB SSD-iMLC, WIN 10 IoT Ent. (64-bit), PCIe slot, extra DVI-D
NYB1E-313K6 | 3291200 | 685846 | Industrial Box PC with Intel® Xeon® E3-1515M v5, 8 GB DRAM (non-ECC), 128 GB SSD-iMLC, WIN 10 IoT Ent. (64-bit), PCIe slot, NYML port
NYB1E-313M1 | 3474700 | 685836 | Industrial Box PC with Intel® Xeon® E3-1515M v5, 8 GB DRAM (non-ECC), 500 GB SSD iMLC, WIN 10 IoT Ent. (64-bit), PCIe slot, RS-232
NYB1E-313M2 | 3480500 | 684798 | Industrial Box PC with Intel® Xeon® E3-1515M v5, 8 GB DRAM (non-ECC), 500 GB SSD iMLC, WIN 10 IoT Ent. (64-bit), PCIe slot, extra DVI-D
NYB1E-313M6 | 3631500 | 685835 | Industrial Box PC with Intel® Xeon® E3-1515M v5, 8 GB DRAM (non-ECC), 500 GB SSD iMLC, WIN 10 IoT Ent. (64-bit), PCIe slot, NYML port
NYB1E-41001 | 2904700 | 685822 | Industrial Box PC with Intel® Xeon® E3-1515M v5, 16 GB DRAM (non-ECC), No storage, No OS, PCIe slot, RS-232
NYB1E-41002 | 2909700 | 685821 | Industrial Box PC with Intel® Xeon® E3-1515M v5, 16 GB DRAM (non-ECC), No storage, No OS, PCIe slot, extra DVI-D
NYB1E-41006 | 3060800 | 685820 | Industrial Box PC with Intel® Xeon® E3-1515M v5, 16 GB DRAM (non-ECC), No storage, No OS, PCIe slot, NYML port
NYB1E-413C1 | 3231900 | 685881 | Industrial Box PC with Intel® Xeon® E3-1515M v5, 16 GB DRAM (non-ECC), 320 GB HDD, WIN 10 IoT Ent. (64-bit), PCIe slot, RS-232
NYB1E-413C2 | 3235700 | 685880 | Industrial Box PC with Intel® Xeon® E3-1515M v5, 16 GB DRAM (non-ECC), 320 GB HDD, WIN 10 IoT Ent. (64-bit), PCIe slot, extra DVI-D
NYB1E-413C6 | 3388400 | 685879 | Industrial Box PC with Intel® Xeon® E3-1515M v5, 16 GB DRAM (non-ECC), 320 GB HDD, WIN 10 IoT Ent. (64-bit), PCIe slot, NYML port
NYB1E-413D1 | 3233700 | 685869 | Industrial Box PC with Intel® Xeon® E3-1515M v5, 16 GB DRAM (non-ECC), 500 GB HDD, WIN 10 IoT Ent. (64-bit), PCIe slot, RS-232
NYB1E-413D2 | 3237200 | 685868 | Industrial Box PC with Intel® Xeon® E3-1515M v5, 16 GB DRAM (non-ECC), 500 GB HDD, WIN 10 IoT Ent. (64-bit), PCIe slot, extra DVI-D
NYB1E-413D6 | 3390200 | 685867 | Industrial Box PC with Intel® Xeon® E3-1515M v5, 16 GB DRAM (non-ECC), 500 GB HDD, WIN 10 IoT Ent. (64-bit), PCIe slot, NYML port
NYB1E-413E1 | 3255200 | 685857 | Industrial Box PC with Intel® Xeon® E3-1515M v5, 16 GB DRAM (non-ECC), 1 TB HDD, WIN 10 IoT Ent. (64-bit), PCIe slot, RS-232
NYB1E-413E2 | 3258900 | 685856 | Industrial Box PC with Intel® Xeon® E3-1515M v5, 16 GB DRAM (non-ECC), 1 TB HDD, WIN 10 IoT Ent. (64-bit), PCIe slot, extra DVI-D
NYB1E-413E6 | 3411700 | 685855 | Industrial Box PC with Intel® Xeon® E3-1515M v5, 16 GB DRAM (non-ECC), 1 TB HDD, WIN 10 IoT Ent. (64-bit), PCIe slot, NYML port
NYB1E-413K1 | 3296800 | 685845 | Industrial Box PC with Intel® Xeon® E3-1515M v5, 16 GB DRAM (non-ECC), 128 GB SSD-iMLC, WIN 10 IoT Ent. (64-bit), PCIe slot, RS-232
NYB1E-413K2 | 3300200 | 685844 | Industrial Box PC with Intel® Xeon® E3-1515M v5, 16 GB DRAM (non-ECC), 128 GB SSD-iMLC, WIN 10 IoT Ent. (64-bit), PCIe slot, extra DVI-D
NYB1E-413K6 | 3453000 | 685843 | Industrial Box PC with Intel® Xeon® E3-1515M v5, 16 GB DRAM (non-ECC), 128 GB SSD-iMLC, WIN 10 IoT Ent. (64-bit), PCIe slot, NYML port
NYB1E-413M1 | 3636800 | 685834 | Industrial Box PC with Intel® Xeon® E3-1515M v5, 16 GB DRAM (non-ECC), 500 GB SSD iMLC, WIN 10 IoT Ent. (64-bit), PCIe slot, RS-232
NYB1E-413M2 | 3642100 | 685833 | Industrial Box PC with Intel® Xeon® E3-1515M v5, 16 GB DRAM (non-ECC), 500 GB SSD iMLC, WIN 10 IoT Ent. (64-bit), PCIe slot, extra DVI-D
NYB1E-413M6 | 3793100 | 685832 | Industrial Box PC with Intel® Xeon® E3-1515M v5, 16 GB DRAM (non-ECC), 500 GB SSD iMLC, WIN 10 IoT Ent. (64-bit), PCIe slot, NYML port
NYB1E-514P6 | 4044000 | 707245 | Industrial Box PC with Intel® Xeon® E3-1515M v5, 32 GB DRAM (non-ECC), 1TB SSD 3DTLC , WIN 10 IoT Ent. 2019 LTSC (64-bit), PCIe slot, NY Monitor Link
NYB1E-524P6 | 4542800 | 707244 | Industrial Box PC with Intel® Xeon® E3-1515M v5, 32 GB DRAM (non-ECC), 1TB SSD 3DTLC , WIN 10 IoT Ent. 2019 LTSC (64-bit), PCIe slot +HW RAID1, NY Monitor Link
NYB1E-C1001 | 2780200 | 685819 | Industrial Box PC with Intel® Xeon® E3-1515M v5, 8 GB DRAM (ECC), No storage, No OS, PCIe slot, RS-232
NYB1E-C1002 | 2783900 | 685818 | Industrial Box PC with Intel® Xeon® E3-1515M v5, 8 GB DRAM (ECC), No storage, No OS, PCIe slot, extra DVI-D
NYB1E-C1006 | 2936800 | 685817 | Industrial Box PC with Intel® Xeon® E3-1515M v5, 8 GB DRAM (ECC), No storage, No OS, PCIe slot, NYML port
NYB1E-C1009 | 2828900 | 685885 | Industrial Box PC with Intel® Xeon® E3-1515M v5, 8 GB DRAM (ECC), No storage, No OS, PCIe slot, extra Ethernet port
NYB1E-C13C1 | 3108100 | 685878 | Industrial Box PC with Intel® Xeon® E3-1515M v5, 8 GB DRAM (ECC), 320 GB HDD, WIN 10 IoT Ent. (64-bit), PCIe slot, RS-232
NYB1E-C13C2 | 3111300 | 685877 | Industrial Box PC with Intel® Xeon® E3-1515M v5, 8 GB DRAM (ECC), 320 GB HDD, WIN 10 IoT Ent. (64-bit), PCIe slot, extra DVI-D
NYB1E-C13C6 | 3264100 | 685876 | Industrial Box PC with Intel® Xeon® E3-1515M v5, 8 GB DRAM (ECC), 320 GB HDD, WIN 10 IoT Ent. (64-bit), PCIe slot, NYML port
NYB1E-C13D1 | 3108100 | 685866 | Industrial Box PC with Intel® Xeon® E3-1515M v5, 8 GB DRAM (ECC), 500 GB HDD, WIN 10 IoT Ent. (64-bit), PCIe slot, RS-232
NYB1E-C13D2 | 3113000 | 685865 | Industrial Box PC with Intel® Xeon® E3-1515M v5, 8 GB DRAM (ECC), 500 GB HDD, WIN 10 IoT Ent. (64-bit), PCIe slot, extra DVI-D
NYB1E-C13D6 | 3264100 | 685864 | Industrial Box PC with Intel® Xeon® E3-1515M v5, 8 GB DRAM (ECC), 500 GB HDD, WIN 10 IoT Ent. (64-bit), PCIe slot, NYML port
NYB1E-C13D9 | 3156500 | 685813 | Industrial Box PC with Intel® Xeon® E3-1515M v5, 8 GB DRAM (ECC), 500 GB HDD, WIN 10 IoT Ent. (64-bit), PCIe slot, extra Ethernet port
NYB1E-C13E1 | 3129400 | 685854 | Industrial Box PC with Intel® Xeon® E3-1515M v5, 8 GB DRAM (ECC), 1 TB HDD, WIN 10 IoT Ent. (64-bit), PCIe slot, RS-232
NYB1E-C13E2 | 3133000 | 685853 | Industrial Box PC with Intel® Xeon® E3-1515M v5, 8 GB DRAM (ECC), 1 TB HDD, WIN 10 IoT Ent. (64-bit), PCIe slot, extra DVI-D
NYB1E-C13E6 | 3285900 | 685852 | Industrial Box PC with Intel® Xeon® E3-1515M v5, 8 GB DRAM (ECC), 1 TB HDD, WIN 10 IoT Ent. (64-bit), PCIe slot, NYML port
NYB1E-C13K1 | 3172500 | 685842 | Industrial Box PC with Intel® Xeon® E3-1515M v5, 8 GB DRAM (ECC), 128 GB SSD-iMLC, WIN 10 IoT Ent. (64-bit), PCIe slot, RS-232
NYB1E-C13K2 | 3176100 | 685841 | Industrial Box PC with Intel® Xeon® E3-1515M v5, 8 GB DRAM (ECC), 128 GB SSD-iMLC, WIN 10 IoT Ent. (64-bit), PCIe slot, extra DVI-D
NYB1E-C13K6 | 3329000 | 685840 | Industrial Box PC with Intel® Xeon® E3-1515M v5, 8 GB DRAM (ECC), 128 GB SSD-iMLC, WIN 10 IoT Ent. (64-bit), PCIe slot, NYML port
NYB1E-C13M1 | 3512500 | 685831 | Industrial Box PC with Intel® Xeon® E3-1515M v5, 8 GB DRAM (ECC), 500 GB SSD iMLC, WIN 10 IoT Ent. (64-bit), PCIe slot, RS-232
NYB1E-C13M2 | 3516300 | 685830 | Industrial Box PC with Intel® Xeon® E3-1515M v5, 8 GB DRAM (ECC), 500 GB SSD iMLC, WIN 10 IoT Ent. (64-bit), PCIe slot, extra DVI-D
NYB1E-C13M6 | 3669300 | 685829 | Industrial Box PC with Intel® Xeon® E3-1515M v5, 8 GB DRAM (ECC), 500 GB SSD iMLC, WIN 10 IoT Ent. (64-bit), PCIe slot, NYML port
NYB1E-C13M9 | 3561200 | 685886 | Industrial Box PC with Intel® Xeon® E3-1515M v5, 8 GB DRAM (ECC), 500 GB SSD iMLC, WIN 10 IoT Ent. (64-bit), PCIe slot, extra Ethernet port
NYB1E-D1001 | 2987100 | 685816 | Industrial Box PC with Intel® Xeon® E3-1515M v5, 16 GB DRAM (ECC), No storage, No OS, PCIe slot, RS-232
NYB1E-D1002 | 2990800 | 685815 | Industrial Box PC with Intel® Xeon® E3-1515M v5, 16 GB DRAM (ECC), No storage, No OS, PCIe slot, extra DVI-D
NYB1E-D1006 | 3143900 | 685814 | Industrial Box PC with Intel® Xeon® E3-1515M v5, 16 GB DRAM (ECC), No storage, No OS, PCIe slot, NYML port
NYB1E-D13C1 | 3314600 | 685875 | Industrial Box PC with Intel® Xeon® E3-1515M v5, 16 GB DRAM (ECC), 320 GB HDD, WIN 10 IoT Ent. (64-bit), PCIe slot, RS-232
NYB1E-D13C2 | 3318200 | 685874 | Industrial Box PC with Intel® Xeon® E3-1515M v5, 16 GB DRAM (ECC), 320 GB HDD, WIN 10 IoT Ent. (64-bit), PCIe slot, extra DVI-D
NYB1E-D13C6 | 3469200 | 685873 | Industrial Box PC with Intel® Xeon® E3-1515M v5, 16 GB DRAM (ECC), 320 GB HDD, WIN 10 IoT Ent. (64-bit), PCIe slot, NYML port
NYB1E-D13D1 | 3314600 | 685863 | Industrial Box PC with Intel® Xeon® E3-1515M v5, 16 GB DRAM (ECC), 500 GB HDD, WIN 10 IoT Ent. (64-bit), PCIe slot, RS-232
NYB1E-D13D2 | 3320300 | 685862 | Industrial Box PC with Intel® Xeon® E3-1515M v5, 16 GB DRAM (ECC), 500 GB HDD, WIN 10 IoT Ent. (64-bit), PCIe slot, extra DVI-D
NYB1E-D13D6 | 3471300 | 685861 | Industrial Box PC with Intel® Xeon® E3-1515M v5, 16 GB DRAM (ECC), 500 GB HDD, WIN 10 IoT Ent. (64-bit), PCIe slot, NYML port
NYB1E-D13E1 | 3336200 | 685851 | Industrial Box PC with Intel® Xeon® E3-1515M v5, 16 GB DRAM (ECC), 1 TB HDD, WIN 10 IoT Ent. (64-bit), PCIe slot, RS-232
NYB1E-D13E2 | 3339800 | 685850 | Industrial Box PC with Intel® Xeon® E3-1515M v5, 16 GB DRAM (ECC), 1 TB HDD, WIN 10 IoT Ent. (64-bit), PCIe slot, extra DVI-D
NYB1E-D13E6 | 3492900 | 685849 | Industrial Box PC with Intel® Xeon® E3-1515M v5, 16 GB DRAM (ECC), 1 TB HDD, WIN 10 IoT Ent. (64-bit), PCIe slot, NYML port
NYB1E-D13K1 | 3379300 | 685839 | Industrial Box PC with Intel® Xeon® E3-1515M v5, 16 GB DRAM (ECC), 128 GB SSD-iMLC, WIN 10 IoT Ent. (64-bit), PCIe slot, RS-232
NYB1E-D13K2 | 3383100 | 685838 | Industrial Box PC with Intel® Xeon® E3-1515M v5, 16 GB DRAM (ECC), 128 GB SSD-iMLC, WIN 10 IoT Ent. (64-bit), PCIe slot, extra DVI-D
NYB1E-D13K6 | 3536000 | 685837 | Industrial Box PC with Intel® Xeon® E3-1515M v5, 16 GB DRAM (ECC), 128 GB SSD-iMLC, WIN 10 IoT Ent. (64-bit), PCIe slot, NYML port
NYB1E-D13M1 | 3719500 | 685828 | Industrial Box PC with Intel® Xeon® E3-1515M v5, 16 GB DRAM (ECC), 500 GB SSD iMLC, WIN 10 IoT Ent. (64-bit), PCIe slot, RS-232
NYB1E-D13M2 | 3722900 | 685827 | Industrial Box PC with Intel® Xeon® E3-1515M v5, 16 GB DRAM (ECC), 500 GB SSD iMLC, WIN 10 IoT Ent. (64-bit), PCIe slot, extra DVI-D
NYB1E-D13M6 | 3876200 | 685826 | Industrial Box PC with Intel® Xeon® E3-1515M v5, 16 GB DRAM (ECC), 500 GB SSD iMLC, WIN 10 IoT Ent. (64-bit), PCIe slot, NYML port
NYB1E-E1006 | 3440300 | 692777 | Industrial Box PC with Intel® Xeon® E3-1515M v5, 32 GB DRAM (non-ECC), No storage, No OS, PCIe slot, NYML port
NYB25-11181 | 2333600 | 686531 | Industrial Box PC with Intel® Core™ i5-4300U, 2 GB DRAM (non-ECC), 32 GB SSD-SLC, WES 7 (32-bit), PCIe slot, RS-232
NYB25-11182 | 2333600 | 686530 | Industrial Box PC with Intel® Core™ i5-4300U, 2 GB DRAM (non-ECC), 32 GB SSD-SLC, WES 7 (32-bit), PCIe slot, extra DVI-D
NYB25-11191 | 2615900 | 686529 | Industrial Box PC with Intel® Core™ i5-4300U, 2 GB DRAM (non-ECC), 64 GB SSD-SLC, WES 7 (32-bit), PCIe slot, RS-232
NYB25-11192 | 2615900 | 686528 | Industrial Box PC with Intel® Core™ i5-4300U, 2 GB DRAM (non-ECC), 64 GB SSD-SLC, WES 7 (32-bit), PCIe slot, extra DVI-D
NYB25-111C1 | 2017600 | 686527 | Industrial Box PC with Intel® Core™ i5-4300U, 2 GB DRAM (non-ECC), 320 GB HDD, WES 7 (32-bit), PCIe slot, RS-232
NYB25-111C2 | 2017600 | 686526 | Industrial Box PC with Intel® Core™ i5-4300U, 2 GB DRAM (non-ECC), 320 GB HDD, WES 7 (32-bit), PCIe slot, extra DVI-D
NYB25-111K1 | 2141900 | 686562 | Industrial Box PC with Intel® Core™ i5-4300U, 2 GB DRAM (non-ECC), 128 GB SSD-iMLC, WES 7 (32-bit), PCIe slot, RS-232
NYB25-111K2 | 2141900 | 686561 | Industrial Box PC with Intel® Core™ i5-4300U, 2 GB DRAM (non-ECC), 128 GB SSD-iMLC, WES 7 (32-bit), PCIe slot, extra DVI-D
NYB25-11281 | 2333600 | 686525 | Industrial Box PC with Intel® Core™ i5-4300U, 2 GB DRAM (non-ECC), 32 GB SSD-SLC, WES 7 (64-bit), PCIe slot, RS-232
NYB25-11282 | 2333600 | 686524 | Industrial Box PC with Intel® Core™ i5-4300U, 2 GB DRAM (non-ECC), 32 GB SSD-SLC, WES 7 (64-bit), PCIe slot, extra DVI-D
NYB25-11291 | 2615900 | 686523 | Industrial Box PC with Intel® Core™ i5-4300U, 2 GB DRAM (non-ECC), 64 GB SSD-SLC, WES 7 (64-bit), PCIe slot, RS-232
NYB25-11292 | 2615900 | 686522 | Industrial Box PC with Intel® Core™ i5-4300U, 2 GB DRAM (non-ECC), 64 GB SSD-SLC, WES 7 (64-bit), PCIe slot, extra DVI-D
NYB25-112C1 | 2017600 | 686521 | Industrial Box PC with Intel® Core™ i5-4300U, 2 GB DRAM (non-ECC), 320 GB HDD, WES 7 (64-bit), PCIe slot, RS-232
NYB25-112C2 | 2017600 | 686520 | Industrial Box PC with Intel® Core™ i5-4300U, 2 GB DRAM (non-ECC), 320 GB HDD, WES 7 (64-bit), PCIe slot, extra DVI-D
NYB25-112K1 | 2141900 | 686560 | Industrial Box PC with Intel® Core™ i5-4300U, 2 GB DRAM (non-ECC), 128 GB SSD-iMLC, WES 7 (64-bit), PCIe slot, RS-232
NYB25-112K2 | 2141900 | 686559 | Industrial Box PC with Intel® Core™ i5-4300U, 2 GB DRAM (non-ECC), 128 GB SSD-iMLC, WES 7 (64-bit), PCIe slot, extra DVI-D
NYB25-21181 | 2359100 | 686519 | Industrial Box PC with Intel® Core™ i5-4300U, 4 GB DRAM (non-ECC), 32 GB SSD-SLC, WES 7 (32-bit), PCIe slot, RS-232
NYB25-21182 | 2359100 | 686576 | Industrial Box PC with Intel® Core™ i5-4300U, 4 GB DRAM (non-ECC), 32 GB SSD-SLC, WES 7 (32-bit), PCIe slot, extra DVI-D
NYB25-21191 | 2641000 | 686575 | Industrial Box PC with Intel® Core™ i5-4300U, 4 GB DRAM (non-ECC), 64 GB SSD-SLC, WES 7 (32-bit), PCIe slot, RS-232
NYB25-21192 | 2641000 | 686574 | Industrial Box PC with Intel® Core™ i5-4300U, 4 GB DRAM (non-ECC), 64 GB SSD-SLC, WES 7 (32-bit), PCIe slot, extra DVI-D
NYB25-211C1 | 2043200 | 686573 | Industrial Box PC with Intel® Core™ i5-4300U, 4 GB DRAM (non-ECC), 320 GB HDD, WES 7 (32-bit), PCIe slot, RS-232
NYB25-211C2 | 2043200 | 686572 | Industrial Box PC with Intel® Core™ i5-4300U, 4 GB DRAM (non-ECC), 320 GB HDD, WES 7 (32-bit), PCIe slot, extra DVI-D
NYB25-211K1 | 2167300 | 686558 | Industrial Box PC with Intel® Core™ i5-4300U, 4 GB DRAM (non-ECC), 128 GB SSD-iMLC, WES 7 (32-bit), PCIe slot, RS-232
NYB25-211K2 | 2167300 | 686557 | Industrial Box PC with Intel® Core™ i5-4300U, 4 GB DRAM (non-ECC), 128 GB SSD-iMLC, WES 7 (32-bit), PCIe slot, extra DVI-D
NYB25-21281 | 2359100 | 686571 | Industrial Box PC with Intel® Core™ i5-4300U, 4 GB DRAM (non-ECC), 32 GB SSD-SLC, WES 7 (64-bit), PCIe slot, RS-232
NYB25-21282 | 2359100 | 686583 | Industrial Box PC with Intel® Core™ i5-4300U, 4 GB DRAM (non-ECC), 32 GB SSD-SLC, WES 7 (64-bit), PCIe slot, extra DVI-D
NYB25-21291 | 2641000 | 686582 | Industrial Box PC with Intel® Core™ i5-4300U, 4 GB DRAM (non-ECC), 64 GB SSD-SLC, WES 7 (64-bit), PCIe slot, RS-232
NYB25-21292 | 2641000 | 686581 | Industrial Box PC with Intel® Core™ i5-4300U, 4 GB DRAM (non-ECC), 64 GB SSD-SLC, WES 7 (64-bit), PCIe slot, extra DVI-D
NYB25-212C1 | 2043200 | 686580 | Industrial Box PC with Intel® Core™ i5-4300U, 4 GB DRAM (non-ECC), 320 GB HDD, WES 7 (64-bit), PCIe slot, RS-232
NYB25-212C2 | 2043200 | 686579 | Industrial Box PC with Intel® Core™ i5-4300U, 4 GB DRAM (non-ECC), 320 GB HDD, WES 7 (64-bit), PCIe slot, extra DVI-D
NYB25-212K1 | 2167300 | 686556 | Industrial Box PC with Intel® Core™ i5-4300U, 4 GB DRAM (non-ECC), 128 GB SSD-iMLC, WES 7 (64-bit), PCIe slot, RS-232
NYB25-212K2 | 2167300 | 686555 | Industrial Box PC with Intel® Core™ i5-4300U, 4 GB DRAM (non-ECC), 128 GB SSD-iMLC, WES 7 (64-bit), PCIe slot, extra DVI-D
NYB25-31281 | 2409600 | 686597 | Industrial Box PC with Intel® Core™ i5-4300U, 8 GB DRAM (non-ECC), 32 GB SSD-SLC, WES 7 (64-bit), PCIe slot, RS-232
NYB25-31282 | 2409600 | 686596 | Industrial Box PC with Intel® Core™ i5-4300U, 8 GB DRAM (non-ECC), 32 GB SSD-SLC, WES 7 (64-bit), PCIe slot, extra DVI-D
NYB25-31291 | 2692100 | 686595 | Industrial Box PC with Intel® Core™ i5-4300U, 8 GB DRAM (non-ECC), 64 GB SSD-SLC, WES 7 (64-bit), PCIe slot, RS-232
NYB25-31292 | 2692100 | 686570 | Industrial Box PC with Intel® Core™ i5-4300U, 8 GB DRAM (non-ECC), 64 GB SSD-SLC, WES 7 (64-bit), PCIe slot, extra DVI-D
NYB25-312C1 | 2093600 | 686569 | Industrial Box PC with Intel® Core™ i5-4300U, 8 GB DRAM (non-ECC), 320 GB HDD, WES 7 (64-bit), PCIe slot, RS-232
NYB25-312C2 | 2093600 | 686568 | Industrial Box PC with Intel® Core™ i5-4300U, 8 GB DRAM (non-ECC), 320 GB HDD, WES 7 (64-bit), PCIe slot, extra DVI-D
NYB25-312K1 | 2218300 | 686554 | Industrial Box PC with Intel® Core™ i5-4300U, 8 GB DRAM (non-ECC), 128 GB SSD-iMLC, WES 7 (64-bit), PCIe slot, RS-232
NYB25-312K2 | 2218300 | 686553 | Industrial Box PC with Intel® Core™ i5-4300U, 8 GB DRAM (non-ECC), 128 GB SSD-iMLC, WES 7 (64-bit), PCIe slot, extra DVI-D
NYB25-313K6 | 2491800 | 686430 | Industrial Box PC with Intel® Core™ i5-4300U, 8 GB DRAM (non-ECC), 128 GB SSD-iMLC, WIN 10 IoT Ent. (64-bit), PCIe slot, NYML port
NYB27-30000 | 1859100 | 700143 | Industrial Box PC with Intel® Core™ i7-7820EQ, 8 GB DRAM (non-ECC), No Storage, No OS, No exp. slots, No I/F option
NYB27-30006 | 2027600 | 700142 | Industrial Box PC with Intel® Core™ i7-7820EQ, 8 GB DRAM (non-ECC), No Storage, No OS, No exp. slots, NY Monitor Link
NYB27-30460 | 2215200 | 700137 | Industrial Box PC with Intel® Core™ i7-7820EQ, 8 GB DRAM (non-ECC), 128 GB CFast iMLC, WIN 10 IoT 2019 (64-bit), No exp. slots, No I/F option
NYB27-30466 | 2342500 | 700136 | Industrial Box PC with Intel® Core™ i7-7820EQ, 8 GB DRAM (non-ECC), 128 GB CFast iMLC, WIN 10 IoT 2019 (64-bit), No exp. slots, NY Monitor Link
NYB27-30470 | 2355300 | 700131 | Industrial Box PC with Intel® Core™ i7-7820EQ, 8 GB DRAM (non-ECC), 256 GB CFast iMLC, WIN 10 IoT 2019 (64-bit), No exp. slots, No I/F option
NYB27-30476 | 2483200 | 700130 | Industrial Box PC with Intel® Core™ i7-7820EQ, 8 GB DRAM (non-ECC), 256 GB CFast iMLC, WIN 10 IoT 2019 (64-bit), No exp. slots, NY Monitor Link